## README
EnergyScope TD data management file
Refer to papers: "Modelling of Low Carbon EnergySystems for 26 European Countrieswith EnergyScopeTD" Tychon and Dommisse 2020 and "EnergyScope TD: an open source model for national energy systems" Limpens2019
Austrian Data by Jean-Louis Tychon & Jeroen Dommisse
Tabs structure :
1. Time series
1.1 End use demand and weather related (%_elec, %_sh…)
1.2 Technology related related to maintenance or weather (c_p_t)
2. Scenario
2.1 Resources (avail, gwp_op & c_op)
2.2 User defined (%_pub_min, fmin_%,re_share…)
2.3 Yearly energy end use demand
3. Technologies
3.1 layers_in_out (f)
3.2 Technologies caracteristiques (c_inv, lifetime …)
3.2 Storage (efficiency_in, charge time,…)
Color code :
User Input
Automatically computed
Default value

## 1.1 Time Series
|  | End Use Demands |  |  |  |  | Weather
{PERIODS} | period_duration [h] | Electricity (%_elec) | Space Heating (%_sh) | Space Cooling | Passanger mobility (%_pass) | Freight mobility (%_freight) | PV | Wind_onshore | Wind_offshore | Hydro_dam | Hydro_river | Tidal | Solar
1 | 1 | 6.3807e-05 | 0.00032091 | 0 | 2.3497e-06 | 0.00011416 | 0 | 0.033003 | 0 | 0.073524 | 0.26876 | 0 | 0
2 | 1 | 6.079e-05 | 0.00032026 | 0 | 1.1748e-06 | 0.00011416 | 0 | 0.030174 | 0 | 0.060877 | 0.26335 | 0 | 0
3 | 1 | 5.4191e-05 | 0.00031727 | 0 | 1.4098e-05 | 0.00011416 | 0 | 0.030646 | 0 | 0.075295 | 0.25794 | 0 | 0
4 | 1 | 4.3679e-05 | 0.00031223 | 0 | 3.7595e-05 | 0.00011416 | 0 | 0.030174 | 0 | 0.093676 | 0.26114 | 0 | 0
5 | 1 | 4.1603e-05 | 0.00030652 | 0 | 9.3987e-05 | 0.00011416 | 0 | 0.029939 | 0 | 0.085245 | 0.26128 | 0 | 0
6 | 1 | 4.4144e-05 | 0.00030115 | 0 | 0.0001821 | 0.00011416 | 0 | 0.039486 | 0 | 0.070742 | 0.25974 | 0 | 0
7 | 1 | 5.2685e-05 | 0.00029667 | 0 | 0.0001586 | 0.00011416 | 0 | 0.061763 | 0 | 0.078921 | 0.27016 | 0 | 0
8 | 1 | 6.4481e-05 | 0.00028702 | 0 | 0.00014685 | 0.00011416 | 0.0029813 | 0.051627 | 0 | 0.080691 | 0.27336 | 0 | 0
9 | 1 | 7.9756e-05 | 0.00026701 | 0 | 0.00016448 | 0.00011416 | 0.016184 | 0.068835 | 0 | 0.090219 | 0.27747 | 0 | 0.33825
10 | 1 | 9.8879e-05 | 0.00024525 | 0 | 0.00018797 | 0.00011416 | 0.036627 | 0.0686 | 0 | 0.10506 | 0.27467 | 0 | 0.01726
11 | 1 | 0.00010396 | 0.00022681 | 0 | 0.00020677 | 0.00011416 | 0.054089 | 0.074257 | 0 | 0.084401 | 0.27846 | 0 | 0.0029417
12 | 1 | 0.0001101 | 0.00021453 | 0 | 0.00018797 | 0.00011416 | 0.062181 | 0.08793 | 0 | 0.10717 | 0.27823 | 0 | 0.1731
13 | 1 | 0.0001118 | 0.00020807 | 0 | 0.00019032 | 0.00011416 | 0.060051 | 0.11504 | 0 | 0.084907 | 0.27625 | 0 | 0.13373
14 | 1 | 0.00010806 | 0.00020877 | 0 | 0.00021382 | 0.00011416 | 0.046422 | 0.14085 | 0 | 0.091062 | 0.27557 | 0 | 0
15 | 1 | 9.8274e-05 | 0.00021936 | 0 | 0.00022322 | 0.00011416 | 0.023424 | 0.15405 | 0 | 0.076981 | 0.27598 | 0 | 0
16 | 1 | 9.0387e-05 | 0.00023461 | 0 | 0.00022322 | 0.00011416 | 0.0051107 | 0.16301 | 0 | 0.080354 | 0.29781 | 0 | 0
17 | 1 | 9.0349e-05 | 0.00024714 | 0 | 0.00016448 | 0.00011416 | 0 | 0.14604 | 0 | 0.079764 | 0.31919 | 0 | 0
18 | 1 | 9.3322e-05 | 0.00025347 | 0 | 0.00011748 | 0.00011416 | 0 | 0.096653 | 0 | 0.14966 | 0.32749 | 0 | 0
19 | 1 | 8.9338e-05 | 0.00025872 | 0 | 8.8113e-05 | 0.00011416 | 0 | 0.10455 | 0 | 0.069224 | 0.32591 | 0 | 0
20 | 1 | 9.239e-05 | 0.00026072 | 0 | 5.8742e-05 | 0.00011416 | 0 | 0.1181 | 0 | 0.035329 | 0.32509 | 0 | 0
21 | 1 | 8.9515e-05 | 0.00026327 | 0 | 3.7595e-05 | 0.00011416 | 0 | 0.065064 | 0 | 0.056998 | 0.30859 | 0 | 0
22 | 1 | 7.7292e-05 | 0.00026601 | 0 | 2.3497e-05 | 0.00011416 | 0 | 0.043258 | 0 | 0.079089 | 0.27341 | 0 | 0
23 | 1 | 7.6347e-05 | 0.00026568 | 0 | 9.3987e-06 | 0.00011416 | 0 | 0.048562 | 0 | 0.059949 | 0.26285 | 0 | 0
24 | 1 | 6.5998e-05 | 0.00026397 | 0 | 5.8742e-06 | 0.00011416 | 0 | 0.049976 | 0 | 0.054722 | 0.25884 | 0 | 0
25 | 1 | 5.6651e-05 | 0.00026082 | 0 | 2.3497e-06 | 0.00011416 | 0 | 0.037129 | 0 | 0.063238 | 0.25609 | 0 | 0
26 | 1 | 4.7527e-05 | 0.0002567 | 0 | 1.1748e-06 | 0.00011416 | 0 | 0.059642 | 0 | 0.080691 | 0.25758 | 0 | 0
27 | 1 | 4.1344e-05 | 0.0002515 | 0 | 1.4098e-05 | 0.00011416 | 0 | 0.09182 | 0 | 0.07715 | 0.25636 | 0 | 0
28 | 1 | 3.279e-05 | 0.00024866 | 0 | 3.7595e-05 | 0.00011416 | 0 | 0.10596 | 0 | 0.071585 | 0.25704 | 0 | 0
29 | 1 | 3.5084e-05 | 0.00025057 | 0 | 9.3987e-05 | 0.00011416 | 0 | 0.11174 | 0 | 0.07715 | 0.25298 | 0 | 0
30 | 1 | 4.436e-05 | 0.00025303 | 0 | 0.0001821 | 0.00011416 | 0 | 0.099481 | 0 | 0.066948 | 0.26132 | 0 | 0
31 | 1 | 5.408e-05 | 0.00025576 | 0 | 0.0001586 | 0.00011416 | 0 | 0.11433 | 0 | 0.077066 | 0.27666 | 0 | 0
32 | 1 | 6.8257e-05 | 0.00024665 | 0 | 0.00014685 | 0.00011416 | 0.0051107 | 0.14239 | 0 | 0.069815 | 0.27688 | 0 | 0
33 | 1 | 8.7456e-05 | 0.00021858 | 0 | 0.00016448 | 0.00011416 | 0.025554 | 0.17421 | 0 | 0.08457 | 0.28049 | 0 | 0.12217
34 | 1 | 9.2852e-05 | 0.00019469 | 0 | 0.00018797 | 0.00011416 | 0.056218 | 0.19448 | 0 | 0.082378 | 0.27742 | 0 | 0.27545
35 | 1 | 0.0001032 | 0.00017814 | 0 | 0.00020677 | 0.00011416 | 0.084753 | 0.19189 | 0 | 0.082546 | 0.27697 | 0 | 0.1553
36 | 1 | 0.00010009 | 0.00016754 | 0 | 0.00018797 | 0.00011416 | 0.099659 | 0.19967 | 0 | 0.078246 | 0.27896 | 0 | 0.21039
37 | 1 | 9.336e-05 | 0.00016655 | 0 | 0.00019032 | 0.00011416 | 0.094549 | 0.2256 | 0 | 0.078331 | 0.27679 | 0 | 0.2718
38 | 1 | 8.9884e-05 | 0.00017964 | 0 | 0.00021382 | 0.00011416 | 0.068995 | 0.24517 | 0 | 0.080101 | 0.27535 | 0 | 0
39 | 1 | 8.8868e-05 | 0.00019672 | 0 | 0.00022322 | 0.00011416 | 0.03322 | 0.27275 | 0 | 0.08339 | 0.27363 | 0 | 0
40 | 1 | 9.3323e-05 | 0.00020587 | 0 | 0.00022322 | 0.00011416 | 0.0072402 | 0.26061 | 0 | 0.087015 | 0.27819 | 0 | 0
41 | 1 | 0.0001048 | 0.00020585 | 0 | 0.00016448 | 0.00011416 | 0 | 0.49411 | 0 | 0.052192 | 0.29758 | 0 | 0
42 | 1 | 7.8007e-05 | 0.00020326 | 0 | 0.00011748 | 0.00011416 | 0 | 0.70651 | 0 | 0.058685 | 0.3089 | 0 | 0
43 | 1 | 7.5837e-05 | 0.00020181 | 0 | 8.8113e-05 | 0.00011416 | 0 | 0.7612 | 0 | 0.04317 | 0.31211 | 0 | 0
44 | 1 | 7.3113e-05 | 0.00020333 | 0 | 5.8742e-05 | 0.00011416 | 0 | 0.80245 | 0 | 0.033052 | 0.30539 | 0 | 0
45 | 1 | 5.779e-05 | 0.00020792 | 0 | 3.7595e-05 | 0.00011416 | 0 | 0.77169 | 0 | 0.046712 | 0.29618 | 0 | 0
46 | 1 | 5.8755e-05 | 0.00021476 | 0 | 2.3497e-05 | 0.00011416 | 0 | 0.71287 | 0 | 0.060793 | 0.2878 | 0 | 0
47 | 1 | 5.6298e-05 | 0.00022077 | 0 | 9.3987e-06 | 0.00011416 | 0 | 0.66337 | 0 | 0.0543 | 0.28013 | 0 | 0
48 | 1 | 5.026e-05 | 0.00022557 | 0 | 5.8742e-06 | 0.00011416 | 0 | 0.64722 | 0 | 0.048988 | 0.26948 | 0 | 0
49 | 1 | 6.9785e-05 | 0.00023033 | 0 | 2.3497e-06 | 0.00011416 | 0 | 0.63661 | 0 | 0.04882 | 0.26488 | 0 | 0
50 | 1 | 6.7792e-05 | 0.00023416 | 0 | 1.1748e-06 | 0.00011416 | 0 | 0.61469 | 0 | 0.070236 | 0.26506 | 0 | 0
51 | 1 | 5.7839e-05 | 0.00023908 | 0 | 1.4098e-05 | 0.00011416 | 0 | 0.58498 | 0 | 0.094351 | 0.26425 | 0 | 0
52 | 1 | 4.924e-05 | 0.00024411 | 0 | 3.7595e-05 | 0.00011416 | 0 | 0.54019 | 0 | 0.086256 | 0.26682 | 0 | 0
53 | 1 | 4.9974e-05 | 0.00024784 | 0 | 9.3987e-05 | 0.00011416 | 0 | 0.67091 | 0 | 0.079595 | 0.27399 | 0 | 0
54 | 1 | 5.4403e-05 | 0.00025 | 0 | 0.0001821 | 0.00011416 | 0 | 0.64415 | 0 | 0.077909 | 0.28604 | 0 | 0
55 | 1 | 5.4079e-05 | 0.00025178 | 0 | 0.0001586 | 0.00011416 | 0.0012777 | 0.62388 | 0 | 0.0543 | 0.29772 | 0 | 0
56 | 1 | 5.9167e-05 | 0.00024745 | 0 | 0.00014685 | 0.00011416 | 0.0089438 | 0.61127 | 0 | 0.063153 | 0.3071 | 0 | 0
57 | 1 | 5.9273e-05 | 0.00023103 | 0 | 0.00016448 | 0.00011416 | 0.033646 | 0.49929 | 0 | 0.071079 | 0.31571 | 0 | 0.60364
58 | 1 | 6.5572e-05 | 0.00021538 | 0 | 0.00018797 | 0.00011416 | 0.068995 | 0.42598 | 0 | 0.081113 | 0.32022 | 0 | 0.12357
59 | 1 | 6.8465e-05 | 0.00020528 | 0 | 0.00020677 | 0.00011416 | 0.098808 | 0.3384 | 0 | 0.18027 | 0.32455 | 0 | 0.011689
60 | 1 | 6.8933e-05 | 0.00020261 | 0 | 0.00018797 | 0.00011416 | 0.11073 | 0.23703 | 0 | 0.17074 | 0.33145 | 0 | 0.32001
61 | 1 | 5.7601e-05 | 0.00020749 | 0 | 0.00019032 | 0.00011416 | 0.10094 | 0.13838 | 0 | 0.16906 | 0.33339 | 0 | 0.29426
62 | 1 | 4.5665e-05 | 0.00021371 | 0 | 0.00021382 | 0.00011416 | 0.074106 | 0.13166 | 0 | 0.18634 | 0.33443 | 0 | 0
63 | 1 | 3.7845e-05 | 0.0002213 | 0 | 0.00022322 | 0.00011416 | 0.038756 | 0.16808 | 0 | 0.18963 | 0.33605 | 0 | 0
64 | 1 | 4.0625e-05 | 0.00022814 | 0 | 0.00022322 | 0.00011416 | 0.0097956 | 0.16313 | 0 | 0.20371 | 0.35856 | 0 | 0
65 | 1 | 4.8837e-05 | 0.00023094 | 0 | 0.00016448 | 0.00011416 | 0 | 0.1418 | 0 | 0.24148 | 0.36916 | 0 | 0
66 | 1 | 7.6611e-05 | 0.0002317 | 0 | 0.00011748 | 0.00011416 | 0 | 0.053748 | 0 | 0.25927 | 0.38111 | 0 | 0
67 | 1 | 7.2821e-05 | 0.00023193 | 0 | 8.8113e-05 | 0.00011416 | 0 | 0.039132 | 0 | 0.20835 | 0.38616 | 0 | 0
68 | 1 | 6.7872e-05 | 0.00023116 | 0 | 5.8742e-05 | 0.00011416 | 0 | 0.032414 | 0 | 0.051265 | 0.38454 | 0 | 0
69 | 1 | 6.5644e-05 | 0.00023237 | 0 | 3.7595e-05 | 0.00011416 | 0 | 0.031353 | 0 | 0.057251 | 0.37029 | 0 | 0
70 | 1 | 5.4538e-05 | 0.00023358 | 0 | 2.3497e-05 | 0.00011416 | 0 | 0.02546 | 0 | 0.068803 | 0.37065 | 0 | 0
71 | 1 | 6.1609e-05 | 0.00023423 | 0 | 9.3987e-06 | 0.00011416 | 0 | 0.028878 | 0 | 0.058263 | 0.3656 | 0 | 0
72 | 1 | 5.779e-05 | 0.00023625 | 0 | 5.8742e-06 | 0.00011416 | 0 | 0.02711 | 0 | 0.064755 | 0.34823 | 0 | 0
73 | 1 | 5.9586e-05 | 0.00023648 | 0 | 2.3497e-06 | 0.00011416 | 0 | 0.067539 | 0 | 0.042411 | 0.349 | 0 | 0
74 | 1 | 5.1546e-05 | 0.00023495 | 0 | 1.1748e-06 | 0.00011416 | 0 | 0.26815 | 0 | 0.051686 | 0.35432 | 0 | 0
75 | 1 | 4.7309e-05 | 0.00023785 | 0 | 1.4098e-05 | 0.00011416 | 0 | 0.50955 | 0 | 0.056324 | 0.36496 | 0 | 0
76 | 1 | 3.7772e-05 | 0.00024189 | 0 | 3.7595e-05 | 0.00011416 | 0 | 0.6715 | 0 | 0.057841 | 0.37556 | 0 | 0
77 | 1 | 3.7288e-05 | 0.0002439 | 0 | 9.3987e-05 | 0.00011416 | 0 | 0.77275 | 0 | 0.069309 | 0.38914 | 0 | 0
78 | 1 | 3.8983e-05 | 0.00024668 | 0 | 0.0001821 | 0.00011416 | 0 | 0.78831 | 0 | 0.064418 | 0.40064 | 0 | 0
79 | 1 | 4.3571e-05 | 0.00024913 | 0 | 0.0001586 | 0.00011416 | 0 | 0.78571 | 0 | 0.065767 | 0.41566 | 0 | 0
80 | 1 | 5.4395e-05 | 0.00024602 | 0 | 0.00014685 | 0.00011416 | 0.0059625 | 0.81648 | 0 | 0.046374 | 0.44195 | 0 | 0
81 | 1 | 5.956e-05 | 0.00023661 | 0 | 0.00016448 | 0.00011416 | 0.02385 | 0.87188 | 0 | 0.05801 | 0.45905 | 0 | 0.029083
82 | 1 | 6.2494e-05 | 0.00022731 | 0 | 0.00018797 | 0.00011416 | 0.048126 | 0.9057 | 0 | 0.061973 | 0.47298 | 0 | 0
83 | 1 | 6.4932e-05 | 0.00022112 | 0 | 0.00020677 | 0.00011416 | 0.068569 | 0.9169 | 0 | 0.063406 | 0.48079 | 0 | 0
84 | 1 | 6.5393e-05 | 0.00021856 | 0 | 0.00018797 | 0.00011416 | 0.077939 | 0.90229 | 0 | 0.063322 | 0.48976 | 0 | 0.39937
85 | 1 | 6.2735e-05 | 0.00022038 | 0 | 0.00019032 | 0.00011416 | 0.07155 | 0.90028 | 0 | 0.057926 | 0.48976 | 0 | 0.067448
86 | 1 | 5.9387e-05 | 0.00022579 | 0 | 0.00021382 | 0.00011416 | 0.052385 | 0.88909 | 0 | 0.063069 | 0.49423 | 0 | 0
87 | 1 | 4.9494e-05 | 0.00023428 | 0 | 0.00022322 | 0.00011416 | 0.027257 | 0.86704 | 0 | 0.067032 | 0.4991 | 0 | 0
88 | 1 | 4.4511e-05 | 0.00024443 | 0 | 0.00022322 | 0.00011416 | 0.0068143 | 0.86021 | 0 | 0.070995 | 0.50749 | 0 | 0
89 | 1 | 5.1229e-05 | 0.00024879 | 0 | 0.00016448 | 0.00011416 | 0 | 0.85455 | 0 | 0.046627 | 0.52805 | 0 | 0
90 | 1 | 4.0753e-05 | 0.00025047 | 0 | 0.00011748 | 0.00011416 | 0 | 0.8496 | 0 | 0.05118 | 0.54064 | 0 | 0
91 | 1 | 3.7376e-05 | 0.00025066 | 0 | 8.8113e-05 | 0.00011416 | 0 | 0.83769 | 0 | 0.031619 | 0.54158 | 0 | 0
92 | 1 | 4.3226e-05 | 0.0002515 | 0 | 5.8742e-05 | 0.00011416 | 0 | 0.78901 | 0 | 0.028246 | 0.52251 | 0 | 0
93 | 1 | 4.3913e-05 | 0.00025336 | 0 | 3.7595e-05 | 0.00011416 | 0 | 0.73586 | 0 | 0.052614 | 0.49986 | 0 | 0
94 | 1 | 3.4262e-05 | 0.00025563 | 0 | 2.3497e-05 | 0.00011416 | 0 | 0.66289 | 0 | 0.072175 | 0.49788 | 0 | 0
95 | 1 | 4.4018e-05 | 0.00025775 | 0 | 9.3987e-06 | 0.00011416 | 0 | 0.67008 | 0 | 0.059949 | 0.46441 | 0 | 0
96 | 1 | 4.6239e-05 | 0.00025986 | 0 | 5.8742e-06 | 0.00011416 | 0 | 0.69425 | 0 | 0.075464 | 0.45657 | 0 | 0
97 | 1 | 7.5583e-05 | 0.00026251 | 0 | 2.3497e-06 | 0.00011416 | 0 | 0.73857 | 0 | 0.070489 | 0.46897 | 0 | 0
98 | 1 | 6.9876e-05 | 0.000266 | 0 | 1.1748e-06 | 0.00011416 | 0 | 0.74246 | 0 | 0.068718 | 0.46514 | 0 | 0
99 | 1 | 6.876e-05 | 0.00027007 | 0 | 1.4098e-05 | 0.00011416 | 0 | 0.73008 | 0 | 0.080101 | 0.46532 | 0 | 0
100 | 1 | 6.1499e-05 | 0.00027344 | 0 | 3.7595e-05 | 0.00011416 | 0 | 0.68847 | 0 | 0.084739 | 0.45986 | 0 | 0
101 | 1 | 5.9345e-05 | 0.00027475 | 0 | 9.3987e-05 | 0.00011416 | 0 | 0.64592 | 0 | 0.079511 | 0.45792 | 0 | 0
102 | 1 | 6.7769e-05 | 0.00027522 | 0 | 0.0001821 | 0.00011416 | 0 | 0.61327 | 0 | 0.10084 | 0.46036 | 0 | 0
103 | 1 | 7.6024e-05 | 0.0002742 | 0 | 0.0001586 | 0.00011416 | 0 | 0.58239 | 0 | 0.092074 | 0.46432 | 0 | 0
104 | 1 | 9.2547e-05 | 0.00026603 | 0 | 0.00014685 | 0.00011416 | 0.0068143 | 0.54114 | 0 | 0.13921 | 0.47353 | 0 | 0
105 | 1 | 9.6684e-05 | 0.00025037 | 0 | 0.00016448 | 0.00011416 | 0.030664 | 0.64274 | 0 | 0.30658 | 0.48633 | 0 | 0
106 | 1 | 0.00010743 | 0.00023686 | 0 | 0.00018797 | 0.00011416 | 0.060477 | 0.66973 | 0 | 0.1656 | 0.49639 | 0 | 0
107 | 1 | 0.00011743 | 0.00022894 | 0 | 0.00020677 | 0.00011416 | 0.084327 | 0.77841 | 0 | 0.15624 | 0.48557 | 0 | 0
108 | 1 | 0.00011317 | 0.0002256 | 0 | 0.00018797 | 0.00011416 | 0.094974 | 0.74493 | 0 | 0.15261 | 0.48471 | 0 | 0
109 | 1 | 0.00011387 | 0.00022526 | 0 | 0.00019032 | 0.00011416 | 0.088586 | 0.75377 | 0 | 0.16931 | 0.4797 | 0 | 0
110 | 1 | 0.00011734 | 0.00022853 | 0 | 0.00021382 | 0.00011416 | 0.064736 | 0.87023 | 0 | 0.17774 | 0.47736 | 0 | 0
111 | 1 | 0.0001111 | 0.00023835 | 0 | 0.00022322 | 0.00011416 | 0.03322 | 0.86386 | 0 | 0.16838 | 0.48227 | 0 | 0
112 | 1 | 0.00011298 | 0.00025194 | 0 | 0.00022322 | 0.00011416 | 0.0076661 | 0.843 | 0 | 0.33347 | 0.49053 | 0 | 0
113 | 1 | 0.00010796 | 0.00025748 | 0 | 0.00016448 | 0.00011416 | 0 | 0.85479 | 0 | 0.30245 | 0.5069 | 0 | 0
114 | 1 | 0.00012364 | 0.00026024 | 0 | 0.00011748 | 0.00011416 | 0 | 0.84147 | 0 | 0.29705 | 0.50726 | 0 | 0
115 | 1 | 0.0001165 | 0.00026241 | 0 | 8.8113e-05 | 0.00011416 | 0 | 0.80375 | 0 | 0.26391 | 0.50695 | 0 | 0
116 | 1 | 0.00010993 | 0.00026489 | 0 | 5.8742e-05 | 0.00011416 | 0 | 0.70662 | 0 | 0.1898 | 0.506 | 0 | 0
117 | 1 | 0.00010658 | 0.00026766 | 0 | 3.7595e-05 | 0.00011416 | 0 | 0.63095 | 0 | 0.083137 | 0.48543 | 0 | 0
118 | 1 | 8.6243e-05 | 0.00027118 | 0 | 2.3497e-05 | 0.00011416 | 0 | 0.59524 | 0 | 0.087521 | 0.47713 | 0 | 0
119 | 1 | 8.1296e-05 | 0.00027382 | 0 | 9.3987e-06 | 0.00011416 | 0 | 0.54903 | 0 | 0.059528 | 0.47213 | 0 | 0
120 | 1 | 7.3534e-05 | 0.00027701 | 0 | 5.8742e-06 | 0.00011416 | 0 | 0.52452 | 0 | 0.076391 | 0.45733 | 0 | 0
121 | 1 | 5.3429e-05 | 0.00028101 | 0 | 2.3497e-06 | 0.00011416 | 0 | 0.45262 | 0 | 0.076729 | 0.45143 | 0 | 0
122 | 1 | 4.3881e-05 | 0.00028492 | 0 | 1.1748e-06 | 0.00011416 | 0 | 0.40842 | 0 | 0.13002 | 0.44894 | 0 | 0
123 | 1 | 3.7374e-05 | 0.00028779 | 0 | 1.4098e-05 | 0.00011416 | 0 | 0.37282 | 0 | 0.09941 | 0.448 | 0 | 0
124 | 1 | 3.2613e-05 | 0.00029058 | 0 | 3.7595e-05 | 0.00011416 | 0 | 0.34936 | 0 | 0.091568 | 0.44971 | 0 | 0
125 | 1 | 3.5477e-05 | 0.00029244 | 0 | 9.3987e-05 | 0.00011416 | 0 | 0.33746 | 0 | 0.10202 | 0.44791 | 0 | 0
126 | 1 | 3.3758e-05 | 0.00029459 | 0 | 0.0001821 | 0.00011416 | 0 | 0.27746 | 0 | 0.11062 | 0.45174 | 0 | 0
127 | 1 | 2.7839e-05 | 0.00029769 | 0 | 0.0001586 | 0.00011416 | 0.00042589 | 0.30281 | 0 | 0.10573 | 0.45765 | 0 | 0
128 | 1 | 4.9543e-05 | 0.00029008 | 0 | 0.00014685 | 0.00011416 | 0.0068143 | 0.28949 | 0 | 0.095363 | 0.47736 | 0 | 0
129 | 1 | 6.4795e-05 | 0.00026348 | 0 | 0.00016448 | 0.00011416 | 0.028961 | 0.20792 | 0 | 0.12209 | 0.49711 | 0 | 0.3164
130 | 1 | 8.1616e-05 | 0.00023485 | 0 | 0.00018797 | 0.00011416 | 0.062181 | 0.15123 | 0 | 0.084233 | 0.49824 | 0 | 0.023757
131 | 1 | 9.4575e-05 | 0.00021901 | 0 | 0.00020677 | 0.00011416 | 0.09029 | 0.18765 | 0 | 0.067707 | 0.48448 | 0 | 0
132 | 1 | 0.00010566 | 0.00021157 | 0 | 0.00018797 | 0.00011416 | 0.10605 | 0.22867 | 0 | 0.096543 | 0.48485 | 0 | 0.010641
133 | 1 | 9.6849e-05 | 0.00021017 | 0 | 0.00019032 | 0.00011416 | 0.10051 | 0.25967 | 0 | 0.094351 | 0.47456 | 0 | 0.002574
134 | 1 | 8.2944e-05 | 0.00021648 | 0 | 0.00021382 | 0.00011416 | 0.076235 | 0.24835 | 0 | 0.098482 | 0.46825 | 0 | 0
135 | 1 | 7.2911e-05 | 0.00024281 | 0 | 0.00022322 | 0.00011416 | 0.041312 | 0.22171 | 0 | 0.083642 | 0.47262 | 0 | 0
136 | 1 | 6.904e-05 | 0.00027274 | 0 | 0.00022322 | 0.00011416 | 0.011499 | 0.19896 | 0 | 0.069899 | 0.49229 | 0 | 0
137 | 1 | 8.3302e-05 | 0.00028799 | 0 | 0.00016448 | 0.00011416 | 0.00085179 | 0.15052 | 0 | 0.18238 | 0.50843 | 0 | 0
138 | 1 | 0.00010123 | 0.0002978 | 0 | 0.00011748 | 0.00011416 | 0 | 0.18058 | 0 | 0.21003 | 0.50879 | 0 | 0
139 | 1 | 9.7046e-05 | 0.00030493 | 0 | 8.8113e-05 | 0.00011416 | 0 | 0.12647 | 0 | 0.11998 | 0.50487 | 0 | 0
140 | 1 | 8.3216e-05 | 0.00031108 | 0 | 5.8742e-05 | 0.00011416 | 0 | 0.0719 | 0 | 0.17732 | 0.48683 | 0 | 0
141 | 1 | 6.3674e-05 | 0.00031595 | 0 | 3.7595e-05 | 0.00011416 | 0 | 0.043847 | 0 | 0.14444 | 0.48327 | 0 | 0
142 | 1 | 5.4256e-05 | 0.000318 | 0 | 2.3497e-05 | 0.00011416 | 0 | 0.028289 | 0 | 0.15438 | 0.46667 | 0 | 0
143 | 1 | 6.4467e-05 | 0.00031942 | 0 | 9.3987e-06 | 0.00011416 | 0 | 0.044083 | 0 | 0.13423 | 0.4558 | 0 | 0
144 | 1 | 5.3795e-05 | 0.00032046 | 0 | 5.8742e-06 | 0.00011416 | 0 | 0.083805 | 0 | 0.086003 | 0.44701 | 0 | 0
145 | 1 | 6.0936e-05 | 0.00032119 | 0 | 2.3497e-06 | 0.00011416 | 0 | 0.089227 | 0 | 0.087605 | 0.44222 | 0 | 0
146 | 1 | 4.8995e-05 | 0.00032075 | 0 | 1.1748e-06 | 0.00011416 | 0 | 0.12765 | 0 | 0.077319 | 0.4378 | 0 | 0
147 | 1 | 5.1555e-05 | 0.00031817 | 0 | 1.4098e-05 | 0.00011416 | 0 | 0.14333 | 0 | 0.080101 | 0.43433 | 0 | 0
148 | 1 | 4.8878e-05 | 0.00031737 | 0 | 3.7595e-05 | 0.00011416 | 0 | 0.21641 | 0 | 0.07285 | 0.42928 | 0 | 0
149 | 1 | 5.7399e-05 | 0.00031967 | 0 | 9.3987e-05 | 0.00011416 | 0 | 0.25083 | 0 | 0.074199 | 0.42703 | 0 | 0
150 | 1 | 6.5271e-05 | 0.00032431 | 0 | 0.0001821 | 0.00011416 | 0 | 0.29573 | 0 | 0.12521 | 0.43104 | 0 | 0
151 | 1 | 8.0281e-05 | 0.00032786 | 0 | 0.0001586 | 0.00011416 | 0 | 0.35938 | 0 | 0.3199 | 0.44547 | 0 | 0
152 | 1 | 0.00010789 | 0.00032113 | 0 | 0.00014685 | 0.00011416 | 0.0042589 | 0.35608 | 0 | 0.37968 | 0.44741 | 0 | 0
153 | 1 | 0.00010408 | 0.00029502 | 0 | 0.00016448 | 0.00011416 | 0.02598 | 0.3615 | 0 | 0.43567 | 0.45368 | 0 | 0.061921
154 | 1 | 0.00011657 | 0.0002679 | 0 | 0.00018797 | 0.00011416 | 0.057496 | 0.36869 | 0 | 0.4 | 0.45472 | 0 | 0
155 | 1 | 0.00013232 | 0.00024955 | 0 | 0.00020677 | 0.00011416 | 0.084327 | 0.3582 | 0 | 0.40708 | 0.44908 | 0 | 0.80074
156 | 1 | 0.0001384 | 0.00023556 | 0 | 0.00018797 | 0.00011416 | 0.097956 | 0.27994 | 0 | 0.40978 | 0.44137 | 0 | 0.1643
157 | 1 | 0.00014392 | 0.00022789 | 0 | 0.00019032 | 0.00011416 | 0.09029 | 0.20863 | 0 | 0.40051 | 0.43266 | 0 | 0.089611
158 | 1 | 0.00014618 | 0.00022846 | 0 | 0.00021382 | 0.00011416 | 0.068143 | 0.17421 | 0 | 0.34739 | 0.4374 | 0 | 0
159 | 1 | 0.00014915 | 0.0002409 | 0 | 0.00022322 | 0.00011416 | 0.037053 | 0.15535 | 0 | 0.34073 | 0.44213 | 0 | 0
160 | 1 | 0.00013733 | 0.00025983 | 0 | 0.00022322 | 0.00011416 | 0.0097956 | 0.13802 | 0 | 0.35455 | 0.46234 | 0 | 0
161 | 1 | 0.00011923 | 0.00026788 | 0 | 0.00016448 | 0.00011416 | 0.00042589 | 0.13319 | 0 | 0.34013 | 0.48002 | 0 | 0
162 | 1 | 0.00014487 | 0.00027312 | 0 | 0.00011748 | 0.00011416 | 0 | 0.09901 | 0 | 0.34047 | 0.47871 | 0 | 0
163 | 1 | 0.00014214 | 0.00027773 | 0 | 8.8113e-05 | 0.00011416 | 0 | 0.086634 | 0 | 0.29401 | 0.46983 | 0 | 0
164 | 1 | 0.0001286 | 0.00028182 | 0 | 5.8742e-05 | 0.00011416 | 0 | 0.069543 | 0 | 0.078162 | 0.45458 | 0 | 0
165 | 1 | 0.00010417 | 0.00028528 | 0 | 3.7595e-05 | 0.00011416 | 0 | 0.064356 | 0 | 0.10295 | 0.44322 | 0 | 0
166 | 1 | 9.3881e-05 | 0.00028821 | 0 | 2.3497e-05 | 0.00011416 | 0 | 0.053159 | 0 | 0.064334 | 0.43126 | 0 | 0
167 | 1 | 9.0923e-05 | 0.00029017 | 0 | 9.3987e-06 | 0.00011416 | 0 | 0.056813 | 0 | 0.061973 | 0.41259 | 0 | 0
168 | 1 | 8.379e-05 | 0.00029168 | 0 | 5.8742e-06 | 0.00011416 | 0 | 0.066124 | 0 | 0.084739 | 0.39216 | 0 | 0
169 | 1 | 8.5146e-05 | 0.00029281 | 0 | 2.3497e-06 | 0.00011416 | 0 | 0.078147 | 0 | 0.081956 | 0.38815 | 0 | 0
170 | 1 | 7.6468e-05 | 0.00029256 | 0 | 1.1748e-06 | 0.00011416 | 0 | 0.082508 | 0 | 0.08027 | 0.38427 | 0 | 0
171 | 1 | 7.6854e-05 | 0.00029056 | 0 | 1.4098e-05 | 0.00011416 | 0 | 0.09017 | 0 | 0.091147 | 0.38472 | 0 | 0
172 | 1 | 7.8708e-05 | 0.00028942 | 0 | 3.7595e-05 | 0.00011416 | 0 | 0.081565 | 0 | 0.094182 | 0.38589 | 0 | 0
173 | 1 | 7.5609e-05 | 0.00028713 | 0 | 9.3987e-05 | 0.00011416 | 0 | 0.087812 | 0 | 0.092664 | 0.38828 | 0 | 0
174 | 1 | 8.4858e-05 | 0.00028457 | 0 | 0.0001821 | 0.00011416 | 0 | 0.088755 | 0 | 0.19191 | 0.39374 | 0 | 0
175 | 1 | 0.00010276 | 0.00028215 | 0 | 0.0001586 | 0.00011416 | 0 | 0.071664 | 0 | 0.34224 | 0.39929 | 0 | 0
176 | 1 | 0.00011869 | 0.00027315 | 0 | 0.00014685 | 0.00011416 | 0.0059625 | 0.069307 | 0 | 0.3199 | 0.41426 | 0 | 0
177 | 1 | 0.00013282 | 0.00025222 | 0 | 0.00016448 | 0.00011416 | 0.028961 | 0.094059 | 0 | 0.30422 | 0.41638 | 0 | 0.066222
178 | 1 | 0.00014237 | 0.00023297 | 0 | 0.00018797 | 0.00011416 | 0.060903 | 0.12636 | 0 | 0.2946 | 0.42441 | 0 | 0.063882
179 | 1 | 0.00012599 | 0.00021774 | 0 | 0.00020677 | 0.00011416 | 0.088586 | 0.15736 | 0 | 0.39005 | 0.41363 | 0 | 0.031545
180 | 1 | 0.0001241 | 0.00020757 | 0 | 0.00018797 | 0.00011416 | 0.10647 | 0.17598 | 0 | 0.3425 | 0.41602 | 0 | 0.70984
181 | 1 | 0.0001309 | 0.00020251 | 0 | 0.00019032 | 0.00011416 | 0.10605 | 0.18281 | 0 | 0.31585 | 0.41882 | 0 | 0.16817
182 | 1 | 0.00013672 | 0.00020444 | 0 | 0.00021382 | 0.00011416 | 0.084753 | 0.19873 | 0 | 0.29148 | 0.42486 | 0 | 0
183 | 1 | 0.00013725 | 0.00021673 | 0 | 0.00022322 | 0.00011416 | 0.049404 | 0.23314 | 0 | 0.35017 | 0.42567 | 0 | 0
184 | 1 | 0.00013381 | 0.00023009 | 0 | 0.00022322 | 0.00011416 | 0.017036 | 0.25719 | 0 | 0.30717 | 0.42919 | 0 | 0
185 | 1 | 0.00013728 | 0.00023291 | 0 | 0.00016448 | 0.00011416 | 0.0025554 | 0.27452 | 0 | 0.32622 | 0.43803 | 0 | 0
186 | 1 | 0.00014131 | 0.00023356 | 0 | 0.00011748 | 0.00011416 | 0 | 0.27428 | 0 | 0.26594 | 0.44065 | 0 | 0
187 | 1 | 0.00014371 | 0.00023413 | 0 | 8.8113e-05 | 0.00011416 | 0 | 0.26438 | 0 | 0.32201 | 0.42197 | 0 | 0
188 | 1 | 0.0001414 | 0.00023355 | 0 | 5.8742e-05 | 0.00011416 | 0 | 0.29385 | 0 | 0.15809 | 0.40145 | 0 | 0
189 | 1 | 0.00013148 | 0.00023202 | 0 | 3.7595e-05 | 0.00011416 | 0 | 0.26851 | 0 | 0.16821 | 0.39627 | 0 | 0
190 | 1 | 0.00011252 | 0.00023017 | 0 | 2.3497e-05 | 0.00011416 | 0 | 0.29361 | 0 | 0.16762 | 0.39491 | 0 | 0
191 | 1 | 0.0001106 | 0.00022643 | 0 | 9.3987e-06 | 0.00011416 | 0 | 0.29149 | 0 | 0.076223 | 0.38504 | 0 | 0
192 | 1 | 0.00011541 | 0.0002212 | 0 | 5.8742e-06 | 0.00011416 | 0 | 0.24823 | 0 | 0.07597 | 0.37611 | 0 | 0
193 | 1 | 0.00010192 | 0.00021784 | 0 | 2.3497e-06 | 0.00011416 | 0 | 0.24057 | 0 | 0.08887 | 0.37755 | 0 | 0
194 | 1 | 9.3338e-05 | 0.00021762 | 0 | 1.1748e-06 | 0.00011416 | 0 | 0.26638 | 0 | 0.095025 | 0.3743 | 0 | 0
195 | 1 | 9.02e-05 | 0.00022051 | 0 | 1.4098e-05 | 0.00011416 | 0 | 0.53206 | 0 | 0.078415 | 0.38043 | 0 | 0
196 | 1 | 9.1452e-05 | 0.00022363 | 0 | 3.7595e-05 | 0.00011416 | 0 | 0.72984 | 0 | 0.080438 | 0.37994 | 0 | 0
197 | 1 | 8.7063e-05 | 0.00022789 | 0 | 9.3987e-05 | 0.00011416 | 0 | 0.54255 | 0 | 0.082209 | 0.37899 | 0 | 0
198 | 1 | 0.00010322 | 0.00023485 | 0 | 0.0001821 | 0.00011416 | 0 | 0.33911 | 0 | 0.11113 | 0.38197 | 0 | 0
199 | 1 | 0.00010376 | 0.00023695 | 0 | 0.0001586 | 0.00011416 | 0.00042589 | 0.28654 | 0 | 0.22926 | 0.40213 | 0 | 0
200 | 1 | 0.00010196 | 0.00022493 | 0 | 0.00014685 | 0.00011416 | 0.01448 | 0.44613 | 0 | 0.28862 | 0.40668 | 0 | 0
201 | 1 | 0.00010609 | 0.00020889 | 0 | 0.00016448 | 0.00011416 | 0.056218 | 0.47855 | 0 | 0.22816 | 0.41656 | 0 | 0.45071
202 | 1 | 0.00010322 | 0.00018839 | 0 | 0.00018797 | 0.00011416 | 0.11201 | 0.2975 | 0 | 0.26442 | 0.42256 | 0 | 0.026754
203 | 1 | 9.8008e-05 | 0.00017124 | 0 | 0.00020677 | 0.00011416 | 0.16056 | 0.3107 | 0 | 0.3672 | 0.43063 | 0 | 0
204 | 1 | 8.6547e-05 | 0.00016376 | 0 | 0.00018797 | 0.00011416 | 0.17802 | 0.31165 | 0 | 0.37142 | 0.43717 | 0 | 0.155
205 | 1 | 8.3681e-05 | 0.00016707 | 0 | 0.00019032 | 0.00011416 | 0.15673 | 0.38744 | 0 | 0.32943 | 0.44141 | 0 | 0.012681
206 | 1 | 8.7384e-05 | 0.00017409 | 0 | 0.00021382 | 0.00011416 | 0.11457 | 0.47053 | 0 | 0.14207 | 0.448 | 0 | 0
207 | 1 | 9.9459e-05 | 0.00018009 | 0 | 0.00022322 | 0.00011416 | 0.063032 | 0.65759 | 0 | 0.10573 | 0.45336 | 0 | 0
208 | 1 | 8.8412e-05 | 0.00018381 | 0 | 0.00022322 | 0.00011416 | 0.019591 | 0.67032 | 0 | 0.10506 | 0.4673 | 0 | 0
209 | 1 | 0.00010473 | 0.00018317 | 0 | 0.00016448 | 0.00011416 | 0.0021295 | 0.73963 | 0 | 0.081619 | 0.47411 | 0 | 0
210 | 1 | 0.000105 | 0.00017967 | 0 | 0.00011748 | 0.00011416 | 0 | 0.80021 | 0 | 0.09747 | 0.47497 | 0 | 0
211 | 1 | 0.00010418 | 0.00017435 | 0 | 8.8113e-05 | 0.00011416 | 0 | 0.84288 | 0 | 0.065261 | 0.47758 | 0 | 0
212 | 1 | 9.4816e-05 | 0.00017113 | 0 | 5.8742e-05 | 0.00011416 | 0 | 0.92162 | 0 | 0.10405 | 0.45787 | 0 | 0
213 | 1 | 7.4936e-05 | 0.00016917 | 0 | 3.7595e-05 | 0.00011416 | 0 | 0.92669 | 0 | 0.11703 | 0.45192 | 0 | 0
214 | 1 | 6.6465e-05 | 0.000168 | 0 | 2.3497e-05 | 0.00011416 | 0 | 0.91867 | 0 | 0.1882 | 0.45481 | 0 | 0
215 | 1 | 7.2024e-05 | 0.00016744 | 0 | 9.3987e-06 | 0.00011416 | 0 | 0.87966 | 0 | 0.040388 | 0.45156 | 0 | 0
216 | 1 | 7.2899e-05 | 0.00016789 | 0 | 5.8742e-06 | 0.00011416 | 0 | 0.78996 | 0 | 0.051012 | 0.44655 | 0 | 0
217 | 1 | 7.6089e-05 | 0.0001671 | 0 | 2.3497e-06 | 0.00011416 | 0 | 0.63025 | 0 | 0.058516 | 0.4613 | 0 | 0
218 | 1 | 7.4248e-05 | 0.00016497 | 0 | 1.1748e-06 | 0.00011416 | 0 | 0.47289 | 0 | 0.056071 | 0.47903 | 0 | 0
219 | 1 | 5.3457e-05 | 0.00016067 | 0 | 1.4098e-05 | 0.00011416 | 0 | 0.39321 | 0 | 0.049916 | 0.49148 | 0 | 0
220 | 1 | 5.9905e-05 | 0.00015345 | 0 | 3.7595e-05 | 0.00011416 | 0 | 0.28053 | 0 | 0.069815 | 0.50961 | 0 | 0
221 | 1 | 6.8277e-05 | 0.00014359 | 0 | 9.3987e-05 | 0.00011416 | 0 | 0.28736 | 0 | 0.053879 | 0.52034 | 0 | 0
222 | 1 | 7.439e-05 | 0.0001302 | 0 | 0.0001821 | 0.00011416 | 0 | 0.38696 | 0 | 0.044435 | 0.53671 | 0 | 0
223 | 1 | 8.0731e-05 | 0.0001186 | 0 | 0.0001586 | 0.00011416 | 0.0012777 | 0.66396 | 0 | 0.028162 | 0.55209 | 0 | 0
224 | 1 | 0.00010377 | 0.00010984 | 0 | 0.00014685 | 0.00011416 | 0.015332 | 0.80717 | 0 | 0.026138 | 0.56594 | 0 | 0
225 | 1 | 0.00011786 | 9.8055e-05 | 0 | 0.00016448 | 0.00011416 | 0.062181 | 0.89298 | 0 | 0.03339 | 0.57839 | 0 | 0.33529
226 | 1 | 0.0001244 | 8.5905e-05 | 0 | 0.00018797 | 0.00011416 | 0.12521 | 0.91926 | 0 | 0.033642 | 0.58078 | 0 | 0.71183
227 | 1 | 0.00011856 | 7.5681e-05 | 0 | 0.00020677 | 0.00011416 | 0.17675 | 0.88284 | 0 | 0.033221 | 0.57546 | 0 | 0.09662
228 | 1 | 0.00011395 | 6.9191e-05 | 0 | 0.00018797 | 0.00011416 | 0.19974 | 0.80552 | 0 | 0.028583 | 0.55985 | 0 | 0.63797
229 | 1 | 0.00010893 | 6.6668e-05 | 0 | 0.00019032 | 0.00011416 | 0.2006 | 0.8529 | 0 | 0.029764 | 0.54691 | 0 | 0.095829
230 | 1 | 9.6898e-05 | 7.0868e-05 | 0 | 0.00021382 | 0.00011416 | 0.16525 | 0.87624 | 0 | 0.028078 | 0.53919 | 0 | 0
231 | 1 | 8.9775e-05 | 8.3251e-05 | 0 | 0.00022322 | 0.00011416 | 0.094549 | 0.80469 | 0 | 0.028246 | 0.52706 | 0 | 0
232 | 1 | 8.628e-05 | 9.8011e-05 | 0 | 0.00022322 | 0.00011416 | 0.027257 | 0.79821 | 0 | 0.024958 | 0.52526 | 0 | 0
233 | 1 | 8.1356e-05 | 0.00010412 | 0 | 0.00016448 | 0.00011416 | 0.0021295 | 0.83687 | 0 | 0.0079258 | 0.52183 | 0 | 0
234 | 1 | 8.7734e-05 | 0.0001073 | 0 | 0.00011748 | 0.00011416 | 0 | 0.80269 | 0 | 0.017875 | 0.51601 | 0 | 0
235 | 1 | 8.582e-05 | 0.00010921 | 0 | 8.8113e-05 | 0.00011416 | 0 | 0.84158 | 0 | 0.014503 | 0.51367 | 0 | 0
236 | 1 | 8.6362e-05 | 0.00011048 | 0 | 5.8742e-05 | 0.00011416 | 0 | 0.84983 | 0 | 0.012226 | 0.50334 | 0 | 0
237 | 1 | 6.7564e-05 | 0.00011165 | 0 | 3.7595e-05 | 0.00011416 | 0 | 0.79243 | 0 | 0.018297 | 0.50077 | 0 | 0
238 | 1 | 5.6779e-05 | 0.00011392 | 0 | 2.3497e-05 | 0.00011416 | 0 | 0.85431 | 0 | 0.031197 | 0.5055 | 0 | 0
239 | 1 | 5.1057e-05 | 0.00011772 | 0 | 9.3987e-06 | 0.00011416 | 0 | 0.88307 | 0 | 0.022597 | 0.50257 | 0 | 0
240 | 1 | 7.4113e-05 | 0.00012393 | 0 | 5.8742e-06 | 0.00011416 | 0 | 0.87588 | 0 | 0.020067 | 0.4811 | 0 | 0
241 | 1 | 7.107e-05 | 0.00013414 | 0 | 2.3497e-06 | 0.00011416 | 0 | 0.84241 | 0 | 0.037943 | 0.48588 | 0 | 0
242 | 1 | 5.9645e-05 | 0.00014896 | 0 | 1.1748e-06 | 0.00011416 | 0 | 0.61575 | 0 | 0.034064 | 0.48886 | 0 | 0
243 | 1 | 5.2542e-05 | 0.00016488 | 0 | 1.4098e-05 | 0.00011416 | 0 | 0.42551 | 0 | 0.04317 | 0.4922 | 0 | 0
244 | 1 | 4.6927e-05 | 0.00017832 | 0 | 3.7595e-05 | 0.00011416 | 0 | 0.36374 | 0 | 0.043086 | 0.49269 | 0 | 0
245 | 1 | 4.5387e-05 | 0.00018654 | 0 | 9.3987e-05 | 0.00011416 | 0 | 0.27098 | 0 | 0.049578 | 0.49472 | 0 | 0
246 | 1 | 4.9455e-05 | 0.0001916 | 0 | 0.0001821 | 0.00011416 | 0 | 0.40028 | 0 | 0.045616 | 0.49256 | 0 | 0
247 | 1 | 5.6695e-05 | 0.00019497 | 0 | 0.0001586 | 0.00011416 | 0 | 0.58534 | 0 | 0.037605 | 0.48999 | 0 | 0
248 | 1 | 6.104e-05 | 0.000197 | 0 | 0.00014685 | 0.00011416 | 0.0097956 | 0.57461 | 0 | 0.032799 | 0.49418 | 0 | 0
249 | 1 | 7.2777e-05 | 0.00019655 | 0 | 0.00016448 | 0.00011416 | 0.036627 | 0.72324 | 0 | 0.040219 | 0.51696 | 0 | 0.10157
250 | 1 | 6.7634e-05 | 0.00019726 | 0 | 0.00018797 | 0.00011416 | 0.07155 | 0.73208 | 0 | 0.043761 | 0.51736 | 0 | 0
251 | 1 | 7.8984e-05 | 0.00019897 | 0 | 0.00020677 | 0.00011416 | 0.10179 | 0.70615 | 0 | 0.052698 | 0.53545 | 0 | 0
252 | 1 | 8.738e-05 | 0.00020121 | 0 | 0.00018797 | 0.00011416 | 0.11499 | 0.84983 | 0 | 0.046796 | 0.53852 | 0 | 0
253 | 1 | 8.658e-05 | 0.00020576 | 0 | 0.00019032 | 0.00011416 | 0.11414 | 0.87683 | 0 | 0.045447 | 0.53135 | 0 | 0
254 | 1 | 8.846e-05 | 0.00021196 | 0 | 0.00021382 | 0.00011416 | 0.0954 | 0.85231 | 0 | 0.057757 | 0.5276 | 0 | 0
255 | 1 | 7.9377e-05 | 0.0002185 | 0 | 0.00022322 | 0.00011416 | 0.052811 | 0.8476 | 0 | 0.048651 | 0.52796 | 0 | 0
256 | 1 | 7.5361e-05 | 0.0002257 | 0 | 0.00022322 | 0.00011416 | 0.012777 | 0.83439 | 0 | 0.046374 | 0.53198 | 0 | 0
257 | 1 | 7.5056e-05 | 0.00023092 | 0 | 0.00016448 | 0.00011416 | 0 | 0.77676 | 0 | 0.022428 | 0.53861 | 0 | 0
258 | 1 | 7.2667e-05 | 0.00023544 | 0 | 0.00011748 | 0.00011416 | 0 | 0.73161 | 0 | 0.02968 | 0.53843 | 0 | 0
259 | 1 | 7.8509e-05 | 0.0002387 | 0 | 8.8113e-05 | 0.00011416 | 0 | 0.65229 | 0 | 0.048314 | 0.53725 | 0 | 0
260 | 1 | 7.0008e-05 | 0.00024116 | 0 | 5.8742e-05 | 0.00011416 | 0 | 0.74116 | 0 | 0.045531 | 0.52914 | 0 | 0
261 | 1 | 7.0856e-05 | 0.00024211 | 0 | 3.7595e-05 | 0.00011416 | 0 | 0.79573 | 0 | 0.036256 | 0.52647 | 0 | 0
262 | 1 | 5.7681e-05 | 0.00024201 | 0 | 2.3497e-05 | 0.00011416 | 0 | 0.71476 | 0 | 0.053457 | 0.52517 | 0 | 0
263 | 1 | 5.5408e-05 | 0.00024159 | 0 | 9.3987e-06 | 0.00011416 | 0 | 0.79715 | 0 | 0.070826 | 0.5115 | 0 | 0
264 | 1 | 5.289e-05 | 0.00024153 | 0 | 5.8742e-06 | 0.00011416 | 0 | 0.73291 | 0 | 0.041231 | 0.50947 | 0 | 0
265 | 1 | 9.3803e-05 | 0.0002411 | 0 | 2.3497e-06 | 0.00011416 | 0 | 0.74717 | 0 | 0.039292 | 0.50852 | 0 | 0
266 | 1 | 8.572e-05 | 0.00024064 | 0 | 1.1748e-06 | 0.00011416 | 0 | 0.80693 | 0 | 0.039376 | 0.51137 | 0 | 0
267 | 1 | 7.6204e-05 | 0.00023927 | 0 | 1.4098e-05 | 0.00011416 | 0 | 0.82308 | 0 | 0.069056 | 0.51628 | 0 | 0
268 | 1 | 7.4448e-05 | 0.00023686 | 0 | 3.7595e-05 | 0.00011416 | 0 | 0.87164 | 0 | 0.082293 | 0.51885 | 0 | 0
269 | 1 | 7.3016e-05 | 0.000236 | 0 | 9.3987e-05 | 0.00011416 | 0 | 0.87023 | 0 | 0.060202 | 0.52494 | 0 | 0
270 | 1 | 8.2652e-05 | 0.00023588 | 0 | 0.0001821 | 0.00011416 | 0 | 0.84394 | 0 | 0.058094 | 0.53865 | 0 | 0
271 | 1 | 9.699e-05 | 0.00023517 | 0 | 0.0001586 | 0.00011416 | 0.0012777 | 0.81506 | 0 | 0.26273 | 0.5437 | 0 | 0
272 | 1 | 0.00011464 | 0.00022769 | 0 | 0.00014685 | 0.00011416 | 0.013629 | 0.85962 | 0 | 0.30649 | 0.56098 | 0 | 0
273 | 1 | 0.00011916 | 0.00021088 | 0 | 0.00016448 | 0.00011416 | 0.050256 | 0.84583 | 0 | 0.25961 | 0.55286 | 0 | 0
274 | 1 | 0.00012483 | 0.0001965 | 0 | 0.00018797 | 0.00011416 | 0.097956 | 0.86504 | 0 | 0.22336 | 0.56513 | 0 | 0.0098614
275 | 1 | 0.0001454 | 0.00018632 | 0 | 0.00020677 | 0.00011416 | 0.14055 | 0.83475 | 0 | 0.24334 | 0.57036 | 0 | 0.011254
276 | 1 | 0.00014088 | 0.00018212 | 0 | 0.00018797 | 0.00011416 | 0.16354 | 0.79691 | 0 | 0.1855 | 0.57081 | 0 | 0.37274
277 | 1 | 0.00013543 | 0.00018364 | 0 | 0.00019032 | 0.00011416 | 0.15928 | 0.60314 | 0 | 0.19157 | 0.55557 | 0 | 0.25187
278 | 1 | 0.00012871 | 0.00018971 | 0 | 0.00021382 | 0.00011416 | 0.12564 | 0.37082 | 0 | 0.1785 | 0.5599 | 0 | 0
279 | 1 | 0.00013082 | 0.00020228 | 0 | 0.00022322 | 0.00011416 | 0.074957 | 0.23633 | 0 | 0.20995 | 0.56183 | 0 | 0
280 | 1 | 0.00012136 | 0.00021914 | 0 | 0.00022322 | 0.00011416 | 0.028535 | 0.25436 | 0 | 0.18761 | 0.56012 | 0 | 0
281 | 1 | 0.00012247 | 0.00022505 | 0 | 0.00016448 | 0.00011416 | 0.0051107 | 0.19767 | 0 | 0.30253 | 0.57451 | 0 | 0
282 | 1 | 0.00012689 | 0.00022769 | 0 | 0.00011748 | 0.00011416 | 0 | 0.16242 | 0 | 0.29882 | 0.57464 | 0 | 0
283 | 1 | 0.00012823 | 0.00023008 | 0 | 8.8113e-05 | 0.00011416 | 0 | 0.14392 | 0 | 0.23465 | 0.57095 | 0 | 0
284 | 1 | 0.00011273 | 0.00023447 | 0 | 5.8742e-05 | 0.00011416 | 0 | 0.16066 | 0 | 0.24275 | 0.56801 | 0 | 0
285 | 1 | 0.00010734 | 0.00024113 | 0 | 3.7595e-05 | 0.00011416 | 0 | 0.15405 | 0 | 0.041484 | 0.55475 | 0 | 0
286 | 1 | 0.00010278 | 0.00024818 | 0 | 2.3497e-05 | 0.00011416 | 0 | 0.16832 | 0 | 0.046374 | 0.55539 | 0 | 0
287 | 1 | 9.6513e-05 | 0.00025165 | 0 | 9.3987e-06 | 0.00011416 | 0 | 0.16525 | 0 | 0.041315 | 0.54948 | 0 | 0
288 | 1 | 9.9072e-05 | 0.00025184 | 0 | 5.8742e-06 | 0.00011416 | 0 | 0.1392 | 0 | 0.06796 | 0.54799 | 0 | 0
289 | 1 | 0.00010308 | 0.00024917 | 0 | 2.3497e-06 | 0.00011416 | 0 | 0.16643 | 0 | 0.062563 | 0.54736 | 0 | 0
290 | 1 | 9.3244e-05 | 0.00024603 | 0 | 1.1748e-06 | 0.00011416 | 0 | 0.17067 | 0 | 0.059444 | 0.54131 | 0 | 0
291 | 1 | 8.8084e-05 | 0.00024227 | 0 | 1.4098e-05 | 0.00011416 | 0 | 0.15724 | 0 | 0.060877 | 0.54402 | 0 | 0
292 | 1 | 8.0059e-05 | 0.00024007 | 0 | 3.7595e-05 | 0.00011416 | 0 | 0.15641 | 0 | 0.067622 | 0.54307 | 0 | 0
293 | 1 | 8.2121e-05 | 0.00024164 | 0 | 9.3987e-05 | 0.00011416 | 0 | 0.16183 | 0 | 0.076897 | 0.54041 | 0 | 0
294 | 1 | 9.9176e-05 | 0.00024427 | 0 | 0.0001821 | 0.00011416 | 0 | 0.13272 | 0 | 0.11518 | 0.54361 | 0 | 0
295 | 1 | 0.00012158 | 0.00024344 | 0 | 0.0001586 | 0.00011416 | 0 | 0.11539 | 0 | 0.28491 | 0.54569 | 0 | 0
296 | 1 | 0.00015144 | 0.00022114 | 0 | 0.00014685 | 0.00011416 | 0.018739 | 0.11162 | 0 | 0.30658 | 0.56558 | 0 | 0
297 | 1 | 0.00016765 | 0.00017849 | 0 | 0.00016448 | 0.00011416 | 0.073254 | 0.096181 | 0 | 0.14604 | 0.56549 | 0 | 0.21292
298 | 1 | 0.00017129 | 0.00014521 | 0 | 0.00018797 | 0.00011416 | 0.14821 | 0.070014 | 0 | 0.11383 | 0.5635 | 0 | 0.21878
299 | 1 | 0.00017465 | 0.00012701 | 0 | 0.00020677 | 0.00011416 | 0.2138 | 0.053041 | 0 | 0.10363 | 0.56404 | 0 | 0.092307
300 | 1 | 0.00017037 | 0.00011904 | 0 | 0.00018797 | 0.00011416 | 0.25128 | 0.089345 | 0 | 0.11062 | 0.55854 | 0 | 0.96037
301 | 1 | 0.00015941 | 0.00012104 | 0 | 0.00019032 | 0.00011416 | 0.24063 | 0.10278 | 0 | 0.12707 | 0.54781 | 0 | 0.47354
302 | 1 | 0.00015129 | 0.00013841 | 0 | 0.00021382 | 0.00011416 | 0.18143 | 0.17044 | 0 | 0.12614 | 0.55408 | 0 | 0
303 | 1 | 0.00014456 | 0.00017836 | 0 | 0.00022322 | 0.00011416 | 0.098382 | 0.2579 | 0 | 0.15455 | 0.55746 | 0 | 0
304 | 1 | 0.0001332 | 0.0002195 | 0 | 0.00022322 | 0.00011416 | 0.028109 | 0.27628 | 0 | 0.27563 | 0.55475 | 0 | 0
305 | 1 | 0.00013016 | 0.00023282 | 0 | 0.00016448 | 0.00011416 | 0.0021295 | 0.281 | 0 | 0.38288 | 0.57212 | 0 | 0
306 | 1 | 0.00012868 | 0.00023451 | 0 | 0.00011748 | 0.00011416 | 0 | 0.28654 | 0 | 0.35995 | 0.57356 | 0 | 0
307 | 1 | 0.00012492 | 0.00023375 | 0 | 8.8113e-05 | 0.00011416 | 0 | 0.20603 | 0 | 0.27976 | 0.57437 | 0 | 0
308 | 1 | 0.0001097 | 0.0002314 | 0 | 5.8742e-05 | 0.00011416 | 0 | 0.15971 | 0 | 0.21906 | 0.58123 | 0 | 0
309 | 1 | 0.00011075 | 0.00022946 | 0 | 3.7595e-05 | 0.00011416 | 0 | 0.13956 | 0 | 0.22656 | 0.55917 | 0 | 0
310 | 1 | 0.00010736 | 0.00022761 | 0 | 2.3497e-05 | 0.00011416 | 0 | 0.13272 | 0 | 0.11889 | 0.55552 | 0 | 0
311 | 1 | 0.00010464 | 0.00022726 | 0 | 9.3987e-06 | 0.00011416 | 0 | 0.14616 | 0 | 0.052192 | 0.55033 | 0 | 0
312 | 1 | 0.00010792 | 0.00023044 | 0 | 5.8742e-06 | 0.00011416 | 0 | 0.1471 | 0 | 0.070067 | 0.53437 | 0 | 0
313 | 1 | 0.00010817 | 0.00023081 | 0 | 2.3497e-06 | 0.00011416 | 0 | 0.19602 | 0 | 0.071754 | 0.53464 | 0 | 0
314 | 1 | 0.00010022 | 0.00022949 | 0 | 1.1748e-06 | 0.00011416 | 0 | 0.19154 | 0 | 0.076054 | 0.53347 | 0 | 0
315 | 1 | 9.8038e-05 | 0.0002261 | 0 | 1.4098e-05 | 0.00011416 | 0 | 0.17162 | 0 | 0.07774 | 0.52832 | 0 | 0
316 | 1 | 9.5329e-05 | 0.00022076 | 0 | 3.7595e-05 | 0.00011416 | 0 | 0.17763 | 0 | 0.088364 | 0.53374 | 0 | 0
317 | 1 | 9.4107e-05 | 0.00021753 | 0 | 9.3987e-05 | 0.00011416 | 0 | 0.20945 | 0 | 0.093508 | 0.53053 | 0 | 0
318 | 1 | 0.00010069 | 0.00021943 | 0 | 0.0001821 | 0.00011416 | 0 | 0.21464 | 0 | 0.11138 | 0.53617 | 0 | 0
319 | 1 | 0.00012757 | 0.00022299 | 0 | 0.0001586 | 0.00011416 | 0.00042589 | 0.17822 | 0 | 0.18668 | 0.54925 | 0 | 0
320 | 1 | 0.00015619 | 0.00021479 | 0 | 0.00014685 | 0.00011416 | 0.01448 | 0.15865 | 0 | 0.32681 | 0.55796 | 0 | 0
321 | 1 | 0.00014731 | 0.00019322 | 0 | 0.00016448 | 0.00011416 | 0.05494 | 0.12824 | 0 | 0.30607 | 0.55696 | 0 | 0.49327
322 | 1 | 0.00015573 | 0.00017422 | 0 | 0.00018797 | 0.00011416 | 0.1184 | 0.10514 | 0 | 0.25194 | 0.55372 | 0 | 0
323 | 1 | 0.00015788 | 0.0001627 | 0 | 0.00020677 | 0.00011416 | 0.17462 | 0.093234 | 0 | 0.27766 | 0.54222 | 0 | 0.094569
324 | 1 | 0.00015405 | 0.00015941 | 0 | 0.00018797 | 0.00011416 | 0.20486 | 0.093588 | 0 | 0.23828 | 0.53459 | 0 | 0.96533
325 | 1 | 0.00015303 | 0.00016256 | 0 | 0.00019032 | 0.00011416 | 0.18825 | 0.065889 | 0 | 0.30329 | 0.53559 | 0 | 0.82308
326 | 1 | 0.00014507 | 0.00017194 | 0 | 0.00021382 | 0.00011416 | 0.13458 | 0.065299 | 0 | 0.30118 | 0.53689 | 0 | 0
327 | 1 | 0.0001434 | 0.00018899 | 0 | 0.00022322 | 0.00011416 | 0.071124 | 0.071075 | 0 | 0.31518 | 0.54731 | 0 | 0
328 | 1 | 0.00013788 | 0.00020218 | 0 | 0.00022322 | 0.00011416 | 0.020443 | 0.11127 | 0 | 0.35379 | 0.55024 | 0 | 0
329 | 1 | 0.00014203 | 0.00020633 | 0 | 0.00016448 | 0.00011416 | 0.0017036 | 0.31129 | 0 | 0.37631 | 0.55268 | 0 | 0
330 | 1 | 0.00016238 | 0.00020982 | 0 | 0.00011748 | 0.00011416 | 0 | 0.29679 | 0 | 0.36804 | 0.55115 | 0 | 0
331 | 1 | 0.00015288 | 0.0002115 | 0 | 8.8113e-05 | 0.00011416 | 0 | 0.20827 | 0 | 0.20649 | 0.55263 | 0 | 0
332 | 1 | 0.0001336 | 0.00021217 | 0 | 5.8742e-05 | 0.00011416 | 0 | 0.12848 | 0 | 0.1758 | 0.55006 | 0 | 0
333 | 1 | 0.00013979 | 0.00021419 | 0 | 3.7595e-05 | 0.00011416 | 0 | 0.13048 | 0 | 0.12479 | 0.53301 | 0 | 0
334 | 1 | 0.00013136 | 0.00021524 | 0 | 2.3497e-05 | 0.00011416 | 0 | 0.28194 | 0 | 0.1027 | 0.53247 | 0 | 0
335 | 1 | 0.00012068 | 0.00021934 | 0 | 9.3987e-06 | 0.00011416 | 0 | 0.59877 | 0 | 0.04941 | 0.52783 | 0 | 0
336 | 1 | 0.00010957 | 0.00022414 | 0 | 5.8742e-06 | 0.00011416 | 0 | 0.76438 | 0 | 0.083305 | 0.52219 | 0 | 0
337 | 1 | 8.1293e-05 | 0.00023253 | 0 | 2.3497e-06 | 0.00011416 | 0 | 0.78937 | 0 | 0.065852 | 0.52332 | 0 | 0
338 | 1 | 7.6069e-05 | 0.00024285 | 0 | 1.1748e-06 | 0.00011416 | 0 | 0.72254 | 0 | 0.066863 | 0.52066 | 0 | 0
339 | 1 | 7.8741e-05 | 0.00025162 | 0 | 1.4098e-05 | 0.00011416 | 0 | 0.55846 | 0 | 0.071754 | 0.51583 | 0 | 0
340 | 1 | 7.6902e-05 | 0.00025766 | 0 | 3.7595e-05 | 0.00011416 | 0 | 0.33157 | 0 | 0.091147 | 0.50974 | 0 | 0
341 | 1 | 8.8634e-05 | 0.00026148 | 0 | 9.3987e-05 | 0.00011416 | 0 | 0.1893 | 0 | 0.080186 | 0.50582 | 0 | 0
342 | 1 | 0.00011178 | 0.00026319 | 0 | 0.0001821 | 0.00011416 | 0 | 0.067067 | 0 | 0.099157 | 0.50631 | 0 | 0
343 | 1 | 0.00014415 | 0.00025998 | 0 | 0.0001586 | 0.00011416 | 0.0012777 | 0.040193 | 0 | 0.25885 | 0.52115 | 0 | 0
344 | 1 | 0.00015854 | 0.00023606 | 0 | 0.00014685 | 0.00011416 | 0.01448 | 0.020627 | 0 | 0.30995 | 0.53383 | 0 | 0
345 | 1 | 0.00016775 | 0.0002066 | 0 | 0.00016448 | 0.00011416 | 0.05494 | 0.054338 | 0 | 0.33752 | 0.53184 | 0 | 0.16416
346 | 1 | 0.00017215 | 0.00019038 | 0 | 0.00018797 | 0.00011416 | 0.10733 | 0.11386 | 0 | 0.30076 | 0.52702 | 0 | 0.0032203
347 | 1 | 0.0001777 | 0.00017706 | 0 | 0.00020677 | 0.00011416 | 0.15332 | 0.14592 | 0 | 0.26231 | 0.51849 | 0 | 0.011065
348 | 1 | 0.00018225 | 0.00016739 | 0 | 0.00018797 | 0.00011416 | 0.17376 | 0.22466 | 0 | 0.19039 | 0.50289 | 0 | 0.34116
349 | 1 | 0.00017316 | 0.00016586 | 0 | 0.00019032 | 0.00011416 | 0.1661 | 0.32921 | 0 | 0.16627 | 0.49946 | 0 | 0.6588
350 | 1 | 0.00017487 | 0.00017254 | 0 | 0.00021382 | 0.00011416 | 0.12947 | 0.40983 | 0 | 0.1731 | 0.49928 | 0 | 0
351 | 1 | 0.00016602 | 0.00019063 | 0 | 0.00022322 | 0.00011416 | 0.074957 | 0.46605 | 0 | 0.14283 | 0.50983 | 0 | 0
352 | 1 | 0.00015811 | 0.00021816 | 0 | 0.00022322 | 0.00011416 | 0.02385 | 0.46476 | 0 | 0.21467 | 0.50938 | 0 | 0
353 | 1 | 0.00016588 | 0.00022592 | 0 | 0.00016448 | 0.00011416 | 0.0025554 | 0.45827 | 0 | 0.24216 | 0.52287 | 0 | 0
354 | 1 | 0.00016977 | 0.00022796 | 0 | 0.00011748 | 0.00011416 | 0 | 0.498 | 0 | 0.25287 | 0.52224 | 0 | 0
355 | 1 | 0.00016377 | 0.00022885 | 0 | 8.8113e-05 | 0.00011416 | 0 | 0.50295 | 0 | 0.2269 | 0.52499 | 0 | 0
356 | 1 | 0.00016105 | 0.00022869 | 0 | 5.8742e-05 | 0.00011416 | 0 | 0.46275 | 0 | 0.063491 | 0.51466 | 0 | 0
357 | 1 | 0.00015126 | 0.00022874 | 0 | 3.7595e-05 | 0.00011416 | 0 | 0.52263 | 0 | 0.039207 | 0.4959 | 0 | 0
358 | 1 | 0.00014686 | 0.00022987 | 0 | 2.3497e-05 | 0.00011416 | 0 | 0.51179 | 0 | 0.048229 | 0.49093 | 0 | 0
359 | 1 | 0.00014285 | 0.00023054 | 0 | 9.3987e-06 | 0.00011416 | 0 | 0.51167 | 0 | 0.044435 | 0.4889 | 0 | 0
360 | 1 | 0.00012434 | 0.00023212 | 0 | 5.8742e-06 | 0.00011416 | 0 | 0.51096 | 0 | 0.059696 | 0.48886 | 0 | 0
361 | 1 | 0.00010377 | 0.00023336 | 0 | 2.3497e-06 | 0.00011416 | 0 | 0.52393 | 0 | 0.064755 | 0.48909 | 0 | 0
362 | 1 | 9.7013e-05 | 0.00023419 | 0 | 1.1748e-06 | 0.00011416 | 0 | 0.51674 | 0 | 0.063912 | 0.49021 | 0 | 0
363 | 1 | 9.5876e-05 | 0.00023575 | 0 | 1.4098e-05 | 0.00011416 | 0 | 0.51084 | 0 | 0.066948 | 0.48841 | 0 | 0
364 | 1 | 9.2754e-05 | 0.0002376 | 0 | 3.7595e-05 | 0.00011416 | 0 | 0.46664 | 0 | 0.074368 | 0.48196 | 0 | 0
365 | 1 | 9.5624e-05 | 0.00023902 | 0 | 9.3987e-05 | 0.00011416 | 0 | 0.42692 | 0 | 0.073356 | 0.47961 | 0 | 0
366 | 1 | 0.0001155 | 0.00023908 | 0 | 0.0001821 | 0.00011416 | 0 | 0.40311 | 0 | 0.092159 | 0.48453 | 0 | 0
367 | 1 | 0.00013241 | 0.00023747 | 0 | 0.0001586 | 0.00011416 | 0.0025554 | 0.29267 | 0 | 0.1602 | 0.49459 | 0 | 0
368 | 1 | 0.00015303 | 0.00022206 | 0 | 0.00014685 | 0.00011416 | 0.021295 | 0.20851 | 0 | 0.22825 | 0.50275 | 0 | 0
369 | 1 | 0.00016101 | 0.0001959 | 0 | 0.00016448 | 0.00011416 | 0.067291 | 0.14463 | 0 | 0.23626 | 0.50045 | 0 | 0.54411
370 | 1 | 0.0001697 | 0.000175 | 0 | 0.00018797 | 0.00011416 | 0.13714 | 0.10891 | 0 | 0.28322 | 0.50212 | 0 | 0.25578
371 | 1 | 0.00017394 | 0.00015571 | 0 | 0.00020677 | 0.00011416 | 0.2023 | 0.055163 | 0 | 0.35767 | 0.48872 | 0 | 0.12642
372 | 1 | 0.00018547 | 0.00014009 | 0 | 0.00018797 | 0.00011416 | 0.23509 | 0.039368 | 0 | 0.33761 | 0.48791 | 0 | 0.068339
373 | 1 | 0.00017803 | 0.00013268 | 0 | 0.00019032 | 0.00011416 | 0.22189 | 0.035007 | 0 | 0.34823 | 0.48034 | 0 | 0.053541
374 | 1 | 0.00017479 | 0.0001365 | 0 | 0.00021382 | 0.00011416 | 0.16269 | 0.036893 | 0 | 0.40632 | 0.47339 | 0 | 0
375 | 1 | 0.00015181 | 0.00015803 | 0 | 0.00022322 | 0.00011416 | 0.085179 | 0.038425 | 0 | 0.40093 | 0.47637 | 0 | 0
376 | 1 | 0.00014674 | 0.00018402 | 0 | 0.00022322 | 0.00011416 | 0.022998 | 0.045615 | 0 | 0.36847 | 0.49567 | 0 | 0
377 | 1 | 0.00015386 | 0.00019239 | 0 | 0.00016448 | 0.00011416 | 0.0012777 | 0.12317 | 0 | 0.37285 | 0.50447 | 0 | 0
378 | 1 | 0.00016547 | 0.00019119 | 0 | 0.00011748 | 0.00011416 | 0 | 0.3338 | 0 | 0.33491 | 0.51285 | 0 | 0
379 | 1 | 0.00015626 | 0.00018978 | 0 | 8.8113e-05 | 0.00011416 | 0 | 0.41584 | 0 | 0.3274 | 0.5147 | 0 | 0
380 | 1 | 0.00014238 | 0.00019162 | 0 | 5.8742e-05 | 0.00011416 | 0 | 0.4545 | 0 | 0.34612 | 0.52088 | 0 | 0
381 | 1 | 0.00013078 | 0.00019541 | 0 | 3.7595e-05 | 0.00011416 | 0 | 0.4868 | 0 | 0.20632 | 0.50248 | 0 | 0
382 | 1 | 0.00012282 | 0.00019599 | 0 | 2.3497e-05 | 0.00011416 | 0 | 0.53642 | 0 | 0.11155 | 0.4894 | 0 | 0
383 | 1 | 0.00012843 | 0.00019547 | 0 | 9.3987e-06 | 0.00011416 | 0 | 0.60408 | 0 | 0.037521 | 0.48119 | 0 | 0
384 | 1 | 0.0001068 | 0.00019434 | 0 | 5.8742e-06 | 0.00011416 | 0 | 0.63484 | 0 | 0.039713 | 0.47253 | 0 | 0
385 | 1 | 9.8992e-05 | 0.00019222 | 0 | 2.3497e-06 | 0.00011416 | 0 | 0.7091 | 0 | 0.059444 | 0.47091 | 0 | 0
386 | 1 | 9.0883e-05 | 0.00019003 | 0 | 1.1748e-06 | 0.00011416 | 0 | 0.73149 | 0 | 0.058853 | 0.46856 | 0 | 0
387 | 1 | 8.7595e-05 | 0.00018981 | 0 | 1.4098e-05 | 0.00011416 | 0 | 0.73479 | 0 | 0.060877 | 0.46901 | 0 | 0
388 | 1 | 8.3013e-05 | 0.00018896 | 0 | 3.7595e-05 | 0.00011416 | 0 | 0.72242 | 0 | 0.057589 | 0.47073 | 0 | 0
389 | 1 | 7.85e-05 | 0.00019009 | 0 | 9.3987e-05 | 0.00011416 | 0 | 0.71818 | 0 | 0.060961 | 0.46847 | 0 | 0
390 | 1 | 8.7356e-05 | 0.00019033 | 0 | 0.0001821 | 0.00011416 | 0 | 0.75931 | 0 | 0.05683 | 0.47826 | 0 | 0
391 | 1 | 9.3682e-05 | 0.00019224 | 0 | 0.0001586 | 0.00011416 | 0.00085179 | 0.74458 | 0 | 0.051686 | 0.48205 | 0 | 0
392 | 1 | 0.00011286 | 0.0001916 | 0 | 0.00014685 | 0.00011416 | 0.014906 | 0.61386 | 0 | 0.055059 | 0.48665 | 0 | 0
393 | 1 | 0.00012823 | 0.00018451 | 0 | 0.00016448 | 0.00011416 | 0.051107 | 0.44307 | 0 | 0.10371 | 0.49675 | 0 | 0
394 | 1 | 0.0001392 | 0.00017608 | 0 | 0.00018797 | 0.00011416 | 0.098808 | 0.27864 | 0 | 0.1704 | 0.49184 | 0 | 0
395 | 1 | 0.00014298 | 0.0001704 | 0 | 0.00020677 | 0.00011416 | 0.13884 | 0.11598 | 0 | 0.22327 | 0.49233 | 0 | 0
396 | 1 | 0.0001418 | 0.00016752 | 0 | 0.00018797 | 0.00011416 | 0.14991 | 0.063296 | 0 | 0.22032 | 0.48128 | 0 | 0
397 | 1 | 0.00013044 | 0.00016803 | 0 | 0.00019032 | 0.00011416 | 0.13118 | 0.059995 | 0 | 0.21206 | 0.47975 | 0 | 0
398 | 1 | 0.00013123 | 0.00017347 | 0 | 0.00021382 | 0.00011416 | 0.094123 | 0.063767 | 0 | 0.26788 | 0.48119 | 0 | 0
399 | 1 | 0.00011148 | 0.00018463 | 0 | 0.00022322 | 0.00011416 | 0.051107 | 0.079562 | 0 | 0.23229 | 0.47749 | 0 | 0
400 | 1 | 0.00011565 | 0.00019652 | 0 | 0.00022322 | 0.00011416 | 0.014055 | 0.10443 | 0 | 0.14857 | 0.48133 | 0 | 0
401 | 1 | 0.0001179 | 0.00020311 | 0 | 0.00016448 | 0.00011416 | 0.00042589 | 0.14781 | 0 | 0.35987 | 0.49851 | 0 | 0
402 | 1 | 0.00011785 | 0.00020839 | 0 | 0.00011748 | 0.00011416 | 0 | 0.18906 | 0 | 0.27487 | 0.50762 | 0 | 0
403 | 1 | 0.0001248 | 0.00021576 | 0 | 8.8113e-05 | 0.00011416 | 0 | 0.21099 | 0 | 0.093508 | 0.5087 | 0 | 0
404 | 1 | 0.00011394 | 0.00022276 | 0 | 5.8742e-05 | 0.00011416 | 0 | 0.24434 | 0 | 0.041147 | 0.49612 | 0 | 0
405 | 1 | 0.00011365 | 0.00022766 | 0 | 3.7595e-05 | 0.00011416 | 0 | 0.23892 | 0 | 0.040388 | 0.49084 | 0 | 0
406 | 1 | 0.00010633 | 0.00023161 | 0 | 2.3497e-05 | 0.00011416 | 0 | 0.23244 | 0 | 0.061551 | 0.48146 | 0 | 0
407 | 1 | 0.00010673 | 0.00023536 | 0 | 9.3987e-06 | 0.00011416 | 0 | 0.19649 | 0 | 0.059781 | 0.4793 | 0 | 0
408 | 1 | 9.7088e-05 | 0.00023899 | 0 | 5.8742e-06 | 0.00011416 | 0 | 0.17244 | 0 | 0.048398 | 0.46279 | 0 | 0
409 | 1 | 8.9044e-05 | 0.00024234 | 0 | 2.3497e-06 | 0.00011416 | 0 | 0.19071 | 0 | 0.069309 | 0.47316 | 0 | 0
410 | 1 | 7.8191e-05 | 0.00024339 | 0 | 1.1748e-06 | 0.00011416 | 0 | 0.15842 | 0 | 0.067707 | 0.47068 | 0 | 0
411 | 1 | 7.4926e-05 | 0.0002443 | 0 | 1.4098e-05 | 0.00011416 | 0 | 0.16549 | 0 | 0.068718 | 0.46793 | 0 | 0
412 | 1 | 7.0255e-05 | 0.0002456 | 0 | 3.7595e-05 | 0.00011416 | 0 | 0.17091 | 0 | 0.07226 | 0.46789 | 0 | 0
413 | 1 | 6.9833e-05 | 0.00024825 | 0 | 9.3987e-05 | 0.00011416 | 0 | 0.14038 | 0 | 0.071922 | 0.46193 | 0 | 0
414 | 1 | 7.5178e-05 | 0.00025109 | 0 | 0.0001821 | 0.00011416 | 0 | 0.11304 | 0 | 0.060202 | 0.46901 | 0 | 0
415 | 1 | 8.0722e-05 | 0.00025354 | 0 | 0.0001586 | 0.00011416 | 0 | 0.10325 | 0 | 0.048651 | 0.47641 | 0 | 0
416 | 1 | 9.6068e-05 | 0.00024352 | 0 | 0.00014685 | 0.00011416 | 0.012777 | 0.080387 | 0 | 0.064587 | 0.48327 | 0 | 0
417 | 1 | 0.00010906 | 0.00022471 | 0 | 0.00016448 | 0.00011416 | 0.047274 | 0.061056 | 0 | 0.066442 | 0.48313 | 0 | 0.22719
418 | 1 | 0.00012098 | 0.00020594 | 0 | 0.00018797 | 0.00011416 | 0.096252 | 0.040665 | 0 | 0.070742 | 0.48327 | 0 | 0.025194
419 | 1 | 0.00013346 | 0.00019338 | 0 | 0.00020677 | 0.00011416 | 0.13884 | 0.035361 | 0 | 0.061889 | 0.47402 | 0 | 0.013572
420 | 1 | 0.00013732 | 0.00018571 | 0 | 0.00018797 | 0.00011416 | 0.16227 | 0.014851 | 0 | 0.06054 | 0.47483 | 0 | 0.25753
421 | 1 | 0.00013348 | 0.00018329 | 0 | 0.00019032 | 0.00011416 | 0.16056 | 0.013201 | 0 | 0.061636 | 0.47159 | 0 | 0.033618
422 | 1 | 0.00012583 | 0.00018651 | 0 | 0.00021382 | 0.00011416 | 0.12862 | 0.011551 | 0 | 0.063322 | 0.47402 | 0 | 0
423 | 1 | 0.00011753 | 0.00020391 | 0 | 0.00022322 | 0.00011416 | 0.076661 | 0.018741 | 0 | 0.068803 | 0.47555 | 0 | 0
424 | 1 | 0.00010359 | 0.00023558 | 0 | 0.00022322 | 0.00011416 | 0.02385 | 0.040429 | 0 | 0.11543 | 0.47691 | 0 | 0
425 | 1 | 0.00010429 | 0.00024987 | 0 | 0.00016448 | 0.00011416 | 0.0025554 | 0.041372 | 0 | 0.17167 | 0.48151 | 0 | 0
426 | 1 | 0.00011647 | 0.00025729 | 0 | 0.00011748 | 0.00011416 | 0 | 0.045733 | 0 | 0.20211 | 0.47943 | 0 | 0
427 | 1 | 0.0001125 | 0.00026157 | 0 | 8.8113e-05 | 0.00011416 | 0 | 0.03206 | 0 | 0.16695 | 0.4761 | 0 | 0
428 | 1 | 0.0001121 | 0.00026463 | 0 | 5.8742e-05 | 0.00011416 | 0 | 0.01603 | 0 | 0.14545 | 0.47168 | 0 | 0
429 | 1 | 0.00010398 | 0.00026755 | 0 | 3.7595e-05 | 0.00011416 | 0 | 0.0088402 | 0 | 0.1425 | 0.45855 | 0 | 0
430 | 1 | 9.5431e-05 | 0.00026924 | 0 | 2.3497e-05 | 0.00011416 | 0 | 0.0080151 | 0 | 0.20556 | 0.44655 | 0 | 0
431 | 1 | 9.5747e-05 | 0.00027268 | 0 | 9.3987e-06 | 0.00011416 | 0 | 0.0073079 | 0 | 0.08204 | 0.44552 | 0 | 0
432 | 1 | 0.00010055 | 0.00027714 | 0 | 5.8742e-06 | 0.00011416 | 0 | 0.0070721 | 0 | 0.062648 | 0.44078 | 0 | 0
433 | 1 | 7.1631e-05 | 0.00027971 | 0 | 2.3497e-06 | 0.00011416 | 0 | 0.0070721 | 0 | 0.084486 | 0.4397 | 0 | 0
434 | 1 | 6.2351e-05 | 0.00028091 | 0 | 1.1748e-06 | 0.00011416 | 0 | 0.0066007 | 0 | 0.083558 | 0.43767 | 0 | 0
435 | 1 | 5.185e-05 | 0.00028147 | 0 | 1.4098e-05 | 0.00011416 | 0 | 0.0056577 | 0 | 0.086341 | 0.44123 | 0 | 0
436 | 1 | 4.6876e-05 | 0.00028133 | 0 | 3.7595e-05 | 0.00011416 | 0 | 0.0070721 | 0 | 0.084317 | 0.4369 | 0 | 0
437 | 1 | 5.4978e-05 | 0.00028182 | 0 | 9.3987e-05 | 0.00011416 | 0 | 0.0090759 | 0 | 0.07032 | 0.44692 | 0 | 0
438 | 1 | 5.9581e-05 | 0.00028248 | 0 | 0.0001821 | 0.00011416 | 0 | 0.008133 | 0 | 0.30379 | 0.45526 | 0 | 0
439 | 1 | 8.02e-05 | 0.00028286 | 0 | 0.0001586 | 0.00011416 | 0 | 0.01108 | 0 | 0.42344 | 0.48823 | 0 | 0
440 | 1 | 0.00012945 | 0.00027128 | 0 | 0.00014685 | 0.00011416 | 0.0085179 | 0.0068364 | 0 | 0.43693 | 0.4751 | 0 | 0
441 | 1 | 0.00014511 | 0.00024535 | 0 | 0.00016448 | 0.00011416 | 0.03833 | 0.001768 | 0 | 0.46754 | 0.47267 | 0 | 0.13973
442 | 1 | 0.00013659 | 0.0002174 | 0 | 0.00018797 | 0.00011416 | 0.082624 | 0.0011787 | 0 | 0.49283 | 0.47276 | 0 | 0.071838
443 | 1 | 0.00012903 | 0.00019876 | 0 | 0.00020677 | 0.00011416 | 0.12266 | 0.00070721 | 0 | 0.51138 | 0.45134 | 0 | 0.03773
444 | 1 | 0.00013916 | 0.00018888 | 0 | 0.00018797 | 0.00011416 | 0.1448 | 0.00047148 | 0 | 0.47766 | 0.45494 | 0 | 0.49442
445 | 1 | 0.00012436 | 0.00018565 | 0 | 0.00019032 | 0.00011416 | 0.14267 | 0.00082508 | 0 | 0.4371 | 0.45612 | 0 | 0.1455
446 | 1 | 0.00013095 | 0.00019013 | 0 | 0.00021382 | 0.00011416 | 0.1184 | 0.00094295 | 0 | 0.41703 | 0.45287 | 0 | 0
447 | 1 | 0.00012654 | 0.00021204 | 0 | 0.00022322 | 0.00011416 | 0.069847 | 0.00047148 | 0 | 0.42985 | 0.45034 | 0 | 0
448 | 1 | 0.00012738 | 0.00024282 | 0 | 0.00022322 | 0.00011416 | 0.020017 | 0.00082508 | 0 | 0.42336 | 0.45309 | 0 | 0
449 | 1 | 0.00013337 | 0.00025898 | 0 | 0.00016448 | 0.00011416 | 0.0017036 | 0.0033003 | 0 | 0.46003 | 0.47483 | 0 | 0
450 | 1 | 0.00013785 | 0.00026896 | 0 | 0.00011748 | 0.00011416 | 0 | 0.0038897 | 0 | 0.4575 | 0.47862 | 0 | 0
451 | 1 | 0.00013688 | 0.00027503 | 0 | 8.8113e-05 | 0.00011416 | 0 | 0.0038897 | 0 | 0.42774 | 0.47903 | 0 | 0
452 | 1 | 0.00012761 | 0.00027888 | 0 | 5.8742e-05 | 0.00011416 | 0 | 0.0084866 | 0 | 0.38381 | 0.47966 | 0 | 0
453 | 1 | 8.976e-05 | 0.00028127 | 0 | 3.7595e-05 | 0.00011416 | 0 | 0.010137 | 0 | 0.32007 | 0.46153 | 0 | 0
454 | 1 | 6.2475e-05 | 0.00028204 | 0 | 2.3497e-05 | 0.00011416 | 0 | 0.011669 | 0 | 0.2414 | 0.44655 | 0 | 0
455 | 1 | 5.2183e-05 | 0.00028358 | 0 | 9.3987e-06 | 0.00011416 | 0 | 0.017562 | 0 | 0.17622 | 0.43469 | 0 | 0
456 | 1 | 3.8046e-05 | 0.00028438 | 0 | 5.8742e-06 | 0.00011416 | 0 | 0.027581 | 0 | 0.13482 | 0.44335 | 0 | 0
457 | 1 | 8.6736e-05 | 0.00028296 | 0 | 2.3497e-06 | 0.00011416 | 0 | 0.043022 | 0 | 0.11113 | 0.44484 | 0 | 0
458 | 1 | 8.0107e-05 | 0.00027977 | 0 | 1.1748e-06 | 0.00011416 | 0 | 0.060938 | 0 | 0.092664 | 0.44606 | 0 | 0
459 | 1 | 7.5076e-05 | 0.00027695 | 0 | 1.4098e-05 | 0.00011416 | 0 | 0.085926 | 0 | 0.090219 | 0.44863 | 0 | 0
460 | 1 | 7.1171e-05 | 0.00027542 | 0 | 3.7595e-05 | 0.00011416 | 0 | 0.096417 | 0 | 0.08086 | 0.44777 | 0 | 0
461 | 1 | 7.8645e-05 | 0.00027442 | 0 | 9.3987e-05 | 0.00011416 | 0 | 0.10479 | 0 | 0.13137 | 0.44854 | 0 | 0
462 | 1 | 9.6627e-05 | 0.00027239 | 0 | 0.0001821 | 0.00011416 | 0 | 0.11174 | 0 | 0.30666 | 0.45612 | 0 | 0
463 | 1 | 0.00012056 | 0.00026946 | 0 | 0.0001586 | 0.00011416 | 0 | 0.11139 | 0 | 0.43659 | 0.46464 | 0 | 0
464 | 1 | 0.00013656 | 0.0002603 | 0 | 0.00014685 | 0.00011416 | 0.0055366 | 0.14639 | 0 | 0.41054 | 0.4705 | 0 | 0
465 | 1 | 0.0001484 | 0.00024579 | 0 | 0.00016448 | 0.00011416 | 0.025554 | 0.17951 | 0 | 0.43145 | 0.47163 | 0 | 0.016725
466 | 1 | 0.00014983 | 0.00022973 | 0 | 0.00018797 | 0.00011416 | 0.056644 | 0.20592 | 0 | 0.46847 | 0.47226 | 0 | 0.0061954
467 | 1 | 0.0001526 | 0.00021485 | 0 | 0.00020677 | 0.00011416 | 0.087734 | 0.24917 | 0 | 0.48988 | 0.47253 | 0 | 0.066924
468 | 1 | 0.00014788 | 0.00020495 | 0 | 0.00018797 | 0.00011416 | 0.10945 | 0.24906 | 0 | 0.4704 | 0.4622 | 0 | 0.77262
469 | 1 | 0.00014619 | 0.00020107 | 0 | 0.00019032 | 0.00011416 | 0.11712 | 0.26108 | 0 | 0.38322 | 0.45896 | 0 | 0.45006
470 | 1 | 0.00014215 | 0.00020419 | 0 | 0.00021382 | 0.00011416 | 0.10221 | 0.23291 | 0 | 0.38449 | 0.46036 | 0 | 0
471 | 1 | 0.00014014 | 0.00021959 | 0 | 0.00022322 | 0.00011416 | 0.063458 | 0.14227 | 0 | 0.46298 | 0.46153 | 0 | 0
472 | 1 | 0.00013888 | 0.00023928 | 0 | 0.00022322 | 0.00011416 | 0.019165 | 0.12235 | 0 | 0.43676 | 0.46419 | 0 | 0
473 | 1 | 0.00014019 | 0.00024599 | 0 | 0.00016448 | 0.00011416 | 0.00085179 | 0.12046 | 0 | 0.41231 | 0.47943 | 0 | 0
474 | 1 | 0.00014555 | 0.00025072 | 0 | 0.00011748 | 0.00011416 | 0 | 0.097006 | 0 | 0.43912 | 0.4756 | 0 | 0
475 | 1 | 0.00014743 | 0.00025588 | 0 | 8.8113e-05 | 0.00011416 | 0 | 0.075554 | 0 | 0.42614 | 0.48101 | 0 | 0
476 | 1 | 0.00013469 | 0.00026017 | 0 | 5.8742e-05 | 0.00011416 | 0 | 0.037836 | 0 | 0.38331 | 0.48065 | 0 | 0
477 | 1 | 0.00012472 | 0.00026375 | 0 | 3.7595e-05 | 0.00011416 | 0 | 0.021806 | 0 | 0.17917 | 0.45215 | 0 | 0
478 | 1 | 0.00011428 | 0.00026648 | 0 | 2.3497e-05 | 0.00011416 | 0 | 0.024517 | 0 | 0.19503 | 0.43934 | 0 | 0
479 | 1 | 0.00011214 | 0.00026855 | 0 | 9.3987e-06 | 0.00011416 | 0 | 0.026521 | 0 | 0.12513 | 0.43442 | 0 | 0
480 | 1 | 9.6989e-05 | 0.00027194 | 0 | 5.8742e-06 | 0.00011416 | 0 | 0.032532 | 0 | 0.084064 | 0.42851 | 0 | 0
481 | 1 | 2.5242e-05 | 0.00027711 | 0 | 2.3497e-06 | 0.00011416 | 0 | 0.049859 | 0 | 0.079174 | 0.42815 | 0 | 0
482 | 1 | 1.8514e-05 | 0.0002834 | 0 | 1.1748e-06 | 0.00011416 | 0 | 0.049269 | 0 | 0.076981 | 0.42734 | 0 | 0
483 | 1 | 7.9081e-06 | 0.00028797 | 0 | 1.4098e-05 | 0.00011416 | 0 | 0.045026 | 0 | 0.077825 | 0.42585 | 0 | 0
484 | 1 | 0 | 0.00029053 | 0 | 3.7595e-05 | 0.00011416 | 0 | 0.040547 | 0 | 0.12673 | 0.42301 | 0 | 0
485 | 1 | 5.8035e-06 | 0.00029201 | 0 | 9.3987e-05 | 0.00011416 | 0 | 0.047855 | 0 | 0.15295 | 0.42044 | 0 | 0
486 | 1 | 2.4314e-05 | 0.00029354 | 0 | 0.0001821 | 0.00011416 | 0 | 0.041136 | 0 | 0.24098 | 0.43532 | 0 | 0
487 | 1 | 7.4822e-05 | 0.00029425 | 0 | 0.0001586 | 0.00011416 | 0.00085179 | 0.042669 | 0 | 0.42159 | 0.45472 | 0 | 0
488 | 1 | 0.00012689 | 0.00027579 | 0 | 0.00014685 | 0.00011416 | 0.017888 | 0.033121 | 0 | 0.40616 | 0.46469 | 0 | 0
489 | 1 | 0.0001502 | 0.00024517 | 0 | 0.00016448 | 0.00011416 | 0.065588 | 0.015323 | 0 | 0.44174 | 0.46685 | 0 | 0.15274
490 | 1 | 0.00014913 | 0.0002187 | 0 | 0.00018797 | 0.00011416 | 0.12905 | 0.0049505 | 0 | 0.49233 | 0.46419 | 0 | 0.14438
491 | 1 | 0.00014046 | 0.00019882 | 0 | 0.00020677 | 0.00011416 | 0.18271 | 0.008133 | 0 | 0.50582 | 0.45309 | 0 | 0.0026631
492 | 1 | 0.00013901 | 0.00018654 | 0 | 0.00018797 | 0.00011416 | 0.21465 | 0.011433 | 0 | 0.38137 | 0.43559 | 0 | 0.64001
493 | 1 | 0.00013316 | 0.0001815 | 0 | 0.00019032 | 0.00011416 | 0.20997 | 0.012848 | 0 | 0.39233 | 0.42693 | 0 | 0.31047
494 | 1 | 0.00012941 | 0.00018562 | 0 | 0.00021382 | 0.00011416 | 0.16397 | 0.030057 | 0 | 0.34983 | 0.42463 | 0 | 0
495 | 1 | 0.00012899 | 0.00020613 | 0 | 0.00022322 | 0.00011416 | 0.093697 | 0.053512 | 0 | 0.35169 | 0.42784 | 0 | 0
496 | 1 | 0.00012873 | 0.00023651 | 0 | 0.00022322 | 0.00011416 | 0.029387 | 0.05587 | 0 | 0.35801 | 0.4319 | 0 | 0
497 | 1 | 0.00013019 | 0.00024453 | 0 | 0.00016448 | 0.00011416 | 0.0025554 | 0.084748 | 0 | 0.39874 | 0.44678 | 0 | 0
498 | 1 | 0.0001347 | 0.00024471 | 0 | 0.00011748 | 0.00011416 | 0 | 0.12423 | 0 | 0.36164 | 0.46081 | 0 | 0
499 | 1 | 0.00014615 | 0.00024495 | 0 | 8.8113e-05 | 0.00011416 | 0 | 0.16066 | 0 | 0.34958 | 0.46063 | 0 | 0
500 | 1 | 0.00013349 | 0.00024498 | 0 | 5.8742e-05 | 0.00011416 | 0 | 0.15323 | 0 | 0.22293 | 0.4484 | 0 | 0
501 | 1 | 9.7714e-05 | 0.000245 | 0 | 3.7595e-05 | 0.00011416 | 0 | 0.16172 | 0 | 0.12858 | 0.43839 | 0 | 0
502 | 1 | 6.4735e-05 | 0.00024431 | 0 | 2.3497e-05 | 0.00011416 | 0 | 0.17551 | 0 | 0.054216 | 0.43352 | 0 | 0
503 | 1 | 6.8966e-05 | 0.00024411 | 0 | 9.3987e-06 | 0.00011416 | 0 | 0.20639 | 0 | 0.046459 | 0.43104 | 0 | 0
504 | 1 | 5.6676e-05 | 0.00024332 | 0 | 5.8742e-06 | 0.00011416 | 0 | 0.22383 | 0 | 0.064418 | 0.41886 | 0 | 0
505 | 1 | 4.0093e-05 | 0.00024224 | 0 | 2.3497e-06 | 0.00011416 | 0 | 0.22148 | 0 | 0.067707 | 0.41616 | 0 | 0
506 | 1 | 3.7599e-05 | 0.0002417 | 0 | 1.1748e-06 | 0.00011416 | 0 | 0.23362 | 0 | 0.062563 | 0.41295 | 0 | 0
507 | 1 | 3.5202e-05 | 0.00024112 | 0 | 1.4098e-05 | 0.00011416 | 0 | 0.22808 | 0 | 0.063238 | 0.413 | 0 | 0
508 | 1 | 3.3141e-05 | 0.0002403 | 0 | 3.7595e-05 | 0.00011416 | 0 | 0.22666 | 0 | 0.065599 | 0.41313 | 0 | 0
509 | 1 | 3.166e-05 | 0.00024014 | 0 | 9.3987e-05 | 0.00011416 | 0 | 0.21582 | 0 | 0.072513 | 0.41025 | 0 | 0
510 | 1 | 4.639e-05 | 0.00024005 | 0 | 0.0001821 | 0.00011416 | 0 | 0.20002 | 0 | 0.095025 | 0.42121 | 0 | 0
511 | 1 | 8.4417e-05 | 0.00024062 | 0 | 0.0001586 | 0.00011416 | 0.0012777 | 0.17963 | 0 | 0.34545 | 0.43965 | 0 | 0
512 | 1 | 0.00013617 | 0.0002305 | 0 | 0.00014685 | 0.00011416 | 0.015758 | 0.18317 | 0 | 0.33474 | 0.45156 | 0 | 0
513 | 1 | 0.0001328 | 0.00021174 | 0 | 0.00016448 | 0.00011416 | 0.05494 | 0.20509 | 0 | 0.34317 | 0.44782 | 0 | 0.26481
514 | 1 | 0.00012948 | 0.0001956 | 0 | 0.00018797 | 0.00011416 | 0.10605 | 0.20486 | 0 | 0.3618 | 0.44087 | 0 | 0.054823
515 | 1 | 0.00013354 | 0.00018144 | 0 | 0.00020677 | 0.00011416 | 0.15417 | 0.19826 | 0 | 0.36551 | 0.42319 | 0 | 0.0026409
516 | 1 | 0.00013261 | 0.00017124 | 0 | 0.00018797 | 0.00011416 | 0.18739 | 0.188 | 0 | 0.34806 | 0.41954 | 0 | 0.83545
517 | 1 | 0.00014085 | 0.00016774 | 0 | 0.00019032 | 0.00011416 | 0.19123 | 0.2111 | 0 | 0.336 | 0.42112 | 0 | 0.78699
518 | 1 | 0.00013804 | 0.00017263 | 0 | 0.00021382 | 0.00011416 | 0.15162 | 0.20002 | 0 | 0.31627 | 0.4203 | 0 | 0
519 | 1 | 0.0001309 | 0.0001886 | 0 | 0.00022322 | 0.00011416 | 0.084753 | 0.20179 | 0 | 0.30076 | 0.42946 | 0 | 0
520 | 1 | 0.0001281 | 0.00021104 | 0 | 0.00022322 | 0.00011416 | 0.024276 | 0.20733 | 0 | 0.29199 | 0.43555 | 0 | 0
521 | 1 | 0.00012947 | 0.0002179 | 0 | 0.00016448 | 0.00011416 | 0.0017036 | 0.17645 | 0 | 0.29604 | 0.44177 | 0 | 0
522 | 1 | 0.0001424 | 0.00022057 | 0 | 0.00011748 | 0.00011416 | 0 | 0.12388 | 0 | 0.36754 | 0.44538 | 0 | 0
523 | 1 | 0.00012889 | 0.0002227 | 0 | 8.8113e-05 | 0.00011416 | 0 | 0.10184 | 0 | 0.29815 | 0.45391 | 0 | 0
524 | 1 | 0.00013208 | 0.00022544 | 0 | 5.8742e-05 | 0.00011416 | 0 | 0.092409 | 0 | 0.1828 | 0.44421 | 0 | 0
525 | 1 | 0.00012217 | 0.0002291 | 0 | 3.7595e-05 | 0.00011416 | 0 | 0.075908 | 0 | 0.16248 | 0.42666 | 0 | 0
526 | 1 | 0.00010042 | 0.0002327 | 0 | 2.3497e-05 | 0.00011416 | 0 | 0.032768 | 0 | 0.12369 | 0.41778 | 0 | 0
527 | 1 | 9.1008e-05 | 0.00023661 | 0 | 9.3987e-06 | 0.00011416 | 0 | 0.011198 | 0 | 0.039882 | 0.4153 | 0 | 0
528 | 1 | 8.7689e-05 | 0.00023927 | 0 | 5.8742e-06 | 0.00011416 | 0 | 0.0051862 | 0 | 0.059022 | 0.40474 | 0 | 0
529 | 1 | 7.6512e-05 | 0.00024046 | 0 | 2.3497e-06 | 0.00011416 | 0 | 0.0042433 | 0 | 0.06172 | 0.40132 | 0 | 0
530 | 1 | 6.8664e-05 | 0.00024103 | 0 | 1.1748e-06 | 0.00011416 | 0 | 0.0063649 | 0 | 0.060961 | 0.39685 | 0 | 0
531 | 1 | 6.6599e-05 | 0.00024296 | 0 | 1.4098e-05 | 0.00011416 | 0 | 0.011905 | 0 | 0.062563 | 0.39514 | 0 | 0
532 | 1 | 6.1027e-05 | 0.00024459 | 0 | 3.7595e-05 | 0.00011416 | 0 | 0.045615 | 0 | 0.066105 | 0.39194 | 0 | 0
533 | 1 | 6.6127e-05 | 0.0002458 | 0 | 9.3987e-05 | 0.00011416 | 0 | 0.11221 | 0 | 0.098145 | 0.39121 | 0 | 0
534 | 1 | 7.4313e-05 | 0.00024751 | 0 | 0.0001821 | 0.00011416 | 0 | 0.1735 | 0 | 0.29486 | 0.39708 | 0 | 0
535 | 1 | 8.9257e-05 | 0.00024885 | 0 | 0.0001586 | 0.00011416 | 0.00085179 | 0.25507 | 0 | 0.45734 | 0.43167 | 0 | 0
536 | 1 | 0.00012034 | 0.000241 | 0 | 0.00014685 | 0.00011416 | 0.016184 | 0.34241 | 0 | 0.44831 | 0.43997 | 0 | 0
537 | 1 | 0.00012854 | 0.0002285 | 0 | 0.00016448 | 0.00011416 | 0.055366 | 0.44189 | 0 | 0.43272 | 0.43686 | 0 | 0.036181
538 | 1 | 0.000134 | 0.00021568 | 0 | 0.00018797 | 0.00011416 | 0.10733 | 0.47926 | 0 | 0.43272 | 0.43266 | 0 | 0
539 | 1 | 0.00014218 | 0.00020636 | 0 | 0.00020677 | 0.00011416 | 0.15332 | 0.55575 | 0 | 0.41509 | 0.43185 | 0 | 0
540 | 1 | 0.00014296 | 0.00020076 | 0 | 0.00018797 | 0.00011416 | 0.17717 | 0.59135 | 0 | 0.41644 | 0.42869 | 0 | 0
541 | 1 | 0.00014331 | 0.00019862 | 0 | 0.00019032 | 0.00011416 | 0.16652 | 0.65005 | 0 | 0.42336 | 0.41593 | 0 | 0
542 | 1 | 0.00012496 | 0.00020101 | 0 | 0.00021382 | 0.00011416 | 0.12905 | 0.71216 | 0 | 0.30818 | 0.41196 | 0 | 0
543 | 1 | 0.0001182 | 0.00020973 | 0 | 0.00022322 | 0.00011416 | 0.077939 | 0.76367 | 0 | 0.34511 | 0.40691 | 0 | 0
544 | 1 | 0.00010794 | 0.00022226 | 0 | 0.00022322 | 0.00011416 | 0.025128 | 0.76792 | 0 | 0.37285 | 0.4144 | 0 | 0
545 | 1 | 0.00012843 | 0.00022993 | 0 | 0.00016448 | 0.00011416 | 0.0021295 | 0.76132 | 0 | 0.41737 | 0.41895 | 0 | 0
546 | 1 | 0.00013597 | 0.00023579 | 0 | 0.00011748 | 0.00011416 | 0 | 0.77133 | 0 | 0.40675 | 0.43117 | 0 | 0
547 | 1 | 0.00013168 | 0.00024121 | 0 | 8.8113e-05 | 0.00011416 | 0 | 0.77122 | 0 | 0.39511 | 0.43343 | 0 | 0
548 | 1 | 0.0001197 | 0.00024589 | 0 | 5.8742e-05 | 0.00011416 | 0 | 0.7909 | 0 | 0.26796 | 0.42964 | 0 | 0
549 | 1 | 0.00010341 | 0.00024978 | 0 | 3.7595e-05 | 0.00011416 | 0 | 0.81506 | 0 | 0.11282 | 0.42274 | 0 | 0
550 | 1 | 8.2651e-05 | 0.00025306 | 0 | 2.3497e-05 | 0.00011416 | 0 | 0.80658 | 0 | 0.084907 | 0.41837 | 0 | 0
551 | 1 | 9.4228e-05 | 0.00025597 | 0 | 9.3987e-06 | 0.00011416 | 0 | 0.81353 | 0 | 0.081197 | 0.4061 | 0 | 0
552 | 1 | 8.108e-05 | 0.0002588 | 0 | 5.8742e-06 | 0.00011416 | 0 | 0.8153 | 0 | 0.05253 | 0.40091 | 0 | 0
553 | 1 | 7.7721e-05 | 0.00026167 | 0 | 2.3497e-06 | 0.00011416 | 0 | 0.79821 | 0 | 0.045868 | 0.4029 | 0 | 0
554 | 1 | 6.8571e-05 | 0.00026416 | 0 | 1.1748e-06 | 0.00011416 | 0 | 0.78795 | 0 | 0.043592 | 0.3992 | 0 | 0
555 | 1 | 7.0727e-05 | 0.00026585 | 0 | 1.4098e-05 | 0.00011416 | 0 | 0.76933 | 0 | 0.044013 | 0.40037 | 0 | 0
556 | 1 | 6.339e-05 | 0.00026734 | 0 | 3.7595e-05 | 0.00011416 | 0 | 0.77511 | 0 | 0.046627 | 0.39884 | 0 | 0
557 | 1 | 6.7068e-05 | 0.00026896 | 0 | 9.3987e-05 | 0.00011416 | 0 | 0.78901 | 0 | 0.05059 | 0.39897 | 0 | 0
558 | 1 | 7.0031e-05 | 0.00027081 | 0 | 0.0001821 | 0.00011416 | 0 | 0.77039 | 0 | 0.064924 | 0.39681 | 0 | 0
559 | 1 | 7.6328e-05 | 0.00027287 | 0 | 0.0001586 | 0.00011416 | 0.00085179 | 0.80858 | 0 | 0.047892 | 0.3936 | 0 | 0
560 | 1 | 9.1852e-05 | 0.00026622 | 0 | 0.00014685 | 0.00011416 | 0.011925 | 0.81742 | 0 | 0.06231 | 0.39924 | 0 | 0
561 | 1 | 0.00010246 | 0.00025244 | 0 | 0.00016448 | 0.00011416 | 0.040886 | 0.82732 | 0 | 0.10531 | 0.4047 | 0 | 0.18635
562 | 1 | 0.00010146 | 0.00024091 | 0 | 0.00018797 | 0.00011416 | 0.078365 | 0.81636 | 0 | 0.24536 | 0.4042 | 0 | 0
563 | 1 | 9.2304e-05 | 0.00023314 | 0 | 0.00020677 | 0.00011416 | 0.11073 | 0.80988 | 0 | 0.2742 | 0.40393 | 0 | 0
564 | 1 | 9.2849e-05 | 0.00022805 | 0 | 0.00018797 | 0.00011416 | 0.12862 | 0.7876 | 0 | 0.27648 | 0.40402 | 0 | 0
565 | 1 | 9.4431e-05 | 0.00022614 | 0 | 0.00019032 | 0.00011416 | 0.12649 | 0.7599 | 0 | 0.286 | 0.39545 | 0 | 0
566 | 1 | 9.2064e-05 | 0.00022866 | 0 | 0.00021382 | 0.00011416 | 0.099659 | 0.72395 | 0 | 0.25708 | 0.39009 | 0 | 0
567 | 1 | 8.6659e-05 | 0.00023661 | 0 | 0.00022322 | 0.00011416 | 0.058773 | 0.70816 | 0 | 0.19182 | 0.38806 | 0 | 0
568 | 1 | 8.7052e-05 | 0.00024806 | 0 | 0.00022322 | 0.00011416 | 0.017462 | 0.73715 | 0 | 0.20624 | 0.39203 | 0 | 0
569 | 1 | 8.7906e-05 | 0.0002547 | 0 | 0.00016448 | 0.00011416 | 0.00085179 | 0.76379 | 0 | 0.1957 | 0.40844 | 0 | 0
570 | 1 | 9.4748e-05 | 0.00025815 | 0 | 0.00011748 | 0.00011416 | 0 | 0.76073 | 0 | 0.17277 | 0.40741 | 0 | 0
571 | 1 | 9.9362e-05 | 0.00026109 | 0 | 8.8113e-05 | 0.00011416 | 0 | 0.77157 | 0 | 0.12546 | 0.41065 | 0 | 0
572 | 1 | 9.3112e-05 | 0.00026336 | 0 | 5.8742e-05 | 0.00011416 | 0 | 0.78289 | 0 | 0.09941 | 0.40889 | 0 | 0
573 | 1 | 8.8502e-05 | 0.00026566 | 0 | 3.7595e-05 | 0.00011416 | 0 | 0.80092 | 0 | 0.057673 | 0.384 | 0 | 0
574 | 1 | 8.2831e-05 | 0.00026762 | 0 | 2.3497e-05 | 0.00011416 | 0 | 0.80882 | 0 | 0.074621 | 0.38305 | 0 | 0
575 | 1 | 8.2018e-05 | 0.00026909 | 0 | 9.3987e-06 | 0.00011416 | 0 | 0.79703 | 0 | 0.065767 | 0.38382 | 0 | 0
576 | 1 | 7.4209e-05 | 0.00027067 | 0 | 5.8742e-06 | 0.00011416 | 0 | 0.7896 | 0 | 0.057926 | 0.37331 | 0 | 0
577 | 1 | 7.2735e-05 | 0.00027251 | 0 | 2.3497e-06 | 0.00011416 | 0 | 0.80033 | 0 | 0.051096 | 0.36943 | 0 | 0
578 | 1 | 5.6659e-05 | 0.00027442 | 0 | 1.1748e-06 | 0.00011416 | 0 | 0.78442 | 0 | 0.071838 | 0.36636 | 0 | 0
579 | 1 | 6.2121e-05 | 0.00027585 | 0 | 1.4098e-05 | 0.00011416 | 0 | 0.75707 | 0 | 0.073862 | 0.35946 | 0 | 0
580 | 1 | 5.3899e-05 | 0.00027649 | 0 | 3.7595e-05 | 0.00011416 | 0 | 0.75684 | 0 | 0.076223 | 0.35594 | 0 | 0
581 | 1 | 4.8162e-05 | 0.00027701 | 0 | 9.3987e-05 | 0.00011416 | 0 | 0.74906 | 0 | 0.076307 | 0.3513 | 0 | 0
582 | 1 | 5.1103e-05 | 0.00027711 | 0 | 0.0001821 | 0.00011416 | 0 | 0.75094 | 0 | 0.065346 | 0.35247 | 0 | 0
583 | 1 | 6.3519e-05 | 0.00027663 | 0 | 0.0001586 | 0.00011416 | 0 | 0.74635 | 0 | 0.073862 | 0.34918 | 0 | 0
584 | 1 | 7.601e-05 | 0.00027138 | 0 | 0.00014685 | 0.00011416 | 0.011073 | 0.75059 | 0 | 0.074199 | 0.35635 | 0 | 0
585 | 1 | 8.3596e-05 | 0.00026189 | 0 | 0.00016448 | 0.00011416 | 0.037905 | 0.75719 | 0 | 0.073777 | 0.36645 | 0 | 0.035189
586 | 1 | 9.8071e-05 | 0.0002521 | 0 | 0.00018797 | 0.00011416 | 0.070698 | 0.76591 | 0 | 0.1086 | 0.3729 | 0 | 0
587 | 1 | 9.6688e-05 | 0.00024385 | 0 | 0.00020677 | 0.00011416 | 0.099659 | 0.77487 | 0 | 0.12639 | 0.37128 | 0 | 0.0025851
588 | 1 | 0.0001024 | 0.0002382 | 0 | 0.00018797 | 0.00011416 | 0.11457 | 0.74611 | 0 | 0.24325 | 0.37146 | 0 | 0.031011
589 | 1 | 8.3186e-05 | 0.00023582 | 0 | 0.00019032 | 0.00011416 | 0.11329 | 0.74069 | 0 | 0.11796 | 0.36456 | 0 | 0.0068529
590 | 1 | 8.8986e-05 | 0.00023712 | 0 | 0.00021382 | 0.00011416 | 0.091993 | 0.717 | 0 | 0.10422 | 0.35892 | 0 | 0
591 | 1 | 8.0394e-05 | 0.00024338 | 0 | 0.00022322 | 0.00011416 | 0.057922 | 0.71723 | 0 | 0.10852 | 0.35734 | 0 | 0
592 | 1 | 8.0522e-05 | 0.00025365 | 0 | 0.00022322 | 0.00011416 | 0.019165 | 0.73538 | 0 | 0.11594 | 0.35833 | 0 | 0
593 | 1 | 8.1688e-05 | 0.00026002 | 0 | 0.00016448 | 0.00011416 | 0.0017036 | 0.75766 | 0 | 0.12673 | 0.37701 | 0 | 0
594 | 1 | 8.6857e-05 | 0.00026346 | 0 | 0.00011748 | 0.00011416 | 0 | 0.72324 | 0 | 0.16821 | 0.38287 | 0 | 0
595 | 1 | 9.8288e-05 | 0.00026548 | 0 | 8.8113e-05 | 0.00011416 | 0 | 0.62105 | 0 | 0.15607 | 0.38364 | 0 | 0
596 | 1 | 0.00010207 | 0.00026706 | 0 | 5.8742e-05 | 0.00011416 | 0 | 0.56259 | 0 | 0.10784 | 0.38255 | 0 | 0
597 | 1 | 8.5322e-05 | 0.00026884 | 0 | 3.7595e-05 | 0.00011416 | 0 | 0.59041 | 0 | 0.12521 | 0.36515 | 0 | 0
598 | 1 | 7.543e-05 | 0.00027032 | 0 | 2.3497e-05 | 0.00011416 | 0 | 0.56471 | 0 | 0.15202 | 0.35477 | 0 | 0
599 | 1 | 8.4676e-05 | 0.00027243 | 0 | 9.3987e-06 | 0.00011416 | 0 | 0.52051 | 0 | 0.098567 | 0.35121 | 0 | 0
600 | 1 | 7.9375e-05 | 0.00027547 | 0 | 5.8742e-06 | 0.00011416 | 0 | 0.4835 | 0 | 0.094098 | 0.34756 | 0 | 0
601 | 1 | 7.4475e-05 | 0.00028034 | 0 | 2.3497e-06 | 0.00011416 | 0 | 0.41301 | 0 | 0.10632 | 0.34399 | 0 | 0
602 | 1 | 7.0566e-05 | 0.00028594 | 0 | 1.1748e-06 | 0.00011416 | 0 | 0.35938 | 0 | 0.12454 | 0.34151 | 0 | 0
603 | 1 | 6.6595e-05 | 0.00029135 | 0 | 1.4098e-05 | 0.00011416 | 0 | 0.30893 | 0 | 0.11594 | 0.34223 | 0 | 0
604 | 1 | 6.4184e-05 | 0.00029571 | 0 | 3.7595e-05 | 0.00011416 | 0 | 0.29821 | 0 | 0.10101 | 0.34345 | 0 | 0
605 | 1 | 6.6748e-05 | 0.00029924 | 0 | 9.3987e-05 | 0.00011416 | 0 | 0.32638 | 0 | 0.10396 | 0.34237 | 0 | 0
606 | 1 | 7.9598e-05 | 0.00030189 | 0 | 0.0001821 | 0.00011416 | 0 | 0.30233 | 0 | 0.15059 | 0.35067 | 0 | 0
607 | 1 | 0.00010419 | 0.00030238 | 0 | 0.0001586 | 0.00011416 | 0 | 0.29149 | 0 | 0.20911 | 0.37254 | 0 | 0
608 | 1 | 0.00013674 | 0.0002856 | 0 | 0.00014685 | 0.00011416 | 0.018739 | 0.22148 | 0 | 0.21847 | 0.37791 | 0 | 0
609 | 1 | 0.00014522 | 0.00025971 | 0 | 0.00016448 | 0.00011416 | 0.066865 | 0.17067 | 0 | 0.28997 | 0.38255 | 0 | 0.15807
610 | 1 | 0.00014732 | 0.00024016 | 0 | 0.00018797 | 0.00011416 | 0.13075 | 0.14887 | 0 | 0.28035 | 0.38355 | 0 | 0.13511
611 | 1 | 0.0001438 | 0.00022928 | 0 | 0.00020677 | 0.00011416 | 0.18484 | 0.10632 | 0 | 0.26965 | 0.38278 | 0 | 0.020492
612 | 1 | 0.00014205 | 0.00022284 | 0 | 0.00018797 | 0.00011416 | 0.20954 | 0.089345 | 0 | 0.17656 | 0.37493 | 0 | 0.35761
613 | 1 | 0.00013937 | 0.0002202 | 0 | 0.00019032 | 0.00011416 | 0.19974 | 0.10149 | 0 | 0.16459 | 0.3789 | 0 | 0.12921
614 | 1 | 0.00014052 | 0.00022289 | 0 | 0.00021382 | 0.00011416 | 0.16056 | 0.092056 | 0 | 0.13491 | 0.36717 | 0 | 0
615 | 1 | 0.0001321 | 0.00023813 | 0 | 0.00022322 | 0.00011416 | 0.096678 | 0.055398 | 0 | 0.15776 | 0.3651 | 0 | 0
616 | 1 | 0.00012706 | 0.00026024 | 0 | 0.00022322 | 0.00011416 | 0.029813 | 0.031589 | 0 | 0.14148 | 0.36307 | 0 | 0
617 | 1 | 0.0001331 | 0.0002709 | 0 | 0.00016448 | 0.00011416 | 0.0025554 | 0.017562 | 0 | 0.16754 | 0.36929 | 0 | 0
618 | 1 | 0.0001462 | 0.00028026 | 0 | 0.00011748 | 0.00011416 | 0 | 0.014144 | 0 | 0.14612 | 0.37944 | 0 | 0
619 | 1 | 0.00015011 | 0.00029075 | 0 | 8.8113e-05 | 0.00011416 | 0 | 0.018505 | 0 | 0.12572 | 0.37534 | 0 | 0
620 | 1 | 0.0001316 | 0.00029969 | 0 | 5.8742e-05 | 0.00011416 | 0 | 0.037482 | 0 | 0.081619 | 0.37038 | 0 | 0
621 | 1 | 0.00010648 | 0.00030596 | 0 | 3.7595e-05 | 0.00011416 | 0 | 0.067185 | 0 | 0.078331 | 0.35405 | 0 | 0
622 | 1 | 8.4693e-05 | 0.00030784 | 0 | 2.3497e-05 | 0.00011416 | 0 | 0.088755 | 0 | 0.092159 | 0.35031 | 0 | 0
623 | 1 | 8.8285e-05 | 0.00030776 | 0 | 9.3987e-06 | 0.00011416 | 0 | 0.13897 | 0 | 0.086678 | 0.34341 | 0 | 0
624 | 1 | 7.4215e-05 | 0.00030601 | 0 | 5.8742e-06 | 0.00011416 | 0 | 0.21605 | 0 | 0.098651 | 0.33538 | 0 | 0
625 | 1 | 7.4238e-05 | 0.00030273 | 0 | 2.3497e-06 | 0.00011416 | 0 | 0.21311 | 0 | 0.097639 | 0.33434 | 0 | 0
626 | 1 | 6.8824e-05 | 0.00029775 | 0 | 1.1748e-06 | 0.00011416 | 0 | 0.18446 | 0 | 0.10573 | 0.33475 | 0 | 0
627 | 1 | 6.5177e-05 | 0.00029055 | 0 | 1.4098e-05 | 0.00011416 | 0 | 0.19307 | 0 | 0.10953 | 0.33457 | 0 | 0
628 | 1 | 5.5223e-05 | 0.00028499 | 0 | 3.7595e-05 | 0.00011416 | 0 | 0.20497 | 0 | 0.10025 | 0.33484 | 0 | 0
629 | 1 | 5.8323e-05 | 0.00027981 | 0 | 9.3987e-05 | 0.00011416 | 0 | 0.15677 | 0 | 0.10675 | 0.33434 | 0 | 0
630 | 1 | 7.4895e-05 | 0.00027539 | 0 | 0.0001821 | 0.00011416 | 0 | 0.093116 | 0 | 0.084739 | 0.35685 | 0 | 0
631 | 1 | 9.9093e-05 | 0.00027312 | 0 | 0.0001586 | 0.00011416 | 0.00085179 | 0.12671 | 0 | 0.10236 | 0.37448 | 0 | 0
632 | 1 | 0.0001273 | 0.00026368 | 0 | 0.00014685 | 0.00011416 | 0.012777 | 0.14321 | 0 | 0.10017 | 0.3821 | 0 | 0
633 | 1 | 0.00012665 | 0.0002486 | 0 | 0.00016448 | 0.00011416 | 0.045997 | 0.14592 | 0 | 0.17099 | 0.38251 | 0 | 0.10641
634 | 1 | 0.00012576 | 0.00023558 | 0 | 0.00018797 | 0.00011416 | 0.091141 | 0.16702 | 0 | 0.17327 | 0.38422 | 0 | 0.014553
635 | 1 | 0.00013106 | 0.00022608 | 0 | 0.00020677 | 0.00011416 | 0.13671 | 0.20403 | 0 | 0.15287 | 0.37502 | 0 | 0.043223
636 | 1 | 0.00014616 | 0.00022039 | 0 | 0.00018797 | 0.00011416 | 0.16014 | 0.2276 | 0 | 0.15312 | 0.36632 | 0 | 0.011756
637 | 1 | 0.00014025 | 0.00021898 | 0 | 0.00019032 | 0.00011416 | 0.16567 | 0.24717 | 0 | 0.15885 | 0.36271 | 0 | 0
638 | 1 | 0.00012982 | 0.00022305 | 0 | 0.00021382 | 0.00011416 | 0.13884 | 0.30009 | 0 | 0.11754 | 0.36045 | 0 | 0
639 | 1 | 0.00012721 | 0.00023294 | 0 | 0.00022322 | 0.00011416 | 0.082624 | 0.35573 | 0 | 0.11509 | 0.35725 | 0 | 0
640 | 1 | 0.00011957 | 0.00024624 | 0 | 0.00022322 | 0.00011416 | 0.026405 | 0.35585 | 0 | 0.16113 | 0.36591 | 0 | 0
641 | 1 | 0.00012816 | 0.0002547 | 0 | 0.00016448 | 0.00011416 | 0.0025554 | 0.35455 | 0 | 0.19148 | 0.39509 | 0 | 0
642 | 1 | 0.00013848 | 0.00026039 | 0 | 0.00011748 | 0.00011416 | 0 | 0.35714 | 0 | 0.25 | 0.39631 | 0 | 0
643 | 1 | 0.00013107 | 0.00026658 | 0 | 8.8113e-05 | 0.00011416 | 0 | 0.36657 | 0 | 0.19444 | 0.39649 | 0 | 0
644 | 1 | 0.00012775 | 0.00027217 | 0 | 5.8742e-05 | 0.00011416 | 0 | 0.34088 | 0 | 0.099747 | 0.40483 | 0 | 0
645 | 1 | 0.00012209 | 0.00027668 | 0 | 3.7595e-05 | 0.00011416 | 0 | 0.31094 | 0 | 0.085919 | 0.38504 | 0 | 0
646 | 1 | 0.00010118 | 0.00027983 | 0 | 2.3497e-05 | 0.00011416 | 0 | 0.32885 | 0 | 0.089545 | 0.36303 | 0 | 0
647 | 1 | 0.00010173 | 0.00028242 | 0 | 9.3987e-06 | 0.00011416 | 0 | 0.29479 | 0 | 0.085497 | 0.35775 | 0 | 0
648 | 1 | 9.1441e-05 | 0.00028388 | 0 | 5.8742e-06 | 0.00011416 | 0 | 0.30776 | 0 | 0.10329 | 0.35346 | 0 | 0
649 | 1 | 9.8188e-05 | 0.00028534 | 0 | 2.3497e-06 | 0.00011416 | 0 | 0.28642 | 0 | 0.10666 | 0.35207 | 0 | 0
650 | 1 | 7.974e-05 | 0.00028747 | 0 | 1.1748e-06 | 0.00011416 | 0 | 0.27192 | 0 | 0.10725 | 0.35139 | 0 | 0
651 | 1 | 7.7849e-05 | 0.00028906 | 0 | 1.4098e-05 | 0.00011416 | 0 | 0.26603 | 0 | 0.11206 | 0.34968 | 0 | 0
652 | 1 | 7.3087e-05 | 0.00029068 | 0 | 3.7595e-05 | 0.00011416 | 0 | 0.28029 | 0 | 0.098735 | 0.34981 | 0 | 0
653 | 1 | 7.7052e-05 | 0.0002918 | 0 | 9.3987e-05 | 0.00011416 | 0 | 0.35266 | 0 | 0.098904 | 0.34981 | 0 | 0
654 | 1 | 9.3036e-05 | 0.00029323 | 0 | 0.0001821 | 0.00011416 | 0 | 0.33274 | 0 | 0.088954 | 0.35373 | 0 | 0
655 | 1 | 0.00011533 | 0.00029508 | 0 | 0.0001586 | 0.00011416 | 0.00042589 | 0.29514 | 0 | 0.12993 | 0.3812 | 0 | 0
656 | 1 | 0.00013436 | 0.00027949 | 0 | 0.00014685 | 0.00011416 | 0.021295 | 0.24976 | 0 | 0.12555 | 0.38522 | 0 | 0
657 | 1 | 0.00013455 | 0.00025284 | 0 | 0.00016448 | 0.00011416 | 0.076661 | 0.19814 | 0 | 0.099578 | 0.38102 | 0 | 0.23226
658 | 1 | 0.00013435 | 0.00023041 | 0 | 0.00018797 | 0.00011416 | 0.15886 | 0.15299 | 0 | 0.10447 | 0.37985 | 0 | 0.12104
659 | 1 | 0.00014788 | 0.00021829 | 0 | 0.00020677 | 0.00011416 | 0.21976 | 0.1214 | 0 | 0.10245 | 0.37493 | 0 | 0.0025183
660 | 1 | 0.00015327 | 0.00021176 | 0 | 0.00018797 | 0.00011416 | 0.21593 | 0.088402 | 0 | 0.10658 | 0.35739 | 0 | 0.19138
661 | 1 | 0.00015028 | 0.00020924 | 0 | 0.00019032 | 0.00011416 | 0.19847 | 0.070839 | 0 | 0.097133 | 0.34918 | 0 | 0
662 | 1 | 0.00015135 | 0.00021214 | 0 | 0.00021382 | 0.00011416 | 0.1644 | 0.09182 | 0 | 0.091231 | 0.34129 | 0 | 0
663 | 1 | 0.00014633 | 0.00022879 | 0 | 0.00022322 | 0.00011416 | 0.10264 | 0.16101 | 0 | 0.092749 | 0.34584 | 0 | 0
664 | 1 | 0.00013228 | 0.00026402 | 0 | 0.00022322 | 0.00011416 | 0.035775 | 0.16631 | 0 | 0.089629 | 0.35482 | 0 | 0
665 | 1 | 0.0001316 | 0.00028724 | 0 | 0.00016448 | 0.00011416 | 0.0038331 | 0.16325 | 0 | 0.083727 | 0.35978 | 0 | 0
666 | 1 | 0.00013887 | 0.00030316 | 0 | 0.00011748 | 0.00011416 | 0 | 0.13425 | 0 | 0.074958 | 0.36145 | 0 | 0
667 | 1 | 0.00013711 | 0.00031365 | 0 | 8.8113e-05 | 0.00011416 | 0 | 0.2137 | 0 | 0.070405 | 0.36343 | 0 | 0
668 | 1 | 0.00012293 | 0.00031611 | 0 | 5.8742e-05 | 0.00011416 | 0 | 0.38272 | 0 | 0.074621 | 0.35883 | 0 | 0
669 | 1 | 0.00011462 | 0.00031237 | 0 | 3.7595e-05 | 0.00011416 | 0 | 0.58557 | 0 | 0.062901 | 0.35391 | 0 | 0
670 | 1 | 9.1096e-05 | 0.00030615 | 0 | 2.3497e-05 | 0.00011416 | 0 | 0.70403 | 0 | 0.077487 | 0.3527 | 0 | 0
671 | 1 | 8.8164e-05 | 0.00030169 | 0 | 9.3987e-06 | 0.00011416 | 0 | 0.69696 | 0 | 0.079342 | 0.34697 | 0 | 0
672 | 1 | 6.9058e-05 | 0.00029583 | 0 | 5.8742e-06 | 0.00011416 | 0 | 0.69696 | 0 | 0.10978 | 0.34769 | 0 | 0
673 | 1 | 0.00010234 | 0.00028834 | 0 | 2.3497e-06 | 0.00011416 | 0 | 0.77027 | 0 | 0.095025 | 0.34485 | 0 | 0
674 | 1 | 8.7212e-05 | 0.00028019 | 0 | 1.1748e-06 | 0.00011416 | 0 | 0.74776 | 0 | 0.10202 | 0.34372 | 0 | 0
675 | 1 | 8.5011e-05 | 0.00027252 | 0 | 1.4098e-05 | 0.00011416 | 0 | 0.61068 | 0 | 0.11105 | 0.34521 | 0 | 0
676 | 1 | 8.4104e-05 | 0.00026743 | 0 | 3.7595e-05 | 0.00011416 | 0 | 0.47301 | 0 | 0.11695 | 0.34282 | 0 | 0
677 | 1 | 8.9688e-05 | 0.0002652 | 0 | 9.3987e-05 | 0.00011416 | 0 | 0.33534 | 0 | 0.12496 | 0.33962 | 0 | 0
678 | 1 | 9.6702e-05 | 0.00026394 | 0 | 0.0001821 | 0.00011416 | 0 | 0.24646 | 0 | 0.098314 | 0.35089 | 0 | 0
679 | 1 | 0.00011081 | 0.00026456 | 0 | 0.0001586 | 0.00011416 | 0 | 0.20875 | 0 | 0.079933 | 0.36627 | 0 | 0
680 | 1 | 0.00012997 | 0.00025842 | 0 | 0.00014685 | 0.00011416 | 0.012351 | 0.17963 | 0 | 0.074705 | 0.36672 | 0 | 0
681 | 1 | 0.00014176 | 0.00024474 | 0 | 0.00016448 | 0.00011416 | 0.044293 | 0.14191 | 0 | 0.090219 | 0.36294 | 0 | 0
682 | 1 | 0.00014965 | 0.00023353 | 0 | 0.00018797 | 0.00011416 | 0.086031 | 0.10773 | 0 | 0.10573 | 0.35703 | 0 | 0
683 | 1 | 0.00015588 | 0.00022486 | 0 | 0.00020677 | 0.00011416 | 0.12521 | 0.080622 | 0 | 0.1054 | 0.34909 | 0 | 0.0075103
684 | 1 | 0.00014992 | 0.00021796 | 0 | 0.00018797 | 0.00011416 | 0.1546 | 0.056931 | 0 | 0.099663 | 0.35044 | 0 | 0.0023177
685 | 1 | 0.00014546 | 0.00021475 | 0 | 0.00019032 | 0.00011416 | 0.15247 | 0.062353 | 0 | 0.10185 | 0.3485 | 0 | 0.053163
686 | 1 | 0.00014251 | 0.00021624 | 0 | 0.00021382 | 0.00011416 | 0.12095 | 0.069307 | 0 | 0.1 | 0.34539 | 0 | 0
687 | 1 | 0.00012582 | 0.00022806 | 0 | 0.00022322 | 0.00011416 | 0.075383 | 0.095827 | 0 | 0.21754 | 0.34562 | 0 | 0
688 | 1 | 0.00011597 | 0.00025306 | 0 | 0.00022322 | 0.00011416 | 0.025128 | 0.15677 | 0 | 0.10253 | 0.34868 | 0 | 0
689 | 1 | 0.00013062 | 0.00026623 | 0 | 0.00016448 | 0.00011416 | 0.0025554 | 0.19566 | 0 | 0.21138 | 0.3771 | 0 | 0
690 | 1 | 0.00012886 | 0.00026937 | 0 | 0.00011748 | 0.00011416 | 0 | 0.18187 | 0 | 0.23398 | 0.38237 | 0 | 0
691 | 1 | 0.00012887 | 0.00027084 | 0 | 8.8113e-05 | 0.00011416 | 0 | 0.21146 | 0 | 0.24806 | 0.38201 | 0 | 0
692 | 1 | 0.00010842 | 0.00027103 | 0 | 5.8742e-05 | 0.00011416 | 0 | 0.31648 | 0 | 0.098735 | 0.38715 | 0 | 0
693 | 1 | 0.00010502 | 0.00027106 | 0 | 3.7595e-05 | 0.00011416 | 0 | 0.44378 | 0 | 0.070911 | 0.35558 | 0 | 0
694 | 1 | 9.0154e-05 | 0.00027052 | 0 | 2.3497e-05 | 0.00011416 | 0 | 0.53784 | 0 | 0.085835 | 0.35216 | 0 | 0
695 | 1 | 9.3789e-05 | 0.00026886 | 0 | 9.3987e-06 | 0.00011416 | 0 | 0.6326 | 0 | 0.077066 | 0.35112 | 0 | 0
696 | 1 | 9.8493e-05 | 0.00026626 | 0 | 5.8742e-06 | 0.00011416 | 0 | 0.68871 | 0 | 0.11265 | 0.35193 | 0 | 0
697 | 1 | 7.6397e-05 | 0.00026396 | 0 | 2.3497e-06 | 0.00011416 | 0 | 0.74529 | 0 | 0.099157 | 0.3462 | 0 | 0
698 | 1 | 6.9749e-05 | 0.00026232 | 0 | 1.1748e-06 | 0.00011416 | 0 | 0.74434 | 0 | 0.10902 | 0.34706 | 0 | 0
699 | 1 | 6.609e-05 | 0.00026257 | 0 | 1.4098e-05 | 0.00011416 | 0 | 0.71629 | 0 | 0.10793 | 0.34692 | 0 | 0
700 | 1 | 7.4886e-05 | 0.00026237 | 0 | 3.7595e-05 | 0.00011416 | 0 | 0.68128 | 0 | 0.10616 | 0.34904 | 0 | 0
701 | 1 | 7.8428e-05 | 0.00026237 | 0 | 9.3987e-05 | 0.00011416 | 0 | 0.70934 | 0 | 0.10143 | 0.35202 | 0 | 0
702 | 1 | 8.1921e-05 | 0.0002626 | 0 | 0.0001821 | 0.00011416 | 0 | 0.62683 | 0 | 0.1011 | 0.36533 | 0 | 0
703 | 1 | 0.00010362 | 0.00026187 | 0 | 0.0001586 | 0.00011416 | 0 | 0.51638 | 0 | 0.21366 | 0.3785 | 0 | 0
704 | 1 | 0.00012223 | 0.00025754 | 0 | 0.00014685 | 0.00011416 | 0.016184 | 0.46063 | 0 | 0.2113 | 0.39473 | 0 | 0
705 | 1 | 0.00012426 | 0.00024905 | 0 | 0.00016448 | 0.00011416 | 0.051107 | 0.23362 | 0 | 0.25245 | 0.39987 | 0 | 0.0036326
706 | 1 | 0.00011233 | 0.00024485 | 0 | 0.00018797 | 0.00011416 | 0.083475 | 0.126 | 0 | 0.24722 | 0.39654 | 0 | 0
707 | 1 | 0.00010709 | 0.00024475 | 0 | 0.00020677 | 0.00011416 | 0.099659 | 0.09182 | 0 | 0.21121 | 0.39505 | 0 | 0
708 | 1 | 0.00010862 | 0.00024729 | 0 | 0.00018797 | 0.00011416 | 0.098808 | 0.092527 | 0 | 0.23752 | 0.38643 | 0 | 0
709 | 1 | 0.00010566 | 0.0002492 | 0 | 0.00019032 | 0.00011416 | 0.091141 | 0.26403 | 0 | 0.23314 | 0.38589 | 0 | 0.010987
710 | 1 | 0.00010539 | 0.00025301 | 0 | 0.00021382 | 0.00011416 | 0.074957 | 0.36174 | 0 | 0.18086 | 0.37845 | 0 | 0
711 | 1 | 0.00010053 | 0.00025982 | 0 | 0.00022322 | 0.00011416 | 0.049404 | 0.50094 | 0 | 0.17066 | 0.37403 | 0 | 0
712 | 1 | 0.0001045 | 0.00027146 | 0 | 0.00022322 | 0.00011416 | 0.020017 | 0.6504 | 0 | 0.15219 | 0.38138 | 0 | 0
713 | 1 | 0.00010811 | 0.0002814 | 0 | 0.00016448 | 0.00011416 | 0.0029813 | 0.65464 | 0 | 0.22833 | 0.39897 | 0 | 0
714 | 1 | 0.0001027 | 0.00028722 | 0 | 0.00011748 | 0.00011416 | 0 | 0.58946 | 0 | 0.22378 | 0.39897 | 0 | 0
715 | 1 | 9.2475e-05 | 0.00029281 | 0 | 8.8113e-05 | 0.00011416 | 0 | 0.63001 | 0 | 0.20784 | 0.40055 | 0 | 0
716 | 1 | 7.6208e-05 | 0.00029803 | 0 | 5.8742e-05 | 0.00011416 | 0 | 0.63861 | 0 | 0.17766 | 0.39112 | 0 | 0
717 | 1 | 7.618e-05 | 0.00030344 | 0 | 3.7595e-05 | 0.00011416 | 0 | 0.60644 | 0 | 0.069224 | 0.3748 | 0 | 0
718 | 1 | 4.9607e-05 | 0.0003104 | 0 | 2.3497e-05 | 0.00011416 | 0 | 0.61174 | 0 | 0.080101 | 0.3688 | 0 | 0
719 | 1 | 5.3809e-05 | 0.00031468 | 0 | 9.3987e-06 | 0.00011416 | 0 | 0.63402 | 0 | 0.068128 | 0.36663 | 0 | 0
720 | 1 | 4.0343e-05 | 0.00031721 | 0 | 5.8742e-06 | 0.00011416 | 0 | 0.62306 | 0 | 0.062395 | 0.35441 | 0 | 0
721 | 1 | 5.6297e-05 | 0.00031782 | 0 | 2.3497e-06 | 0.00011416 | 0 | 0.53595 | 0 | 0.067032 | 0.34895 | 0 | 0
722 | 1 | 5.5235e-05 | 0.00031906 | 0 | 1.1748e-06 | 0.00011416 | 0 | 0.45297 | 0 | 0.059359 | 0.34999 | 0 | 0
723 | 1 | 5.1753e-05 | 0.0003212 | 0 | 1.4098e-05 | 0.00011416 | 0 | 0.2724 | 0 | 0.079933 | 0.34931 | 0 | 0
724 | 1 | 4.6972e-05 | 0.00032336 | 0 | 3.7595e-05 | 0.00011416 | 0 | 0.15736 | 0 | 0.085835 | 0.3494 | 0 | 0
725 | 1 | 5.4131e-05 | 0.00032632 | 0 | 9.3987e-05 | 0.00011416 | 0 | 0.15901 | 0 | 0.11062 | 0.35189 | 0 | 0
726 | 1 | 5.7565e-05 | 0.00032911 | 0 | 0.0001821 | 0.00011416 | 0 | 0.18246 | 0 | 0.088111 | 0.35694 | 0 | 0
727 | 1 | 5.9022e-05 | 0.00032949 | 0 | 0.0001586 | 0.00011416 | 0.0012777 | 0.16678 | 0 | 0.086425 | 0.36343 | 0 | 0
728 | 1 | 8.3923e-05 | 0.00030707 | 0 | 0.00014685 | 0.00011416 | 0.018739 | 0.20415 | 0 | 0.089798 | 0.36844 | 0 | 0
729 | 1 | 9.0115e-05 | 0.0002688 | 0 | 0.00016448 | 0.00011416 | 0.059625 | 0.19554 | 0 | 0.1097 | 0.36911 | 0 | 0.33696
730 | 1 | 9.2759e-05 | 0.00024264 | 0 | 0.00018797 | 0.00011416 | 0.12095 | 0.097242 | 0 | 0.24081 | 0.37236 | 0 | 0.12315
731 | 1 | 7.6012e-05 | 0.0002297 | 0 | 0.00020677 | 0.00011416 | 0.18569 | 0.026638 | 0 | 0.23836 | 0.37191 | 0 | 0.034476
732 | 1 | 7.7231e-05 | 0.00022216 | 0 | 0.00018797 | 0.00011416 | 0.21593 | 0.0376 | 0 | 0.16383 | 0.37317 | 0 | 0.41534
733 | 1 | 8.9898e-05 | 0.00021927 | 0 | 0.00019032 | 0.00011416 | 0.20528 | 0.071429 | 0 | 0.094013 | 0.36731 | 0 | 0.054522
734 | 1 | 9.2987e-05 | 0.00022153 | 0 | 0.00021382 | 0.00011416 | 0.15204 | 0.17291 | 0 | 0.078836 | 0.36357 | 0 | 0
735 | 1 | 8.1205e-05 | 0.00023451 | 0 | 0.00022322 | 0.00011416 | 0.086457 | 0.18281 | 0 | 0.085835 | 0.36478 | 0 | 0
736 | 1 | 8.2895e-05 | 0.00026575 | 0 | 0.00022322 | 0.00011416 | 0.030664 | 0.15299 | 0 | 0.085582 | 0.3646 | 0 | 0
737 | 1 | 8.1051e-05 | 0.00028312 | 0 | 0.00016448 | 0.00011416 | 0.0042589 | 0.10561 | 0 | 0.15523 | 0.38977 | 0 | 0
738 | 1 | 9.5721e-05 | 0.00029316 | 0 | 0.00011748 | 0.00011416 | 0 | 0.09901 | 0 | 0.22209 | 0.39428 | 0 | 0
739 | 1 | 8.3745e-05 | 0.00030299 | 0 | 8.8113e-05 | 0.00011416 | 0 | 0.083805 | 0 | 0.18735 | 0.39811 | 0 | 0
740 | 1 | 7.823e-05 | 0.00031133 | 0 | 5.8742e-05 | 0.00011416 | 0 | 0.059406 | 0 | 0.082715 | 0.37845 | 0 | 0
741 | 1 | 7.3075e-05 | 0.00031689 | 0 | 3.7595e-05 | 0.00011416 | 0 | 0.047737 | 0 | 0.074536 | 0.35617 | 0 | 0
742 | 1 | 7.3816e-05 | 0.00032072 | 0 | 2.3497e-05 | 0.00011416 | 0 | 0.056577 | 0 | 0.092917 | 0.35567 | 0 | 0
743 | 1 | 6.5323e-05 | 0.0003219 | 0 | 9.3987e-06 | 0.00011416 | 0 | 0.055163 | 0 | 0.086762 | 0.35631 | 0 | 0
744 | 1 | 5.2656e-05 | 0.00032177 | 0 | 5.8742e-06 | 0.00011416 | 0 | 0.053984 | 0 | 0.079258 | 0.35053 | 0 | 0
745 | 1 | 7.3367e-05 | 0.00032208 | 0 | 2.3497e-06 | 0.00011416 | 0 | 0.061528 | 0 | 0.077656 | 0.34611 | 0 | 0
746 | 1 | 6.8452e-05 | 0.00032419 | 0 | 1.1748e-06 | 0.00011416 | 0 | 0.056223 | 0 | 0.10211 | 0.34124 | 0 | 0
747 | 1 | 6.4898e-05 | 0.00032524 | 0 | 1.4098e-05 | 0.00011416 | 0 | 0.041961 | 0 | 0.10523 | 0.33849 | 0 | 0
748 | 1 | 6.0618e-05 | 0.00032538 | 0 | 3.7595e-05 | 0.00011416 | 0 | 0.026403 | 0 | 0.091653 | 0.33736 | 0 | 0
749 | 1 | 5.9876e-05 | 0.00032713 | 0 | 9.3987e-05 | 0.00011416 | 0 | 0.026167 | 0 | 0.087184 | 0.33569 | 0 | 0
750 | 1 | 6.0858e-05 | 0.00032812 | 0 | 0.0001821 | 0.00011416 | 0 | 0.030764 | 0 | 0.077234 | 0.33966 | 0 | 0
751 | 1 | 6.3305e-05 | 0.00032596 | 0 | 0.0001586 | 0.00011416 | 0.0012777 | 0.029585 | 0 | 0.090051 | 0.34025 | 0 | 0
752 | 1 | 7.7819e-05 | 0.00030946 | 0 | 0.00014685 | 0.00011416 | 0.018739 | 0.032296 | 0 | 0.093676 | 0.33768 | 0 | 0
753 | 1 | 9.3882e-05 | 0.00028095 | 0 | 0.00016448 | 0.00011416 | 0.063032 | 0.024045 | 0 | 0.093339 | 0.34047 | 0 | 0
754 | 1 | 0.00011075 | 0.00025753 | 0 | 0.00018797 | 0.00011416 | 0.12308 | 0.020391 | 0 | 0.10228 | 0.34535 | 0 | 0.069275
755 | 1 | 0.00011981 | 0.00024565 | 0 | 0.00020677 | 0.00011416 | 0.16951 | 0.008958 | 0 | 0.10329 | 0.34386 | 0 | 0.051291
756 | 1 | 0.00012456 | 0.00023966 | 0 | 0.00018797 | 0.00011416 | 0.19037 | 0.0093116 | 0 | 0.097218 | 0.34093 | 0 | 0.027177
757 | 1 | 0.00011818 | 0.00023756 | 0 | 0.00019032 | 0.00011416 | 0.17802 | 0.011198 | 0 | 0.093592 | 0.33844 | 0 | 0.2142
758 | 1 | 0.0001113 | 0.00023912 | 0 | 0.00021382 | 0.00011416 | 0.13927 | 0.012966 | 0 | 0.090472 | 0.3421 | 0 | 0
759 | 1 | 0.00010527 | 0.0002473 | 0 | 0.00022322 | 0.00011416 | 0.086882 | 0.016973 | 0 | 0.094772 | 0.34566 | 0 | 0
760 | 1 | 9.8395e-05 | 0.00026438 | 0 | 0.00022322 | 0.00011416 | 0.03322 | 0.02157 | 0 | 0.083727 | 0.3448 | 0 | 0
761 | 1 | 0.00010106 | 0.00027614 | 0 | 0.00016448 | 0.00011416 | 0.0051107 | 0.017327 | 0 | 0.094266 | 0.35775 | 0 | 0
762 | 1 | 0.00011257 | 0.00028137 | 0 | 0.00011748 | 0.00011416 | 0 | 0.014498 | 0 | 0.080691 | 0.36266 | 0 | 0
763 | 1 | 0.00011979 | 0.00028589 | 0 | 8.8113e-05 | 0.00011416 | 0 | 0.022277 | 0 | 0.07226 | 0.35942 | 0 | 0
764 | 1 | 0.00011853 | 0.00028974 | 0 | 5.8742e-05 | 0.00011416 | 0 | 0.033357 | 0 | 0.093845 | 0.33705 | 0 | 0
765 | 1 | 0.00011124 | 0.00029374 | 0 | 3.7595e-05 | 0.00011416 | 0 | 0.033475 | 0 | 0.086509 | 0.32785 | 0 | 0
766 | 1 | 0.00010048 | 0.00029685 | 0 | 2.3497e-05 | 0.00011416 | 0 | 0.077322 | 0 | 0.097892 | 0.33042 | 0 | 0
767 | 1 | 0.00010241 | 0.00029944 | 0 | 9.3987e-06 | 0.00011416 | 0 | 0.16242 | 0 | 0.080438 | 0.33303 | 0 | 0
768 | 1 | 9.2055e-05 | 0.00030255 | 0 | 5.8742e-06 | 0.00011416 | 0 | 0.22654 | 0 | 0.070911 | 0.33493 | 0 | 0
769 | 1 | 8.9997e-05 | 0.00030484 | 0 | 2.3497e-06 | 0.00011416 | 0 | 0.19861 | 0 | 0.084739 | 0.33402 | 0 | 0
770 | 1 | 7.9977e-05 | 0.00030792 | 0 | 1.1748e-06 | 0.00011416 | 0 | 0.19849 | 0 | 0.10784 | 0.32794 | 0 | 0
771 | 1 | 7.6635e-05 | 0.00031247 | 0 | 1.4098e-05 | 0.00011416 | 0 | 0.21912 | 0 | 0.1075 | 0.32428 | 0 | 0
772 | 1 | 7.6975e-05 | 0.00031524 | 0 | 3.7595e-05 | 0.00011416 | 0 | 0.22466 | 0 | 0.10025 | 0.32816 | 0 | 0
773 | 1 | 8.4196e-05 | 0.00031721 | 0 | 9.3987e-05 | 0.00011416 | 0 | 0.23927 | 0 | 0.084148 | 0.32753 | 0 | 0
774 | 1 | 0.00010413 | 0.00032065 | 0 | 0.0001821 | 0.00011416 | 0 | 0.27369 | 0 | 0.076813 | 0.33723 | 0 | 0
775 | 1 | 0.00012401 | 0.00032101 | 0 | 0.0001586 | 0.00011416 | 0.0012777 | 0.19531 | 0 | 0.10894 | 0.35486 | 0 | 0
776 | 1 | 0.00015169 | 0.00029978 | 0 | 0.00014685 | 0.00011416 | 0.022998 | 0.13814 | 0 | 0.24182 | 0.36645 | 0 | 0
777 | 1 | 0.00016925 | 0.00026575 | 0 | 0.00016448 | 0.00011416 | 0.070698 | 0.084512 | 0 | 0.27032 | 0.36591 | 0 | 0.13222
778 | 1 | 0.0001761 | 0.00024573 | 0 | 0.00018797 | 0.00011416 | 0.12862 | 0.044201 | 0 | 0.2161 | 0.36415 | 0 | 0.15913
779 | 1 | 0.00018288 | 0.00023701 | 0 | 0.00020677 | 0.00011416 | 0.17888 | 0.04644 | 0 | 0.24115 | 0.35667 | 0 | 0.024225
780 | 1 | 0.00018478 | 0.00023323 | 0 | 0.00018797 | 0.00011416 | 0.19847 | 0.049859 | 0 | 0.23904 | 0.34864 | 0 | 0.011232
781 | 1 | 0.00018063 | 0.00023286 | 0 | 0.00019032 | 0.00011416 | 0.18186 | 0.050919 | 0 | 0.2043 | 0.34665 | 0 | 0.040783
782 | 1 | 0.00017985 | 0.00023555 | 0 | 0.00021382 | 0.00011416 | 0.1448 | 0.056577 | 0 | 0.23516 | 0.34106 | 0 | 0
783 | 1 | 0.0001767 | 0.00024474 | 0 | 0.00022322 | 0.00011416 | 0.092419 | 0.078147 | 0 | 0.25 | 0.33524 | 0 | 0
784 | 1 | 0.000167 | 0.00026744 | 0 | 0.00022322 | 0.00011416 | 0.034923 | 0.15005 | 0 | 0.25607 | 0.33763 | 0 | 0
785 | 1 | 0.00016084 | 0.00028468 | 0 | 0.00016448 | 0.00011416 | 0.0051107 | 0.2454 | 0 | 0.23061 | 0.36483 | 0 | 0
786 | 1 | 0.00016418 | 0.00029292 | 0 | 0.00011748 | 0.00011416 | 0 | 0.21476 | 0 | 0.2371 | 0.37295 | 0 | 0
787 | 1 | 0.00016645 | 0.00029839 | 0 | 8.8113e-05 | 0.00011416 | 0 | 0.28017 | 0 | 0.24309 | 0.37353 | 0 | 0
788 | 1 | 0.00014738 | 0.00030335 | 0 | 5.8742e-05 | 0.00011416 | 0 | 0.24517 | 0 | 0.16349 | 0.36402 | 0 | 0
789 | 1 | 0.00013776 | 0.0003069 | 0 | 3.7595e-05 | 0.00011416 | 0 | 0.18871 | 0 | 0.12293 | 0.34309 | 0 | 0
790 | 1 | 0.00012893 | 0.00030913 | 0 | 2.3497e-05 | 0.00011416 | 0 | 0.18152 | 0 | 0.10438 | 0.33272 | 0 | 0
791 | 1 | 0.00012888 | 0.00031008 | 0 | 9.3987e-06 | 0.00011416 | 0 | 0.15453 | 0 | 0.097808 | 0.32812 | 0 | 0
792 | 1 | 0.000119 | 0.00031059 | 0 | 5.8742e-06 | 0.00011416 | 0 | 0.15924 | 0 | 0.11788 | 0.32334 | 0 | 0
793 | 1 | 0.00010858 | 0.00031209 | 0 | 2.3497e-06 | 0.00011416 | 0 | 0.13649 | 0 | 0.12411 | 0.31973 | 0 | 0
794 | 1 | 9.7579e-05 | 0.00031409 | 0 | 1.1748e-06 | 0.00011416 | 0 | 0.14463 | 0 | 0.12074 | 0.31589 | 0 | 0
795 | 1 | 9.3074e-05 | 0.00031695 | 0 | 1.4098e-05 | 0.00011416 | 0 | 0.1352 | 0 | 0.11745 | 0.31531 | 0 | 0
796 | 1 | 8.9372e-05 | 0.00032091 | 0 | 3.7595e-05 | 0.00011416 | 0 | 0.18529 | 0 | 0.11551 | 0.31616 | 0 | 0
797 | 1 | 8.5681e-05 | 0.00032695 | 0 | 9.3987e-05 | 0.00011416 | 0 | 0.30516 | 0 | 0.11248 | 0.32131 | 0 | 0
798 | 1 | 0.00010336 | 0.00033395 | 0 | 0.0001821 | 0.00011416 | 0 | 0.2988 | 0 | 0.13879 | 0.33384 | 0 | 0
799 | 1 | 0.00013081 | 0.00033812 | 0 | 0.0001586 | 0.00011416 | 0.0017036 | 0.20509 | 0 | 0.23145 | 0.34864 | 0 | 0
800 | 1 | 0.0001548 | 0.00032214 | 0 | 0.00014685 | 0.00011416 | 0.028961 | 0.10596 | 0 | 0.22875 | 0.35567 | 0 | 0
801 | 1 | 0.00016224 | 0.00028788 | 0 | 0.00016448 | 0.00011416 | 0.09029 | 0.052216 | 0 | 0.22825 | 0.3619 | 0 | 0.38733
802 | 1 | 0.00016638 | 0.00025653 | 0 | 0.00018797 | 0.00011416 | 0.17121 | 0.030882 | 0 | 0.24258 | 0.36366 | 0 | 0.39655
803 | 1 | 0.00016973 | 0.00024052 | 0 | 0.00020677 | 0.00011416 | 0.24702 | 0.022041 | 0 | 0.25093 | 0.3605 | 0 | 0.43007
804 | 1 | 0.00017494 | 0.00023098 | 0 | 0.00018797 | 0.00011416 | 0.28663 | 0.0097831 | 0 | 0.23297 | 0.34557 | 0 | 0.30778
805 | 1 | 0.000171 | 0.00022777 | 0 | 0.00019032 | 0.00011416 | 0.27342 | 0.011551 | 0 | 0.2285 | 0.33926 | 0 | 0.45784
806 | 1 | 0.00016643 | 0.00023054 | 0 | 0.00021382 | 0.00011416 | 0.21295 | 0.0343 | 0 | 0.1914 | 0.33939 | 0 | 0
807 | 1 | 0.00016902 | 0.00024293 | 0 | 0.00022322 | 0.00011416 | 0.12862 | 0.078736 | 0 | 0.17926 | 0.34093 | 0 | 0
808 | 1 | 0.00015798 | 0.00027307 | 0 | 0.00022322 | 0.00011416 | 0.04983 | 0.12164 | 0 | 0.16897 | 0.34296 | 0 | 0
809 | 1 | 0.00015175 | 0.00029475 | 0 | 0.00016448 | 0.00011416 | 0.0085179 | 0.15417 | 0 | 0.19949 | 0.36167 | 0 | 0
810 | 1 | 0.00016581 | 0.00030445 | 0 | 0.00011748 | 0.00011416 | 0 | 0.15299 | 0 | 0.20354 | 0.36776 | 0 | 0
811 | 1 | 0.00016132 | 0.00031083 | 0 | 8.8113e-05 | 0.00011416 | 0 | 0.13072 | 0 | 0.20278 | 0.36898 | 0 | 0
812 | 1 | 0.00014401 | 0.00031576 | 0 | 5.8742e-05 | 0.00011416 | 0 | 0.11504 | 0 | 0.1575 | 0.35694 | 0 | 0
813 | 1 | 0.00013032 | 0.00031864 | 0 | 3.7595e-05 | 0.00011416 | 0 | 0.11587 | 0 | 0.14595 | 0.34458 | 0 | 0
814 | 1 | 0.00011372 | 0.00032017 | 0 | 2.3497e-05 | 0.00011416 | 0 | 0.10266 | 0 | 0.17032 | 0.33497 | 0 | 0
815 | 1 | 0.0001164 | 0.0003239 | 0 | 9.3987e-06 | 0.00011416 | 0 | 0.087341 | 0 | 0.094688 | 0.32636 | 0 | 0
816 | 1 | 9.7145e-05 | 0.0003295 | 0 | 5.8742e-06 | 0.00011416 | 0 | 0.083215 | 0 | 0.10169 | 0.32275 | 0 | 0
817 | 1 | 9.1375e-05 | 0.00033445 | 0 | 2.3497e-06 | 0.00011416 | 0 | 0.063649 | 0 | 0.091906 | 0.31815 | 0 | 0
818 | 1 | 9.1457e-05 | 0.00033761 | 0 | 1.1748e-06 | 0.00011416 | 0 | 0.031707 | 0 | 0.087268 | 0.31432 | 0 | 0
819 | 1 | 8.8253e-05 | 0.00034003 | 0 | 1.4098e-05 | 0.00011416 | 0 | 0.018859 | 0 | 0.089207 | 0.31296 | 0 | 0
820 | 1 | 8.1857e-05 | 0.0003428 | 0 | 3.7595e-05 | 0.00011416 | 0 | 0.019448 | 0 | 0.089798 | 0.3122 | 0 | 0
821 | 1 | 8.3078e-05 | 0.0003468 | 0 | 9.3987e-05 | 0.00011416 | 0 | 0.017091 | 0 | 0.090894 | 0.31423 | 0 | 0
822 | 1 | 9.9467e-05 | 0.00034983 | 0 | 0.0001821 | 0.00011416 | 0 | 0.021688 | 0 | 0.094519 | 0.33055 | 0 | 0
823 | 1 | 0.00011818 | 0.00034814 | 0 | 0.0001586 | 0.00011416 | 0.0012777 | 0.02546 | 0 | 0.17268 | 0.34363 | 0 | 0
824 | 1 | 0.00014539 | 0.00032574 | 0 | 0.00014685 | 0.00011416 | 0.025128 | 0.040311 | 0 | 0.15371 | 0.33926 | 0 | 0
825 | 1 | 0.00016074 | 0.00029448 | 0 | 0.00016448 | 0.00011416 | 0.07155 | 0.061645 | 0 | 0.15464 | 0.35369 | 0 | 0.16883
826 | 1 | 0.00016384 | 0.00026752 | 0 | 0.00018797 | 0.00011416 | 0.13458 | 0.06141 | 0 | 0.157 | 0.3545 | 0 | 0.26888
827 | 1 | 0.00017274 | 0.00025331 | 0 | 0.00020677 | 0.00011416 | 0.19676 | 0.071664 | 0 | 0.17243 | 0.34823 | 0 | 0.24304
828 | 1 | 0.00017562 | 0.00024539 | 0 | 0.00018797 | 0.00011416 | 0.23424 | 0.094767 | 0 | 0.15143 | 0.33245 | 0 | 0.25229
829 | 1 | 0.00017142 | 0.00024223 | 0 | 0.00019032 | 0.00011416 | 0.23424 | 0.12412 | 0 | 0.14798 | 0.3297 | 0 | 0.26617
830 | 1 | 0.00017138 | 0.00024352 | 0 | 0.00021382 | 0.00011416 | 0.19634 | 0.14851 | 0 | 0.15304 | 0.32577 | 0 | 0
831 | 1 | 0.00016667 | 0.00025204 | 0 | 0.00022322 | 0.00011416 | 0.12819 | 0.13107 | 0 | 0.21265 | 0.33317 | 0 | 0
832 | 1 | 0.00015692 | 0.00027688 | 0 | 0.00022322 | 0.00011416 | 0.052385 | 0.1293 | 0 | 0.21433 | 0.34512 | 0 | 0
833 | 1 | 0.00014243 | 0.0002989 | 0 | 0.00016448 | 0.00011416 | 0.0089438 | 0.15724 | 0 | 0.17909 | 0.35856 | 0 | 0
834 | 1 | 0.00016061 | 0.00030986 | 0 | 0.00011748 | 0.00011416 | 0 | 0.20769 | 0 | 0.1828 | 0.3665 | 0 | 0
835 | 1 | 0.00015213 | 0.00031756 | 0 | 8.8113e-05 | 0.00011416 | 0 | 0.2665 | 0 | 0.19216 | 0.3582 | 0 | 0
836 | 1 | 0.00013859 | 0.00032558 | 0 | 5.8742e-05 | 0.00011416 | 0 | 0.24458 | 0 | 0.14705 | 0.35085 | 0 | 0
837 | 1 | 0.00012634 | 0.00033376 | 0 | 3.7595e-05 | 0.00011416 | 0 | 0.18682 | 0 | 0.12605 | 0.34494 | 0 | 0
838 | 1 | 0.00011413 | 0.00034049 | 0 | 2.3497e-05 | 0.00011416 | 0 | 0.18411 | 0 | 0.081703 | 0.33772 | 0 | 0
839 | 1 | 0.0001091 | 0.00034633 | 0 | 9.3987e-06 | 0.00011416 | 0 | 0.20285 | 0 | 0.06054 | 0.33028 | 0 | 0
840 | 1 | 9.5445e-05 | 0.00035161 | 0 | 5.8742e-06 | 0.00011416 | 0 | 0.2269 | 0 | 0.077319 | 0.32861 | 0 | 0
841 | 1 | 6.9631e-05 | 0.00035538 | 0 | 2.3497e-06 | 0.00011416 | 0 | 0.21723 | 0 | 0.083221 | 0.32437 | 0 | 0
842 | 1 | 6.0057e-05 | 0.00035732 | 0 | 1.1748e-06 | 0.00011416 | 0 | 0.15594 | 0 | 0.080523 | 0.32036 | 0 | 0
843 | 1 | 5.8756e-05 | 0.00035873 | 0 | 1.4098e-05 | 0.00011416 | 0 | 0.13885 | 0 | 0.081956 | 0.31851 | 0 | 0
844 | 1 | 5.3415e-05 | 0.00035872 | 0 | 3.7595e-05 | 0.00011416 | 0 | 0.14639 | 0 | 0.083137 | 0.31472 | 0 | 0
845 | 1 | 5.586e-05 | 0.00036 | 0 | 9.3987e-05 | 0.00011416 | 0 | 0.13861 | 0 | 0.089798 | 0.31874 | 0 | 0
846 | 1 | 7.3228e-05 | 0.00035965 | 0 | 0.0001821 | 0.00011416 | 0 | 0.18246 | 0 | 0.077234 | 0.33136 | 0 | 0
847 | 1 | 0.00010559 | 0.00035574 | 0 | 0.0001586 | 0.00011416 | 0.0012777 | 0.20061 | 0 | 0.14022 | 0.35238 | 0 | 0
848 | 1 | 0.00012932 | 0.00033567 | 0 | 0.00014685 | 0.00011416 | 0.021295 | 0.16549 | 0 | 0.18432 | 0.36397 | 0 | 0
849 | 1 | 0.00014202 | 0.00030646 | 0 | 0.00016448 | 0.00011416 | 0.063884 | 0.10891 | 0 | 0.19772 | 0.37308 | 0 | 0.063202
850 | 1 | 0.0001483 | 0.00028433 | 0 | 0.00018797 | 0.00011416 | 0.11584 | 0.05976 | 0 | 0.21745 | 0.36988 | 0 | 0.20229
851 | 1 | 0.0001473 | 0.00026835 | 0 | 0.00020677 | 0.00011416 | 0.15801 | 0.051037 | 0 | 0.21745 | 0.33984 | 0 | 0.0023623
852 | 1 | 0.00016366 | 0.00025799 | 0 | 0.00018797 | 0.00011416 | 0.17632 | 0.048091 | 0 | 0.21096 | 0.34471 | 0 | 0.12956
853 | 1 | 0.00015926 | 0.00025375 | 0 | 0.00019032 | 0.00011416 | 0.16525 | 0.051273 | 0 | 0.16341 | 0.32897 | 0 | 0.28291
854 | 1 | 0.00015749 | 0.00025442 | 0 | 0.00021382 | 0.00011416 | 0.13288 | 0.075554 | 0 | 0.15329 | 0.32374 | 0 | 0
855 | 1 | 0.00014985 | 0.00026043 | 0 | 0.00022322 | 0.00011416 | 0.085179 | 0.10219 | 0 | 0.21872 | 0.32216 | 0 | 0
856 | 1 | 0.00012723 | 0.00027609 | 0 | 0.00022322 | 0.00011416 | 0.034072 | 0.13496 | 0 | 0.21138 | 0.32284 | 0 | 0
857 | 1 | 0.00012739 | 0.00029065 | 0 | 0.00016448 | 0.00011416 | 0.0055366 | 0.18977 | 0 | 0.17901 | 0.33326 | 0 | 0
858 | 1 | 0.00014242 | 0.00029911 | 0 | 0.00011748 | 0.00011416 | 0 | 0.22725 | 0 | 0.18137 | 0.33772 | 0 | 0
859 | 1 | 0.00015261 | 0.00030682 | 0 | 8.8113e-05 | 0.00011416 | 0 | 0.27298 | 0 | 0.14924 | 0.34219 | 0 | 0
860 | 1 | 0.00013138 | 0.00031336 | 0 | 5.8742e-05 | 0.00011416 | 0 | 0.31554 | 0 | 0.072513 | 0.33858 | 0 | 0
861 | 1 | 0.00011046 | 0.00031849 | 0 | 3.7595e-05 | 0.00011416 | 0 | 0.28913 | 0 | 0.047808 | 0.32735 | 0 | 0
862 | 1 | 0.00010103 | 0.00032269 | 0 | 2.3497e-05 | 0.00011416 | 0 | 0.26084 | 0 | 0.058769 | 0.31441 | 0 | 0
863 | 1 | 9.6121e-05 | 0.00032629 | 0 | 9.3987e-06 | 0.00011416 | 0 | 0.26532 | 0 | 0.058179 | 0.30331 | 0 | 0
864 | 1 | 7.2978e-05 | 0.00032921 | 0 | 5.8742e-06 | 0.00011416 | 0 | 0.23468 | 0 | 0.075379 | 0.30439 | 0 | 0
865 | 1 | 8.3519e-05 | 0.00033297 | 0 | 2.3497e-06 | 0.00011416 | 0 | 0.25943 | 0 | 0.082209 | 0.29763 | 0 | 0
866 | 1 | 6.5801e-05 | 0.00033691 | 0 | 1.1748e-06 | 0.00011416 | 0 | 0.34158 | 0 | 0.079764 | 0.29393 | 0 | 0
867 | 1 | 5.2432e-05 | 0.0003404 | 0 | 1.4098e-05 | 0.00011416 | 0 | 0.37529 | 0 | 0.082378 | 0.29542 | 0 | 0
868 | 1 | 4.6915e-05 | 0.00034359 | 0 | 3.7595e-05 | 0.00011416 | 0 | 0.36009 | 0 | 0.083474 | 0.29641 | 0 | 0
869 | 1 | 4.8628e-05 | 0.00034609 | 0 | 9.3987e-05 | 0.00011416 | 0 | 0.34488 | 0 | 0.085329 | 0.29835 | 0 | 0
870 | 1 | 6.802e-05 | 0.00034808 | 0 | 0.0001821 | 0.00011416 | 0 | 0.38779 | 0 | 0.059275 | 0.31571 | 0 | 0
871 | 1 | 0.00010622 | 0.00034795 | 0 | 0.0001586 | 0.00011416 | 0.0025554 | 0.36917 | 0 | 0.16062 | 0.33538 | 0 | 0
872 | 1 | 0.00015292 | 0.00033359 | 0 | 0.00014685 | 0.00011416 | 0.024276 | 0.39286 | 0 | 0.17243 | 0.34151 | 0 | 0
873 | 1 | 0.00016971 | 0.00031064 | 0 | 0.00016448 | 0.00011416 | 0.068143 | 0.39887 | 0 | 0.18423 | 0.34395 | 0 | 0
874 | 1 | 0.00017383 | 0.00029085 | 0 | 0.00018797 | 0.00011416 | 0.11968 | 0.44 | 0 | 0.22799 | 0.32821 | 0 | 0.0052706
875 | 1 | 0.00017566 | 0.00027628 | 0 | 0.00020677 | 0.00011416 | 0.16525 | 0.44378 | 0 | 0.15076 | 0.32812 | 0 | 0.48973
876 | 1 | 0.00016844 | 0.00026683 | 0 | 0.00018797 | 0.00011416 | 0.18569 | 0.43164 | 0 | 0.13853 | 0.31842 | 0 | 0.080619
877 | 1 | 0.00015583 | 0.00026288 | 0 | 0.00019032 | 0.00011416 | 0.18058 | 0.54632 | 0 | 0.079764 | 0.31558 | 0 | 0.16007
878 | 1 | 0.00015033 | 0.00026498 | 0 | 0.00021382 | 0.00011416 | 0.14566 | 0.5943 | 0 | 0.078246 | 0.31211 | 0 | 0
879 | 1 | 0.00014543 | 0.00027408 | 0 | 0.00022322 | 0.00011416 | 0.091141 | 0.73845 | 0 | 0.079342 | 0.31292 | 0 | 0
880 | 1 | 0.00013439 | 0.00029088 | 0 | 0.00022322 | 0.00011416 | 0.035775 | 0.77593 | 0 | 0.12884 | 0.31716 | 0 | 0
881 | 1 | 0.00012476 | 0.00030655 | 0 | 0.00016448 | 0.00011416 | 0.0059625 | 0.76615 | 0 | 0.17841 | 0.34625 | 0 | 0
882 | 1 | 0.00014726 | 0.00031776 | 0 | 0.00011748 | 0.00011416 | 0 | 0.73197 | 0 | 0.1941 | 0.35856 | 0 | 0
883 | 1 | 0.00014625 | 0.00032783 | 0 | 8.8113e-05 | 0.00011416 | 0 | 0.69 | 0 | 0.19435 | 0.35865 | 0 | 0
884 | 1 | 0.00012948 | 0.00033653 | 0 | 5.8742e-05 | 0.00011416 | 0 | 0.63897 | 0 | 0.12698 | 0.35802 | 0 | 0
885 | 1 | 0.00011096 | 0.00034531 | 0 | 3.7595e-05 | 0.00011416 | 0 | 0.62647 | 0 | 0.080186 | 0.34106 | 0 | 0
886 | 1 | 8.9906e-05 | 0.0003524 | 0 | 2.3497e-05 | 0.00011416 | 0 | 0.57155 | 0 | 0.062226 | 0.32807 | 0 | 0
887 | 1 | 8.7867e-05 | 0.00035819 | 0 | 9.3987e-06 | 0.00011416 | 0 | 0.53843 | 0 | 0.057251 | 0.3076 | 0 | 0
888 | 1 | 7.6909e-05 | 0.00036365 | 0 | 5.8742e-06 | 0.00011416 | 0 | 0.54102 | 0 | 0.079933 | 0.3076 | 0 | 0
889 | 1 | 8.4211e-05 | 0.0003692 | 0 | 2.3497e-06 | 0.00011416 | 0 | 0.52817 | 0 | 0.075211 | 0.30394 | 0 | 0
890 | 1 | 7.4565e-05 | 0.00037425 | 0 | 1.1748e-06 | 0.00011416 | 0 | 0.50978 | 0 | 0.086256 | 0.30552 | 0 | 0
891 | 1 | 6.838e-05 | 0.0003794 | 0 | 1.4098e-05 | 0.00011416 | 0 | 0.529 | 0 | 0.070405 | 0.30669 | 0 | 0
892 | 1 | 5.9192e-05 | 0.00038328 | 0 | 3.7595e-05 | 0.00011416 | 0 | 0.57874 | 0 | 0.07597 | 0.30778 | 0 | 0
893 | 1 | 5.7957e-05 | 0.00038602 | 0 | 9.3987e-05 | 0.00011416 | 0 | 0.6108 | 0 | 0.098735 | 0.30683 | 0 | 0
894 | 1 | 6.3803e-05 | 0.00038904 | 0 | 0.0001821 | 0.00011416 | 0 | 0.58581 | 0 | 0.095025 | 0.30773 | 0 | 0
895 | 1 | 7.1824e-05 | 0.00038805 | 0 | 0.0001586 | 0.00011416 | 0.0029813 | 0.57143 | 0 | 0.071417 | 0.31138 | 0 | 0
896 | 1 | 9.5925e-05 | 0.00036159 | 0 | 0.00014685 | 0.00011416 | 0.034072 | 0.52475 | 0 | 0.071501 | 0.31071 | 0 | 0
897 | 1 | 0.00011888 | 0.00032427 | 0 | 0.00016448 | 0.00011416 | 0.10051 | 0.44837 | 0 | 0.080523 | 0.31287 | 0 | 0.071013
898 | 1 | 0.00013045 | 0.00029676 | 0 | 0.00018797 | 0.00011416 | 0.18399 | 0.36374 | 0 | 0.083221 | 0.31274 | 0 | 0.091271
899 | 1 | 0.00013714 | 0.00027834 | 0 | 0.00020677 | 0.00011416 | 0.25809 | 0.32956 | 0 | 0.079174 | 0.31265 | 0 | 0.12315
900 | 1 | 0.00013984 | 0.00026393 | 0 | 0.00018797 | 0.00011416 | 0.29514 | 0.27994 | 0 | 0.074958 | 0.31125 | 0 | 0.12539
901 | 1 | 0.00013689 | 0.0002548 | 0 | 0.00019032 | 0.00011416 | 0.28194 | 0.21311 | 0 | 0.075464 | 0.31084 | 0 | 0.080418
902 | 1 | 0.00013238 | 0.00025236 | 0 | 0.00021382 | 0.00011416 | 0.22487 | 0.16667 | 0 | 0.073272 | 0.3048 | 0 | 0.10826
903 | 1 | 0.00012435 | 0.00026008 | 0 | 0.00022322 | 0.00011416 | 0.14225 | 0.12341 | 0 | 0.075632 | 0.3057 | 0 | 0
904 | 1 | 0.00012053 | 0.00029285 | 0 | 0.00022322 | 0.00011416 | 0.056644 | 0.10667 | 0 | 0.071754 | 0.30868 | 0 | 0
905 | 1 | 0.00011819 | 0.00032199 | 0 | 0.00016448 | 0.00011416 | 0.0093697 | 0.16808 | 0 | 0.10531 | 0.32198 | 0 | 0
906 | 1 | 0.00012775 | 0.0003361 | 0 | 0.00011748 | 0.00011416 | 0 | 0.25743 | 0 | 0.16627 | 0.3232 | 0 | 0
907 | 1 | 0.0001321 | 0.00034508 | 0 | 8.8113e-05 | 0.00011416 | 0 | 0.35278 | 0 | 0.095531 | 0.3204 | 0 | 0
908 | 1 | 0.00011397 | 0.00034986 | 0 | 5.8742e-05 | 0.00011416 | 0 | 0.44826 | 0 | 0.062479 | 0.3126 | 0 | 0
909 | 1 | 0.00010371 | 0.00035269 | 0 | 3.7595e-05 | 0.00011416 | 0 | 0.46405 | 0 | 0.057336 | 0.30624 | 0 | 0
910 | 1 | 9.2183e-05 | 0.00035428 | 0 | 2.3497e-05 | 0.00011416 | 0 | 0.49187 | 0 | 0.076138 | 0.29975 | 0 | 0
911 | 1 | 9.5526e-05 | 0.00035315 | 0 | 9.3987e-06 | 0.00011416 | 0 | 0.50802 | 0 | 0.06973 | 0.29424 | 0 | 0
912 | 1 | 8.5017e-05 | 0.00035045 | 0 | 5.8742e-06 | 0.00011416 | 0 | 0.7236 | 0 | 0.062563 | 0.28843 | 0 | 0
913 | 1 | 7.1971e-05 | 0.00034782 | 0 | 2.3497e-06 | 0.00011416 | 0 | 0.8549 | 0 | 0.083895 | 0.28252 | 0 | 0
914 | 1 | 6.1249e-05 | 0.00034403 | 0 | 1.1748e-06 | 0.00011416 | 0 | 0.87871 | 0 | 0.092496 | 0.28089 | 0 | 0
915 | 1 | 5.8832e-05 | 0.00033709 | 0 | 1.4098e-05 | 0.00011416 | 0 | 0.85019 | 0 | 0.090978 | 0.28099 | 0 | 0
916 | 1 | 5.6692e-05 | 0.00033058 | 0 | 3.7595e-05 | 0.00011416 | 0 | 0.91077 | 0 | 0.089376 | 0.28234 | 0 | 0
917 | 1 | 5.476e-05 | 0.00032561 | 0 | 9.3987e-05 | 0.00011416 | 0 | 0.9195 | 0 | 0.08828 | 0.28541 | 0 | 0
918 | 1 | 5.7713e-05 | 0.00032119 | 0 | 0.0001821 | 0.00011416 | 0 | 0.89675 | 0 | 0.079427 | 0.28825 | 0 | 0
919 | 1 | 6.4457e-05 | 0.00031326 | 0 | 0.0001586 | 0.00011416 | 0.0017036 | 0.88814 | 0 | 0.099241 | 0.29194 | 0 | 0
920 | 1 | 8.3563e-05 | 0.00029494 | 0 | 0.00014685 | 0.00011416 | 0.03322 | 0.91702 | 0 | 0.07032 | 0.29677 | 0 | 0
921 | 1 | 9.1954e-05 | 0.00027472 | 0 | 0.00016448 | 0.00011416 | 0.084327 | 0.88036 | 0 | 0.079174 | 0.30949 | 0 | 0.060417
922 | 1 | 0.00010929 | 0.00026224 | 0 | 0.00018797 | 0.00011416 | 0.14225 | 0.87494 | 0 | 0.080944 | 0.3168 | 0 | 0.012903
923 | 1 | 0.0001211 | 0.00025808 | 0 | 0.00020677 | 0.00011416 | 0.18228 | 0.82414 | 0 | 0.079005 | 0.31346 | 0 | 0
924 | 1 | 0.00012903 | 0.00025925 | 0 | 0.00018797 | 0.00011416 | 0.25341 | 0.82591 | 0 | 0.07715 | 0.31504 | 0 | 0
925 | 1 | 0.00012047 | 0.00026253 | 0 | 0.00019032 | 0.00011416 | 0.27428 | 0.83746 | 0 | 0.075042 | 0.29948 | 0 | 0
926 | 1 | 0.00011512 | 0.00026763 | 0 | 0.00021382 | 0.00011416 | 0.20358 | 0.85655 | 0 | 0.073272 | 0.29294 | 0 | 0
927 | 1 | 0.00010583 | 0.00027519 | 0 | 0.00022322 | 0.00011416 | 0.11925 | 0.84783 | 0 | 0.07597 | 0.29316 | 0 | 0
928 | 1 | 9.8977e-05 | 0.00028619 | 0 | 0.00022322 | 0.00011416 | 0.046848 | 0.83168 | 0 | 0.075885 | 0.29506 | 0 | 0
929 | 1 | 9.8347e-05 | 0.00029621 | 0 | 0.00016448 | 0.00011416 | 0.0076661 | 0.84559 | 0 | 0.080186 | 0.30354 | 0 | 0
930 | 1 | 0.0001072 | 0.00030236 | 0 | 0.00011748 | 0.00011416 | 0 | 0.8239 | 0 | 0.14351 | 0.30647 | 0 | 0
931 | 1 | 0.00011086 | 0.00030726 | 0 | 8.8113e-05 | 0.00011416 | 0 | 0.76438 | 0 | 0.081366 | 0.30602 | 0 | 0
932 | 1 | 0.00011016 | 0.00031129 | 0 | 5.8742e-05 | 0.00011416 | 0 | 0.76096 | 0 | 0.073524 | 0.2956 | 0 | 0
933 | 1 | 0.00010298 | 0.00031521 | 0 | 3.7595e-05 | 0.00011416 | 0 | 0.81707 | 0 | 0.061973 | 0.28901 | 0 | 0
934 | 1 | 9.2813e-05 | 0.00032012 | 0 | 2.3497e-05 | 0.00011416 | 0 | 0.76792 | 0 | 0.096037 | 0.2864 | 0 | 0
935 | 1 | 9.9427e-05 | 0.00032444 | 0 | 9.3987e-06 | 0.00011416 | 0 | 0.6471 | 0 | 0.087605 | 0.28432 | 0 | 0
936 | 1 | 8.8638e-05 | 0.00032777 | 0 | 5.8742e-06 | 0.00011416 | 0 | 0.62706 | 0 | 0.068128 | 0.28509 | 0 | 0
937 | 1 | 8.361e-05 | 0.00033014 | 0 | 2.3497e-06 | 0.00011416 | 0 | 0.71641 | 0 | 0.058685 | 0.28356 | 0 | 0
938 | 1 | 7.2427e-05 | 0.00033184 | 0 | 1.1748e-06 | 0.00011416 | 0 | 0.78689 | 0 | 0.053879 | 0.2868 | 0 | 0
939 | 1 | 6.6671e-05 | 0.00033239 | 0 | 1.4098e-05 | 0.00011416 | 0 | 0.8041 | 0 | 0.055228 | 0.28545 | 0 | 0
940 | 1 | 6.298e-05 | 0.00033265 | 0 | 3.7595e-05 | 0.00011416 | 0 | 0.82803 | 0 | 0.056155 | 0.28563 | 0 | 0
941 | 1 | 6.6938e-05 | 0.00033157 | 0 | 9.3987e-05 | 0.00011416 | 0 | 0.79078 | 0 | 0.061214 | 0.28522 | 0 | 0
942 | 1 | 8.9202e-05 | 0.00032914 | 0 | 0.0001821 | 0.00011416 | 0 | 0.7797 | 0 | 0.068212 | 0.30042 | 0 | 0
943 | 1 | 0.0001242 | 0.00032408 | 0 | 0.0001586 | 0.00011416 | 0.0017036 | 0.74399 | 0 | 0.17066 | 0.32009 | 0 | 0
944 | 1 | 0.00015576 | 0.00031076 | 0 | 0.00014685 | 0.00011416 | 0.022998 | 0.75648 | 0 | 0.19241 | 0.3062 | 0 | 0
945 | 1 | 0.00016982 | 0.00029284 | 0 | 0.00016448 | 0.00011416 | 0.068143 | 0.69896 | 0 | 0.21256 | 0.29754 | 0 | 0.043858
946 | 1 | 0.00017638 | 0.00027908 | 0 | 0.00018797 | 0.00011416 | 0.11414 | 0.66054 | 0 | 0.2086 | 0.29979 | 0 | 0
947 | 1 | 0.0001804 | 0.00026848 | 0 | 0.00020677 | 0.00011416 | 0.15162 | 0.64062 | 0 | 0.20447 | 0.30484 | 0 | 0
948 | 1 | 0.00018083 | 0.00025974 | 0 | 0.00018797 | 0.00011416 | 0.16951 | 0.72348 | 0 | 0.087858 | 0.29682 | 0 | 0
949 | 1 | 0.00017619 | 0.00025289 | 0 | 0.00019032 | 0.00011416 | 0.16184 | 0.72242 | 0 | 0.09258 | 0.29321 | 0 | 0
950 | 1 | 0.00017949 | 0.00024875 | 0 | 0.00021382 | 0.00011416 | 0.13288 | 0.69272 | 0 | 0.090894 | 0.29203 | 0 | 0
951 | 1 | 0.00017757 | 0.00024742 | 0 | 0.00022322 | 0.00011416 | 0.089438 | 0.79031 | 0 | 0.089545 | 0.29993 | 0 | 0
952 | 1 | 0.00016848 | 0.0002487 | 0 | 0.00022322 | 0.00011416 | 0.041738 | 0.84323 | 0 | 0.084064 | 0.29907 | 0 | 0
953 | 1 | 0.00016836 | 0.00025123 | 0 | 0.00016448 | 0.00011416 | 0.0089438 | 0.86775 | 0 | 0.075211 | 0.31147 | 0 | 0
954 | 1 | 0.00018015 | 0.00025266 | 0 | 0.00011748 | 0.00011416 | 0 | 0.88826 | 0 | 0.079427 | 0.31883 | 0 | 0
955 | 1 | 0.00018375 | 0.00025398 | 0 | 8.8113e-05 | 0.00011416 | 0 | 0.8925 | 0 | 0.077234 | 0.31855 | 0 | 0
956 | 1 | 0.00017244 | 0.00025506 | 0 | 5.8742e-05 | 0.00011416 | 0 | 0.8885 | 0 | 0.065261 | 0.32343 | 0 | 0
957 | 1 | 0.00015038 | 0.00025553 | 0 | 3.7595e-05 | 0.00011416 | 0 | 0.89203 | 0 | 0.056408 | 0.29537 | 0 | 0
958 | 1 | 0.00013507 | 0.00025581 | 0 | 2.3497e-05 | 0.00011416 | 0 | 0.88779 | 0 | 0.070826 | 0.28103 | 0 | 0
959 | 1 | 0.00013217 | 0.00025639 | 0 | 9.3987e-06 | 0.00011416 | 0 | 0.88036 | 0 | 0.066779 | 0.2739 | 0 | 0
960 | 1 | 0.00011885 | 0.00025769 | 0 | 5.8742e-06 | 0.00011416 | 0 | 0.87235 | 0 | 0.063575 | 0.26827 | 0 | 0
961 | 1 | 0.00010046 | 0.00025944 | 0 | 2.3497e-06 | 0.00011416 | 0 | 0.85844 | 0 | 0.062563 | 0.26606 | 0 | 0
962 | 1 | 9.3191e-05 | 0.00026097 | 0 | 1.1748e-06 | 0.00011416 | 0 | 0.84983 | 0 | 0.06054 | 0.2647 | 0 | 0
963 | 1 | 8.8697e-05 | 0.00026284 | 0 | 1.4098e-05 | 0.00011416 | 0 | 0.8463 | 0 | 0.059106 | 0.26353 | 0 | 0
964 | 1 | 8.3756e-05 | 0.00026441 | 0 | 3.7595e-05 | 0.00011416 | 0 | 0.84394 | 0 | 0.062142 | 0.26529 | 0 | 0
965 | 1 | 8.6876e-05 | 0.00026543 | 0 | 9.3987e-05 | 0.00011416 | 0 | 0.82532 | 0 | 0.06231 | 0.26723 | 0 | 0
966 | 1 | 0.00010599 | 0.00026578 | 0 | 0.0001821 | 0.00011416 | 0 | 0.83204 | 0 | 0.068634 | 0.27945 | 0 | 0
967 | 1 | 0.00013499 | 0.00026279 | 0 | 0.0001586 | 0.00011416 | 0.0012777 | 0.82308 | 0 | 0.14174 | 0.30773 | 0 | 0
968 | 1 | 0.00016436 | 0.00024759 | 0 | 0.00014685 | 0.00011416 | 0.02385 | 0.82214 | 0 | 0.23516 | 0.30904 | 0 | 0
969 | 1 | 0.00017519 | 0.00022783 | 0 | 0.00016448 | 0.00011416 | 0.072828 | 0.80457 | 0 | 0.20767 | 0.3062 | 0 | 0.12653
970 | 1 | 0.00018164 | 0.00021306 | 0 | 0.00018797 | 0.00011416 | 0.12777 | 0.79491 | 0 | 0.20447 | 0.30092 | 0 | 0.012647
971 | 1 | 0.00018444 | 0.00020364 | 0 | 0.00020677 | 0.00011416 | 0.17121 | 0.78571 | 0 | 0.14848 | 0.30092 | 0 | 0.063425
972 | 1 | 0.00018069 | 0.0001979 | 0 | 0.00018797 | 0.00011416 | 0.20486 | 0.68729 | 0 | 0.081788 | 0.28482 | 0 | 0.12246
973 | 1 | 0.00018412 | 0.0001958 | 0 | 0.00019032 | 0.00011416 | 0.20613 | 0.67174 | 0 | 0.088111 | 0.2795 | 0 | 0.056361
974 | 1 | 0.00017837 | 0.00019677 | 0 | 0.00021382 | 0.00011416 | 0.17121 | 0.72513 | 0 | 0.087099 | 0.28518 | 0 | 0.0078
975 | 1 | 0.00017083 | 0.00020245 | 0 | 0.00022322 | 0.00011416 | 0.11627 | 0.73362 | 0 | 0.1441 | 0.29334 | 0 | 0
976 | 1 | 0.00016406 | 0.00021694 | 0 | 0.00022322 | 0.00011416 | 0.052811 | 0.70415 | 0 | 0.20211 | 0.30245 | 0 | 0
977 | 1 | 0.00016396 | 0.00023282 | 0 | 0.00016448 | 0.00011416 | 0.010647 | 0.69248 | 0 | 0.18516 | 0.33736 | 0 | 0
978 | 1 | 0.00017116 | 0.00024284 | 0 | 0.00011748 | 0.00011416 | 0 | 0.68046 | 0 | 0.14435 | 0.343 | 0 | 0
979 | 1 | 0.00017206 | 0.00025074 | 0 | 8.8113e-05 | 0.00011416 | 0 | 0.65229 | 0 | 0.048651 | 0.34458 | 0 | 0
980 | 1 | 0.00015892 | 0.00025675 | 0 | 5.8742e-05 | 0.00011416 | 0 | 0.66714 | 0 | 0.0414 | 0.34864 | 0 | 0
981 | 1 | 0.00013881 | 0.00026142 | 0 | 3.7595e-05 | 0.00011416 | 0 | 0.69366 | 0 | 0.051939 | 0.32 | 0 | 0
982 | 1 | 0.00012055 | 0.00026457 | 0 | 2.3497e-05 | 0.00011416 | 0 | 0.6702 | 0 | 0.067369 | 0.29966 | 0 | 0
983 | 1 | 0.00012196 | 0.00026583 | 0 | 9.3987e-06 | 0.00011416 | 0 | 0.60832 | 0 | 0.058938 | 0.28784 | 0 | 0
984 | 1 | 0.00010732 | 0.00026628 | 0 | 5.8742e-06 | 0.00011416 | 0 | 0.55658 | 0 | 0.058094 | 0.28852 | 0 | 0
985 | 1 | 9.789e-05 | 0.00026674 | 0 | 2.3497e-06 | 0.00011416 | 0 | 0.51414 | 0 | 0.056408 | 0.28329 | 0 | 0
986 | 1 | 9.0977e-05 | 0.00026709 | 0 | 1.1748e-06 | 0.00011416 | 0 | 0.41478 | 0 | 0.077066 | 0.28437 | 0 | 0
987 | 1 | 8.8116e-05 | 0.00026736 | 0 | 1.4098e-05 | 0.00011416 | 0 | 0.30504 | 0 | 0.077403 | 0.28617 | 0 | 0
988 | 1 | 8.6894e-05 | 0.00026801 | 0 | 3.7595e-05 | 0.00011416 | 0 | 0.2243 | 0 | 0.080523 | 0.28568 | 0 | 0
989 | 1 | 9.2863e-05 | 0.00027019 | 0 | 9.3987e-05 | 0.00011416 | 0 | 0.22466 | 0 | 0.065936 | 0.28861 | 0 | 0
990 | 1 | 0.00011224 | 0.00027201 | 0 | 0.0001821 | 0.00011416 | 0 | 0.22501 | 0 | 0.073946 | 0.29975 | 0 | 0
991 | 1 | 0.00014286 | 0.00026714 | 0 | 0.0001586 | 0.00011416 | 0.0059625 | 0.18741 | 0 | 0.14013 | 0.31716 | 0 | 0
992 | 1 | 0.00016961 | 0.00024363 | 0 | 0.00014685 | 0.00011416 | 0.052385 | 0.14191 | 0 | 0.1989 | 0.32789 | 0 | 0
993 | 1 | 0.00018956 | 0.00021503 | 0 | 0.00016448 | 0.00011416 | 0.13884 | 0.12164 | 0 | 0.22648 | 0.32852 | 0 | 0.24933
994 | 1 | 0.00018952 | 0.00019831 | 0 | 0.00018797 | 0.00011416 | 0.24063 | 0.10502 | 0 | 0.21391 | 0.3218 | 0 | 0.24279
995 | 1 | 0.00019539 | 0.00018904 | 0 | 0.00020677 | 0.00011416 | 0.33177 | 0.089698 | 0 | 0.21425 | 0.31616 | 0 | 0.2583
996 | 1 | 0.00019842 | 0.00018285 | 0 | 0.00018797 | 0.00011416 | 0.38416 | 0.083333 | 0 | 0.20826 | 0.30904 | 0 | 0.27862
997 | 1 | 0.00019167 | 0.00018008 | 0 | 0.00019032 | 0.00011416 | 0.37436 | 0.097831 | 0 | 0.21273 | 0.31247 | 0 | 0.20564
998 | 1 | 0.00018653 | 0.00018225 | 0 | 0.00021382 | 0.00011416 | 0.30281 | 0.10266 | 0 | 0.20295 | 0.30944 | 0 | 0.23187
999 | 1 | 0.00018494 | 0.00019277 | 0 | 0.00022322 | 0.00011416 | 0.19506 | 0.092999 | 0 | 0.14486 | 0.31048 | 0 | 0
1000 | 1 | 0.00018153 | 0.0002187 | 0 | 0.00022322 | 0.00011416 | 0.086882 | 0.09901 | 0 | 0.13862 | 0.31526 | 0 | 0
1001 | 1 | 0.00017981 | 0.00023797 | 0 | 0.00016448 | 0.00011416 | 0.017888 | 0.096299 | 0 | 0.19317 | 0.32852 | 0 | 0
1002 | 1 | 0.00018807 | 0.00024754 | 0 | 0.00011748 | 0.00011416 | 0 | 0.079208 | 0 | 0.17192 | 0.33091 | 0 | 0
1003 | 1 | 0.00018636 | 0.00025338 | 0 | 8.8113e-05 | 0.00011416 | 0 | 0.056695 | 0 | 0.16433 | 0.33195 | 0 | 0
1004 | 1 | 0.00017132 | 0.00025772 | 0 | 5.8742e-05 | 0.00011416 | 0 | 0.038661 | 0 | 0.15717 | 0.33001 | 0 | 0
1005 | 1 | 0.00015345 | 0.00026249 | 0 | 3.7595e-05 | 0.00011416 | 0 | 0.023574 | 0 | 0.12673 | 0.30678 | 0 | 0
1006 | 1 | 0.00013166 | 0.00026555 | 0 | 2.3497e-05 | 0.00011416 | 0 | 0.013201 | 0 | 0.098398 | 0.29226 | 0 | 0
1007 | 1 | 0.00012732 | 0.00026781 | 0 | 9.3987e-06 | 0.00011416 | 0 | 0.0040075 | 0 | 0.065514 | 0.28324 | 0 | 0
1008 | 1 | 0.00011409 | 0.00027211 | 0 | 5.8742e-06 | 0.00011416 | 0 | 0.00070721 | 0 | 0.068634 | 0.27909 | 0 | 0
1009 | 1 | 9.494e-05 | 0.00027713 | 0 | 2.3497e-06 | 0.00011416 | 0 | 0.0012966 | 0 | 0.089376 | 0.28482 | 0 | 0
1010 | 1 | 8.7434e-05 | 0.00028193 | 0 | 1.1748e-06 | 0.00011416 | 0 | 0.0034182 | 0 | 0.087268 | 0.28491 | 0 | 0
1011 | 1 | 8.1765e-05 | 0.00028556 | 0 | 1.4098e-05 | 0.00011416 | 0 | 0.011787 | 0 | 0.090051 | 0.28144 | 0 | 0
1012 | 1 | 7.6667e-05 | 0.00028807 | 0 | 3.7595e-05 | 0.00011416 | 0 | 0.045026 | 0 | 0.090725 | 0.27999 | 0 | 0
1013 | 1 | 7.7194e-05 | 0.00028923 | 0 | 9.3987e-05 | 0.00011416 | 0 | 0.12871 | 0 | 0.075379 | 0.2804 | 0 | 0
1014 | 1 | 9.6764e-05 | 0.00029005 | 0 | 0.0001821 | 0.00011416 | 0 | 0.17987 | 0 | 0.11965 | 0.302 | 0 | 0
1015 | 1 | 0.00012647 | 0.00028334 | 0 | 0.0001586 | 0.00011416 | 0.0038331 | 0.20521 | 0 | 0.12825 | 0.31955 | 0 | 0
1016 | 1 | 0.00015838 | 0.00025837 | 0 | 0.00014685 | 0.00011416 | 0.028961 | 0.20769 | 0 | 0.14199 | 0.33163 | 0 | 0
1017 | 1 | 0.00017383 | 0.00022964 | 0 | 0.00016448 | 0.00011416 | 0.086882 | 0.17456 | 0 | 0.21619 | 0.33218 | 0 | 0.38949
1018 | 1 | 0.00018369 | 0.00020581 | 0 | 0.00018797 | 0.00011416 | 0.15928 | 0.22159 | 0 | 0.22091 | 0.32487 | 0 | 0.51035
1019 | 1 | 0.00018313 | 0.0001937 | 0 | 0.00020677 | 0.00011416 | 0.24787 | 0.32885 | 0 | 0.21315 | 0.30958 | 0 | 0.53007
1020 | 1 | 0.00018082 | 0.00018587 | 0 | 0.00018797 | 0.00011416 | 0.29983 | 0.38284 | 0 | 0.2059 | 0.30737 | 0 | 0.50299
1021 | 1 | 0.00017533 | 0.00018236 | 0 | 0.00019032 | 0.00011416 | 0.29514 | 0.40582 | 0 | 0.20346 | 0.30106 | 0 | 0.32877
1022 | 1 | 0.00016963 | 0.00018361 | 0 | 0.00021382 | 0.00011416 | 0.25085 | 0.44272 | 0 | 0.20245 | 0.29636 | 0 | 0.3676
1023 | 1 | 0.00016589 | 0.0001931 | 0 | 0.00022322 | 0.00011416 | 0.17547 | 0.51438 | 0 | 0.13836 | 0.2937 | 0 | 0
1024 | 1 | 0.00015845 | 0.00022121 | 0 | 0.00022322 | 0.00011416 | 0.084753 | 0.47301 | 0 | 0.14376 | 0.29853 | 0 | 0
1025 | 1 | 0.00015519 | 0.00024694 | 0 | 0.00016448 | 0.00011416 | 0.019165 | 0.40453 | 0 | 0.13963 | 0.31003 | 0 | 0
1026 | 1 | 0.00016913 | 0.00025884 | 0 | 0.00011748 | 0.00011416 | 0 | 0.37188 | 0 | 0.17479 | 0.33389 | 0 | 0
1027 | 1 | 0.0001774 | 0.00026816 | 0 | 8.8113e-05 | 0.00011416 | 0 | 0.39203 | 0 | 0.12057 | 0.33344 | 0 | 0
1028 | 1 | 0.00015798 | 0.00027586 | 0 | 5.8742e-05 | 0.00011416 | 0 | 0.39934 | 0 | 0.1156 | 0.33457 | 0 | 0
1029 | 1 | 0.00014036 | 0.00028226 | 0 | 3.7595e-05 | 0.00011416 | 0 | 0.40264 | 0 | 0.063575 | 0.31242 | 0 | 0
1030 | 1 | 0.00012615 | 0.00028671 | 0 | 2.3497e-05 | 0.00011416 | 0 | 0.39793 | 0 | 0.06914 | 0.29591 | 0 | 0
1031 | 1 | 0.00012632 | 0.00028947 | 0 | 9.3987e-06 | 0.00011416 | 0 | 0.42067 | 0 | 0.060455 | 0.29294 | 0 | 0
1032 | 1 | 0.0001049 | 0.000291 | 0 | 5.8742e-06 | 0.00011416 | 0 | 0.41007 | 0 | 0.054722 | 0.28658 | 0 | 0
1033 | 1 | 9.4324e-05 | 0.00029135 | 0 | 2.3497e-06 | 0.00011416 | 0 | 0.4116 | 0 | 0.055228 | 0.2855 | 0 | 0
1034 | 1 | 8.4601e-05 | 0.00029202 | 0 | 1.1748e-06 | 0.00011416 | 0 | 0.42032 | 0 | 0.073609 | 0.28811 | 0 | 0
1035 | 1 | 8.1018e-05 | 0.00029317 | 0 | 1.4098e-05 | 0.00011416 | 0 | 0.42515 | 0 | 0.08086 | 0.28586 | 0 | 0
1036 | 1 | 7.1371e-05 | 0.00029577 | 0 | 3.7595e-05 | 0.00011416 | 0 | 0.36327 | 0 | 0.090556 | 0.28798 | 0 | 0
1037 | 1 | 7.4674e-05 | 0.00029972 | 0 | 9.3987e-05 | 0.00011416 | 0 | 0.34901 | 0 | 0.10177 | 0.29019 | 0 | 0
1038 | 1 | 9.1653e-05 | 0.00030287 | 0 | 0.0001821 | 0.00011416 | 0 | 0.34618 | 0 | 0.10793 | 0.30493 | 0 | 0
1039 | 1 | 0.00011839 | 0.0002989 | 0 | 0.0001586 | 0.00011416 | 0.0029813 | 0.36292 | 0 | 0.13904 | 0.33263 | 0 | 0
1040 | 1 | 0.00015043 | 0.00027496 | 0 | 0.00014685 | 0.00011416 | 0.032794 | 0.31695 | 0 | 0.15185 | 0.34183 | 0 | 0
1041 | 1 | 0.00016849 | 0.00023959 | 0 | 0.00016448 | 0.00011416 | 0.099233 | 0.25236 | 0 | 0.16492 | 0.34327 | 0 | 0.45465
1042 | 1 | 0.00017464 | 0.00021231 | 0 | 0.00018797 | 0.00011416 | 0.21039 | 0.27039 | 0 | 0.1629 | 0.337 | 0 | 0.54684
1043 | 1 | 0.00015401 | 0.00019624 | 0 | 0.00020677 | 0.00011416 | 0.31474 | 0.31942 | 0 | 0.092833 | 0.32893 | 0 | 0.64263
1044 | 1 | 0.00017884 | 0.00018628 | 0 | 0.00018797 | 0.00011416 | 0.3833 | 0.35997 | 0 | 0.078162 | 0.32018 | 0 | 0.51554
1045 | 1 | 0.00016625 | 0.00018152 | 0 | 0.00019032 | 0.00011416 | 0.38884 | 0.3991 | 0 | 0.077656 | 0.30854 | 0 | 0.41256
1046 | 1 | 0.00016107 | 0.00018238 | 0 | 0.00021382 | 0.00011416 | 0.32879 | 0.44048 | 0 | 0.075885 | 0.30133 | 0 | 0.39461
1047 | 1 | 0.00015265 | 0.00019319 | 0 | 0.00022322 | 0.00011416 | 0.21934 | 0.44236 | 0 | 0.076897 | 0.30047 | 0 | 0
1048 | 1 | 0.00015204 | 0.00022563 | 0 | 0.00022322 | 0.00011416 | 0.099233 | 0.45721 | 0 | 0.072428 | 0.30778 | 0 | 0
1049 | 1 | 0.00014754 | 0.00025471 | 0 | 0.00016448 | 0.00011416 | 0.020869 | 0.46865 | 0 | 0.079258 | 0.32496 | 0 | 0
1050 | 1 | 0.0001572 | 0.00026626 | 0 | 0.00011748 | 0.00011416 | 0 | 0.50955 | 0 | 0.11391 | 0.32739 | 0 | 0
1051 | 1 | 0.00015665 | 0.00027307 | 0 | 8.8113e-05 | 0.00011416 | 0 | 0.53642 | 0 | 0.10826 | 0.32902 | 0 | 0
1052 | 1 | 0.00014281 | 0.00027641 | 0 | 5.8742e-05 | 0.00011416 | 0 | 0.53854 | 0 | 0.061889 | 0.32636 | 0 | 0
1053 | 1 | 0.00012666 | 0.00027993 | 0 | 3.7595e-05 | 0.00011416 | 0 | 0.53336 | 0 | 0.056661 | 0.31057 | 0 | 0
1054 | 1 | 0.00010652 | 0.00028238 | 0 | 2.3497e-05 | 0.00011416 | 0 | 0.52275 | 0 | 0.081872 | 0.29704 | 0 | 0
1055 | 1 | 9.858e-05 | 0.00028448 | 0 | 9.3987e-06 | 0.00011416 | 0 | 0.50177 | 0 | 0.065852 | 0.29014 | 0 | 0
1056 | 1 | 9.3248e-05 | 0.00028645 | 0 | 5.8742e-06 | 0.00011416 | 0 | 0.50189 | 0 | 0.06172 | 0.28166 | 0 | 0
1057 | 1 | 9.0775e-05 | 0.00028925 | 0 | 2.3497e-06 | 0.00011416 | 0 | 0.5574 | 0 | 0.052361 | 0.2785 | 0 | 0
1058 | 1 | 7.8723e-05 | 0.00029126 | 0 | 1.1748e-06 | 0.00011416 | 0 | 0.6049 | 0 | 0.053457 | 0.28229 | 0 | 0
1059 | 1 | 6.8087e-05 | 0.00029246 | 0 | 1.4098e-05 | 0.00011416 | 0 | 0.62105 | 0 | 0.054384 | 0.28464 | 0 | 0
1060 | 1 | 6.116e-05 | 0.00029424 | 0 | 3.7595e-05 | 0.00011416 | 0 | 0.60608 | 0 | 0.05683 | 0.28265 | 0 | 0
1061 | 1 | 6.2489e-05 | 0.00029637 | 0 | 9.3987e-05 | 0.00011416 | 0 | 0.57555 | 0 | 0.061973 | 0.28193 | 0 | 0
1062 | 1 | 7.0717e-05 | 0.00029839 | 0 | 0.0001821 | 0.00011416 | 0 | 0.5442 | 0 | 0.063997 | 0.27968 | 0 | 0
1063 | 1 | 8.0485e-05 | 0.00029465 | 0 | 0.0001586 | 0.00011416 | 0.0072402 | 0.51627 | 0 | 0.06172 | 0.28527 | 0 | 0
1064 | 1 | 9.5003e-05 | 0.00026892 | 0 | 0.00014685 | 0.00011416 | 0.056218 | 0.43623 | 0 | 0.076223 | 0.29235 | 0 | 0
1065 | 1 | 0.00012012 | 0.00023517 | 0 | 0.00016448 | 0.00011416 | 0.15417 | 0.3938 | 0 | 0.086762 | 0.30083 | 0 | 0.59642
1066 | 1 | 0.00013275 | 0.00020728 | 0 | 0.00018797 | 0.00011416 | 0.27044 | 0.36221 | 0 | 0.084992 | 0.29921 | 0 | 0.75003
1067 | 1 | 0.00014054 | 0.00018851 | 0 | 0.00020677 | 0.00011416 | 0.38118 | 0.40629 | 0 | 0.084401 | 0.30115 | 0 | 0.7861
1068 | 1 | 0.00013992 | 0.00017601 | 0 | 0.00018797 | 0.00011416 | 0.44208 | 0.42244 | 0 | 0.079933 | 0.30182 | 0 | 0.5299
1069 | 1 | 0.00014744 | 0.00017015 | 0 | 0.00019032 | 0.00011416 | 0.42589 | 0.42339 | 0 | 0.082968 | 0.2993 | 0 | 0.99002
1070 | 1 | 0.00013751 | 0.00017188 | 0 | 0.00021382 | 0.00011416 | 0.3437 | 0.46924 | 0 | 0.079764 | 0.29506 | 0 | 0.52075
1071 | 1 | 0.00012717 | 0.00018427 | 0 | 0.00022322 | 0.00011416 | 0.22445 | 0.47124 | 0 | 0.092749 | 0.29316 | 0 | 0
1072 | 1 | 0.00011148 | 0.00021215 | 0 | 0.00022322 | 0.00011416 | 0.10264 | 0.47937 | 0 | 0.076138 | 0.29718 | 0 | 0
1073 | 1 | 0.00010503 | 0.00023479 | 0 | 0.00016448 | 0.00011416 | 0.02385 | 0.5053 | 0 | 0.068128 | 0.30809 | 0 | 0
1074 | 1 | 0.00012509 | 0.00024153 | 0 | 0.00011748 | 0.00011416 | 0.0017036 | 0.4901 | 0 | 0.13331 | 0.31057 | 0 | 0
1075 | 1 | 0.00012618 | 0.00024421 | 0 | 8.8113e-05 | 0.00011416 | 0 | 0.48904 | 0 | 0.084992 | 0.31567 | 0 | 0
1076 | 1 | 0.00012159 | 0.0002477 | 0 | 5.8742e-05 | 0.00011416 | 0 | 0.49151 | 0 | 0.06855 | 0.29817 | 0 | 0
1077 | 1 | 0.00010863 | 0.00025047 | 0 | 3.7595e-05 | 0.00011416 | 0 | 0.49222 | 0 | 0.05489 | 0.28784 | 0 | 0
1078 | 1 | 9.8577e-05 | 0.0002527 | 0 | 2.3497e-05 | 0.00011416 | 0 | 0.4604 | 0 | 0.089207 | 0.28825 | 0 | 0
1079 | 1 | 0.00010324 | 0.00025532 | 0 | 9.3987e-06 | 0.00011416 | 0 | 0.40134 | 0 | 0.078921 | 0.28789 | 0 | 0
1080 | 1 | 9.5679e-05 | 0.00025735 | 0 | 5.8742e-06 | 0.00011416 | 0 | 0.39616 | 0 | 0.059275 | 0.28536 | 0 | 0
1081 | 1 | 8.551e-05 | 0.00025906 | 0 | 2.3497e-06 | 0.00011416 | 0 | 0.38885 | 0 | 0.067032 | 0.28265 | 0 | 0
1082 | 1 | 6.9055e-05 | 0.00026129 | 0 | 1.1748e-06 | 0.00011416 | 0 | 0.39604 | 0 | 0.092496 | 0.2827 | 0 | 0
1083 | 1 | 6.4897e-05 | 0.00026319 | 0 | 1.4098e-05 | 0.00011416 | 0 | 0.39686 | 0 | 0.088027 | 0.28175 | 0 | 0
1084 | 1 | 6.0033e-05 | 0.0002655 | 0 | 3.7595e-05 | 0.00011416 | 0 | 0.39675 | 0 | 0.084401 | 0.2799 | 0 | 0
1085 | 1 | 5.9732e-05 | 0.00026804 | 0 | 9.3987e-05 | 0.00011416 | 0 | 0.40288 | 0 | 0.091568 | 0.2749 | 0 | 0
1086 | 1 | 6.2592e-05 | 0.00027024 | 0 | 0.0001821 | 0.00011416 | 0 | 0.39368 | 0 | 0.086088 | 0.27436 | 0 | 0
1087 | 1 | 6.6764e-05 | 0.000266 | 0 | 0.0001586 | 0.00011416 | 0.0085179 | 0.40453 | 0 | 0.091231 | 0.27043 | 0 | 0
1088 | 1 | 8.4706e-05 | 0.00024323 | 0 | 0.00014685 | 0.00011416 | 0.058348 | 0.3905 | 0 | 0.081197 | 0.26827 | 0 | 0
1089 | 1 | 0.00010203 | 0.00021627 | 0 | 0.00016448 | 0.00011416 | 0.15375 | 0.39604 | 0 | 0.08828 | 0.27769 | 0 | 0.53907
1090 | 1 | 0.00011239 | 0.00019243 | 0 | 0.00018797 | 0.00011416 | 0.27811 | 0.38248 | 0 | 0.081197 | 0.2859 | 0 | 0.66312
1091 | 1 | 0.00012382 | 0.00017315 | 0 | 0.00020677 | 0.00011416 | 0.38884 | 0.40523 | 0 | 0.085329 | 0.28495 | 0 | 0.81855
1092 | 1 | 0.00012892 | 0.00015797 | 0 | 0.00018797 | 0.00011416 | 0.44847 | 0.38307 | 0 | 0.079764 | 0.28365 | 0 | 0.75513
1093 | 1 | 0.00011945 | 0.00014998 | 0 | 0.00019032 | 0.00011416 | 0.43526 | 0.34088 | 0 | 0.084823 | 0.27941 | 0 | 0.83323
1094 | 1 | 0.00011251 | 0.00015123 | 0 | 0.00021382 | 0.00011416 | 0.35477 | 0.33993 | 0 | 0.096459 | 0.2758 | 0 | 0.65763
1095 | 1 | 0.000104 | 0.00016633 | 0 | 0.00022322 | 0.00011416 | 0.23595 | 0.35396 | 0 | 0.099073 | 0.2712 | 0 | 0
1096 | 1 | 9.675e-05 | 0.00020288 | 0 | 0.00022322 | 0.00011416 | 0.10945 | 0.39486 | 0 | 0.07715 | 0.27643 | 0 | 0
1097 | 1 | 9.9068e-05 | 0.00023054 | 0 | 0.00016448 | 0.00011416 | 0.02598 | 0.40818 | 0 | 0.062901 | 0.28825 | 0 | 0
1098 | 1 | 0.00010957 | 0.00023858 | 0 | 0.00011748 | 0.00011416 | 0.00085179 | 0.41042 | 0 | 0.05801 | 0.28811 | 0 | 0
1099 | 1 | 0.00012081 | 0.00024481 | 0 | 8.8113e-05 | 0.00011416 | 0 | 0.42739 | 0 | 0.061551 | 0.29131 | 0 | 0
1100 | 1 | 0.00011499 | 0.00025032 | 0 | 5.8742e-05 | 0.00011416 | 0 | 0.32202 | 0 | 0.072597 | 0.27557 | 0 | 0
1101 | 1 | 0.00010868 | 0.000255 | 0 | 3.7595e-05 | 0.00011416 | 0 | 0.23609 | 0 | 0.067538 | 0.26281 | 0 | 0
1102 | 1 | 0.00010019 | 0.00025846 | 0 | 2.3497e-05 | 0.00011416 | 0 | 0.17657 | 0 | 0.097133 | 0.26195 | 0 | 0
1103 | 1 | 0.00011013 | 0.00026133 | 0 | 9.3987e-06 | 0.00011416 | 0 | 0.16961 | 0 | 0.067875 | 0.26082 | 0 | 0
1104 | 1 | 9.4075e-05 | 0.00026387 | 0 | 5.8742e-06 | 0.00011416 | 0 | 0.16843 | 0 | 0.056661 | 0.25347 | 0 | 0
1105 | 1 | 8.5059e-05 | 0.00026631 | 0 | 2.3497e-06 | 0.00011416 | 0 | 0.16042 | 0 | 0.068803 | 0.2514 | 0 | 0
1106 | 1 | 7.7053e-05 | 0.00026838 | 0 | 1.1748e-06 | 0.00011416 | 0 | 0.17798 | 0 | 0.090219 | 0.2532 | 0 | 0
1107 | 1 | 7.3471e-05 | 0.00027039 | 0 | 1.4098e-05 | 0.00011416 | 0 | 0.16808 | 0 | 0.091484 | 0.25582 | 0 | 0
1108 | 1 | 6.9267e-05 | 0.00027302 | 0 | 3.7595e-05 | 0.00011416 | 0 | 0.14191 | 0 | 0.094266 | 0.25672 | 0 | 0
1109 | 1 | 7.4439e-05 | 0.00027522 | 0 | 9.3987e-05 | 0.00011416 | 0 | 0.13072 | 0 | 0.074874 | 0.26096 | 0 | 0
1110 | 1 | 9.2126e-05 | 0.00027701 | 0 | 0.0001821 | 0.00011416 | 0 | 0.09677 | 0 | 0.07715 | 0.27891 | 0 | 0
1111 | 1 | 0.0001224 | 0.00026478 | 0 | 0.0001586 | 0.00011416 | 0.011073 | 0.078972 | 0 | 0.082209 | 0.30074 | 0 | 0
1112 | 1 | 0.00015751 | 0.00023107 | 0 | 0.00014685 | 0.00011416 | 0.072402 | 0.08074 | 0 | 0.20514 | 0.30318 | 0 | 0
1113 | 1 | 0.00015666 | 0.00019903 | 0 | 0.00016448 | 0.00011416 | 0.18441 | 0.044672 | 0 | 0.19983 | 0.30367 | 0 | 0.57373
1114 | 1 | 0.00016576 | 0.00017473 | 0 | 0.00018797 | 0.00011416 | 0.31857 | 0.030528 | 0 | 0.21889 | 0.29501 | 0 | 0.67782
1115 | 1 | 0.00017082 | 0.00015787 | 0 | 0.00020677 | 0.00011416 | 0.43952 | 0.0343 | 0 | 0.11164 | 0.2785 | 0 | 0.82242
1116 | 1 | 0.00017935 | 0.00014642 | 0 | 0.00018797 | 0.00011416 | 0.50085 | 0.043376 | 0 | 0.11054 | 0.27675 | 0 | 0.8036
1117 | 1 | 0.0001657 | 0.00014191 | 0 | 0.00019032 | 0.00011416 | 0.48296 | 0.058463 | 0 | 0.1188 | 0.27436 | 0 | 0.73836
1118 | 1 | 0.00015556 | 0.00014534 | 0 | 0.00021382 | 0.00011416 | 0.39353 | 0.076143 | 0 | 0.17825 | 0.27278 | 0 | 0.54739
1119 | 1 | 0.0001516 | 0.00016319 | 0 | 0.00022322 | 0.00011416 | 0.26065 | 0.098067 | 0 | 0.2704 | 0.27404 | 0 | 0
1120 | 1 | 0.00014931 | 0.00020546 | 0 | 0.00022322 | 0.00011416 | 0.12308 | 0.14274 | 0 | 0.21214 | 0.28401 | 0 | 0
1121 | 1 | 0.00015562 | 0.00023841 | 0 | 0.00016448 | 0.00011416 | 0.031516 | 0.2058 | 0 | 0.25995 | 0.29984 | 0 | 0
1122 | 1 | 0.00015698 | 0.00024915 | 0 | 0.00011748 | 0.00011416 | 0.0025554 | 0.26308 | 0 | 0.2441 | 0.3117 | 0 | 0
1123 | 1 | 0.00016413 | 0.00025585 | 0 | 8.8113e-05 | 0.00011416 | 0 | 0.30422 | 0 | 0.20051 | 0.31553 | 0 | 0
1124 | 1 | 0.00014802 | 0.00026043 | 0 | 5.8742e-05 | 0.00011416 | 0 | 0.32885 | 0 | 0.24671 | 0.30962 | 0 | 0
1125 | 1 | 0.00012859 | 0.0002633 | 0 | 3.7595e-05 | 0.00011416 | 0 | 0.34347 | 0 | 0.13887 | 0.2804 | 0 | 0
1126 | 1 | 0.000121 | 0.00026561 | 0 | 2.3497e-05 | 0.00011416 | 0 | 0.33746 | 0 | 0.069899 | 0.27192 | 0 | 0
1127 | 1 | 0.00012649 | 0.00026806 | 0 | 9.3987e-06 | 0.00011416 | 0 | 0.37471 | 0 | 0.085245 | 0.27016 | 0 | 0
1128 | 1 | 0.00010998 | 0.00027137 | 0 | 5.8742e-06 | 0.00011416 | 0 | 0.44437 | 0 | 0.08887 | 0.273 | 0 | 0
1129 | 1 | 9.2008e-05 | 0.00027491 | 0 | 2.3497e-06 | 0.00011416 | 0 | 0.45957 | 0 | 0.091484 | 0.26763 | 0 | 0
1130 | 1 | 8.4992e-05 | 0.00027771 | 0 | 1.1748e-06 | 0.00011416 | 0 | 0.4261 | 0 | 0.099747 | 0.26552 | 0 | 0
1131 | 1 | 8.1908e-05 | 0.00027967 | 0 | 1.4098e-05 | 0.00011416 | 0 | 0.3727 | 0 | 0.11408 | 0.26579 | 0 | 0
1132 | 1 | 8.0867e-05 | 0.00028123 | 0 | 3.7595e-05 | 0.00011416 | 0 | 0.44036 | 0 | 0.093002 | 0.27399 | 0 | 0
1133 | 1 | 8.0805e-05 | 0.00028293 | 0 | 9.3987e-05 | 0.00011416 | 0 | 0.46994 | 0 | 0.08457 | 0.27972 | 0 | 0
1134 | 1 | 9.7543e-05 | 0.00028503 | 0 | 0.0001821 | 0.00011416 | 0 | 0.41066 | 0 | 0.12926 | 0.29316 | 0 | 0
1135 | 1 | 0.00011806 | 0.00027638 | 0 | 0.0001586 | 0.00011416 | 0.012351 | 0.42468 | 0 | 0.23406 | 0.31666 | 0 | 0
1136 | 1 | 0.00015659 | 0.00024665 | 0 | 0.00014685 | 0.00011416 | 0.072828 | 0.44 | 0 | 0.25776 | 0.3191 | 0 | 0
1137 | 1 | 0.00016828 | 0.00021462 | 0 | 0.00016448 | 0.00011416 | 0.18271 | 0.42621 | 0 | 0.26231 | 0.31747 | 0 | 0.56835
1138 | 1 | 0.00017163 | 0.00019118 | 0 | 0.00018797 | 0.00011416 | 0.31559 | 0.41466 | 0 | 0.28499 | 0.30403 | 0 | 0.77692
1139 | 1 | 0.00017195 | 0.00017627 | 0 | 0.00020677 | 0.00011416 | 0.43015 | 0.38355 | 0 | 0.29966 | 0.30308 | 0 | 0.84326
1140 | 1 | 0.00016409 | 0.000168 | 0 | 0.00018797 | 0.00011416 | 0.48807 | 0.35726 | 0 | 0.23499 | 0.30286 | 0 | 0.91722
1141 | 1 | 0.00016036 | 0.00016598 | 0 | 0.00019032 | 0.00011416 | 0.46848 | 0.34854 | 0 | 0.25927 | 0.30047 | 0 | 0.88658
1142 | 1 | 0.00015487 | 0.00017098 | 0 | 0.00021382 | 0.00011416 | 0.37905 | 0.36928 | 0 | 0.31298 | 0.30119 | 0 | 0.73916
1143 | 1 | 0.00014119 | 0.00018501 | 0 | 0.00022322 | 0.00011416 | 0.24744 | 0.38673 | 0 | 0.30438 | 0.30065 | 0 | 0
1144 | 1 | 0.00013509 | 0.00021804 | 0 | 0.00022322 | 0.00011416 | 0.11329 | 0.3463 | 0 | 0.27083 | 0.3029 | 0 | 0
1145 | 1 | 0.00013531 | 0.00024745 | 0 | 0.00016448 | 0.00011416 | 0.026405 | 0.3707 | 0 | 0.31813 | 0.31828 | 0 | 0
1146 | 1 | 0.00015379 | 0.00025365 | 0 | 0.00011748 | 0.00011416 | 0.0012777 | 0.41337 | 0 | 0.39831 | 0.3347 | 0 | 0
1147 | 1 | 0.00016669 | 0.00025775 | 0 | 8.8113e-05 | 0.00011416 | 0 | 0.35467 | 0 | 0.37513 | 0.33633 | 0 | 0
1148 | 1 | 0.00015555 | 0.000262 | 0 | 5.8742e-05 | 0.00011416 | 0 | 0.31 | 0 | 0.26062 | 0.33037 | 0 | 0
1149 | 1 | 0.00014228 | 0.00026553 | 0 | 3.7595e-05 | 0.00011416 | 0 | 0.2863 | 0 | 0.14933 | 0.30466 | 0 | 0
1150 | 1 | 0.00012377 | 0.00026863 | 0 | 2.3497e-05 | 0.00011416 | 0 | 0.21853 | 0 | 0.088196 | 0.28509 | 0 | 0
1151 | 1 | 0.00011757 | 0.00027097 | 0 | 9.3987e-06 | 0.00011416 | 0 | 0.16101 | 0 | 0.070911 | 0.27675 | 0 | 0
1152 | 1 | 0.00010177 | 0.00027284 | 0 | 5.8742e-06 | 0.00011416 | 0 | 0.10349 | 0 | 0.091568 | 0.28572 | 0 | 0
1153 | 1 | 9.3051e-05 | 0.00027472 | 0 | 2.3497e-06 | 0.00011416 | 0 | 0.062235 | 0 | 0.089545 | 0.28897 | 0 | 0
1154 | 1 | 8.5015e-05 | 0.00027673 | 0 | 1.1748e-06 | 0.00011416 | 0 | 0.038779 | 0 | 0.088617 | 0.28892 | 0 | 0
1155 | 1 | 8.0838e-05 | 0.00027846 | 0 | 1.4098e-05 | 0.00011416 | 0 | 0.026167 | 0 | 0.092327 | 0.28392 | 0 | 0
1156 | 1 | 7.68e-05 | 0.00027978 | 0 | 3.7595e-05 | 0.00011416 | 0 | 0.026874 | 0 | 0.093423 | 0.28274 | 0 | 0
1157 | 1 | 8.1595e-05 | 0.00028019 | 0 | 9.3987e-05 | 0.00011416 | 0 | 0.019684 | 0 | 0.11551 | 0.28414 | 0 | 0
1158 | 1 | 9.9301e-05 | 0.00028134 | 0 | 0.0001821 | 0.00011416 | 0 | 0.0084866 | 0 | 0.20008 | 0.29803 | 0 | 0
1159 | 1 | 0.00012849 | 0.0002744 | 0 | 0.0001586 | 0.00011416 | 0.0097956 | 0.0033003 | 0 | 0.27403 | 0.31517 | 0 | 0
1160 | 1 | 0.00016435 | 0.00025174 | 0 | 0.00014685 | 0.00011416 | 0.06431 | 0.00094295 | 0 | 0.30632 | 0.32622 | 0 | 0
1161 | 1 | 0.00017822 | 0.00022932 | 0 | 0.00016448 | 0.00011416 | 0.16865 | 0.00047148 | 0 | 0.33111 | 0.32487 | 0 | 0.629
1162 | 1 | 0.00018268 | 0.00021323 | 0 | 0.00018797 | 0.00011416 | 0.30409 | 0.00058934 | 0 | 0.35455 | 0.32388 | 0 | 0.79476
1163 | 1 | 0.00018884 | 0.00020133 | 0 | 0.00020677 | 0.00011416 | 0.36371 | 0.0023574 | 0 | 0.32909 | 0.31044 | 0 | 0.97591
1164 | 1 | 0.0001847 | 0.00019181 | 0 | 0.00018797 | 0.00011416 | 0.41482 | 0.0076615 | 0 | 0.31678 | 0.29948 | 0 | 0.79706
1165 | 1 | 0.0001767 | 0.00018645 | 0 | 0.00019032 | 0.00011416 | 0.4506 | 0.013201 | 0 | 0.3043 | 0.29497 | 0 | 0.78705
1166 | 1 | 0.00017555 | 0.00018766 | 0 | 0.00021382 | 0.00011416 | 0.38458 | 0.026521 | 0 | 0.2769 | 0.29645 | 0 | 0.62196
1167 | 1 | 0.00017313 | 0.00019716 | 0 | 0.00022322 | 0.00011416 | 0.25554 | 0.027581 | 0 | 0.2468 | 0.29763 | 0 | 0
1168 | 1 | 0.00016827 | 0.00022456 | 0 | 0.00022322 | 0.00011416 | 0.12181 | 0.030174 | 0 | 0.29494 | 0.30475 | 0 | 0
1169 | 1 | 0.00015579 | 0.00024841 | 0 | 0.00016448 | 0.00011416 | 0.031942 | 0.030882 | 0 | 0.38761 | 0.31747 | 0 | 0
1170 | 1 | 0.00016779 | 0.00025697 | 0 | 0.00011748 | 0.00011416 | 0.0025554 | 0.030764 | 0 | 0.38297 | 0.33678 | 0 | 0
1171 | 1 | 0.00016942 | 0.00026212 | 0 | 8.8113e-05 | 0.00011416 | 0 | 0.025931 | 0 | 0.35337 | 0.33723 | 0 | 0
1172 | 1 | 0.00015307 | 0.00026626 | 0 | 5.8742e-05 | 0.00011416 | 0 | 0.03041 | 0 | 0.32555 | 0.33294 | 0 | 0
1173 | 1 | 0.00012795 | 0.00027169 | 0 | 3.7595e-05 | 0.00011416 | 0 | 0.021688 | 0 | 0.20278 | 0.3029 | 0 | 0
1174 | 1 | 0.00010858 | 0.00027573 | 0 | 2.3497e-05 | 0.00011416 | 0 | 0.023574 | 0 | 0.092411 | 0.29154 | 0 | 0
1175 | 1 | 0.00012869 | 0.00027774 | 0 | 9.3987e-06 | 0.00011416 | 0 | 0.023456 | 0 | 0.082884 | 0.29032 | 0 | 0
1176 | 1 | 0.00011418 | 0.00027958 | 0 | 5.8742e-06 | 0.00011416 | 0 | 0.019331 | 0 | 0.10961 | 0.28888 | 0 | 0
1177 | 1 | 0.00010311 | 0.00028174 | 0 | 2.3497e-06 | 0.00011416 | 0 | 0.012258 | 0 | 0.10927 | 0.28816 | 0 | 0
1178 | 1 | 9.1575e-05 | 0.00028419 | 0 | 1.1748e-06 | 0.00011416 | 0 | 0.011315 | 0 | 0.10616 | 0.28662 | 0 | 0
1179 | 1 | 8.4166e-05 | 0.00028638 | 0 | 1.4098e-05 | 0.00011416 | 0 | 0.010608 | 0 | 0.10902 | 0.28536 | 0 | 0
1180 | 1 | 7.8626e-05 | 0.0002882 | 0 | 3.7595e-05 | 0.00011416 | 0 | 0.0082508 | 0 | 0.11189 | 0.28919 | 0 | 0
1181 | 1 | 8.2493e-05 | 0.00028877 | 0 | 9.3987e-05 | 0.00011416 | 0 | 0.0066007 | 0 | 0.12116 | 0.28987 | 0 | 0
1182 | 1 | 0.00010285 | 0.0002883 | 0 | 0.0001821 | 0.00011416 | 0 | 0.0057756 | 0 | 0.1715 | 0.3062 | 0 | 0
1183 | 1 | 0.00013269 | 0.00027707 | 0 | 0.0001586 | 0.00011416 | 0.0076661 | 0.005422 | 0 | 0.26273 | 0.32288 | 0 | 0
1184 | 1 | 0.0001617 | 0.00025123 | 0 | 0.00014685 | 0.00011416 | 0.063032 | 0.0058934 | 0 | 0.3855 | 0.33154 | 0 | 0
1185 | 1 | 0.00016597 | 0.0002227 | 0 | 0.00016448 | 0.00011416 | 0.16908 | 0.01049 | 0 | 0.39013 | 0.33042 | 0 | 0.66623
1186 | 1 | 0.00017337 | 0.00019852 | 0 | 0.00018797 | 0.00011416 | 0.30835 | 0.01662 | 0 | 0.3726 | 0.32325 | 0 | 0.9714
1187 | 1 | 0.00018115 | 0.00018088 | 0 | 0.00020677 | 0.00011416 | 0.42845 | 0.013319 | 0 | 0.39646 | 0.30845 | 0 | 1
1188 | 1 | 0.00018024 | 0.00017054 | 0 | 0.00018797 | 0.00011416 | 0.4902 | 0.0082508 | 0 | 0.3172 | 0.30187 | 0 | 1
1189 | 1 | 0.00016836 | 0.00016717 | 0 | 0.00019032 | 0.00011416 | 0.47956 | 0.0038897 | 0 | 0.29924 | 0.2965 | 0 | 0.82014
1190 | 1 | 0.00017007 | 0.00017031 | 0 | 0.00021382 | 0.00011416 | 0.39906 | 0.0034182 | 0 | 0.30312 | 0.29686 | 0 | 0.83208
1191 | 1 | 0.00015838 | 0.00018255 | 0 | 0.00022322 | 0.00011416 | 0.27087 | 0.0045969 | 0 | 0.28862 | 0.29713 | 0 | 0
1192 | 1 | 0.00014195 | 0.00020636 | 0 | 0.00022322 | 0.00011416 | 0.1333 | 0.0050684 | 0 | 0.33954 | 0.29438 | 0 | 0
1193 | 1 | 0.00013295 | 0.00022557 | 0 | 0.00016448 | 0.00011416 | 0.037479 | 0.010255 | 0 | 0.36239 | 0.30299 | 0 | 0
1194 | 1 | 0.00015023 | 0.00023531 | 0 | 0.00011748 | 0.00011416 | 0.0038331 | 0.013909 | 0 | 0.35396 | 0.33051 | 0 | 0
1195 | 1 | 0.00015787 | 0.00024091 | 0 | 8.8113e-05 | 0.00011416 | 0 | 0.018034 | 0 | 0.2731 | 0.33191 | 0 | 0
1196 | 1 | 0.0001472 | 0.00024243 | 0 | 5.8742e-05 | 0.00011416 | 0 | 0.020863 | 0 | 0.20219 | 0.32505 | 0 | 0
1197 | 1 | 0.00014722 | 0.00024299 | 0 | 3.7595e-05 | 0.00011416 | 0 | 0.029231 | 0 | 0.07226 | 0.29519 | 0 | 0
1198 | 1 | 0.00014105 | 0.00024385 | 0 | 2.3497e-05 | 0.00011416 | 0 | 0.042197 | 0 | 0.08086 | 0.28459 | 0 | 0
1199 | 1 | 0.00012659 | 0.00024411 | 0 | 9.3987e-06 | 0.00011416 | 0 | 0.05198 | 0 | 0.068465 | 0.27828 | 0 | 0
1200 | 1 | 0.00011091 | 0.00024342 | 0 | 5.8742e-06 | 0.00011416 | 0 | 0.053748 | 0 | 0.09199 | 0.28162 | 0 | 0
1201 | 1 | 0.00010486 | 0.00024287 | 0 | 2.3497e-06 | 0.00011416 | 0 | 0.066478 | 0 | 0.097555 | 0.27652 | 0 | 0
1202 | 1 | 0.00010022 | 0.00024211 | 0 | 1.1748e-06 | 0.00011416 | 0 | 0.076733 | 0 | 0.096459 | 0.27517 | 0 | 0
1203 | 1 | 9.636e-05 | 0.00024315 | 0 | 1.4098e-05 | 0.00011416 | 0 | 0.073432 | 0 | 0.092664 | 0.27417 | 0 | 0
1204 | 1 | 8.7283e-05 | 0.00024821 | 0 | 3.7595e-05 | 0.00011416 | 0 | 0.078501 | 0 | 0.095447 | 0.2781 | 0 | 0
1205 | 1 | 9.1171e-05 | 0.00025512 | 0 | 9.3987e-05 | 0.00011416 | 0 | 0.074729 | 0 | 0.10725 | 0.27873 | 0 | 0
1206 | 1 | 0.00010566 | 0.00026039 | 0 | 0.0001821 | 0.00011416 | 0 | 0.07025 | 0 | 0.11543 | 0.30047 | 0 | 0
1207 | 1 | 0.00012907 | 0.00025417 | 0 | 0.0001586 | 0.00011416 | 0.013629 | 0.075554 | 0 | 0.12083 | 0.31806 | 0 | 0
1208 | 1 | 0.0001647 | 0.00022321 | 0 | 0.00014685 | 0.00011416 | 0.084327 | 0.064121 | 0 | 0.11568 | 0.31098 | 0 | 0
1209 | 1 | 0.00018082 | 0.00018991 | 0 | 0.00016448 | 0.00011416 | 0.20656 | 0.032768 | 0 | 0.13862 | 0.30629 | 0 | 0.74511
1210 | 1 | 0.00018678 | 0.00015848 | 0 | 0.00018797 | 0.00011416 | 0.35434 | 0.019095 | 0 | 0.10843 | 0.29894 | 0 | 0.90919
1211 | 1 | 0.00018309 | 0.00013283 | 0 | 0.00020677 | 0.00011416 | 0.47871 | 0.017562 | 0 | 0.10599 | 0.29925 | 0 | 1
1212 | 1 | 0.00017678 | 0.00011755 | 0 | 0.00018797 | 0.00011416 | 0.53492 | 0.020745 | 0 | 0.10261 | 0.29222 | 0 | 1
1213 | 1 | 0.00016166 | 0.0001121 | 0 | 0.00019032 | 0.00011416 | 0.51959 | 0.029821 | 0 | 0.098398 | 0.28608 | 0 | 0.82482
1214 | 1 | 0.0001539 | 0.00011866 | 0 | 0.00021382 | 0.00011416 | 0.42462 | 0.043965 | 0 | 0.095531 | 0.28446 | 0 | 0.62879
1215 | 1 | 0.00014816 | 0.00014565 | 0 | 0.00022322 | 0.00011416 | 0.28237 | 0.07909 | 0 | 0.13845 | 0.28518 | 0 | 0
1216 | 1 | 0.00014661 | 0.00019453 | 0 | 0.00022322 | 0.00011416 | 0.13714 | 0.13755 | 0 | 0.17192 | 0.29587 | 0 | 0
1217 | 1 | 0.00014176 | 0.00022973 | 0 | 0.00016448 | 0.00011416 | 0.034923 | 0.24717 | 0 | 0.23019 | 0.31644 | 0 | 0
1218 | 1 | 0.00015926 | 0.00023912 | 0 | 0.00011748 | 0.00011416 | 0.0025554 | 0.3133 | 0 | 0.33617 | 0.32374 | 0 | 0
1219 | 1 | 0.00017488 | 0.000247 | 0 | 8.8113e-05 | 0.00011416 | 0 | 0.3991 | 0 | 0.17462 | 0.31837 | 0 | 0
1220 | 1 | 0.00016355 | 0.0002522 | 0 | 5.8742e-05 | 0.00011416 | 0 | 0.54125 | 0 | 0.10843 | 0.3117 | 0 | 0
1221 | 1 | 0.00013229 | 0.00025499 | 0 | 3.7595e-05 | 0.00011416 | 0 | 0.60726 | 0 | 0.10885 | 0.28811 | 0 | 0
1222 | 1 | 0.00011927 | 0.0002581 | 0 | 2.3497e-05 | 0.00011416 | 0 | 0.65759 | 0 | 0.086847 | 0.26263 | 0 | 0
1223 | 1 | 0.00012062 | 0.00026138 | 0 | 9.3987e-06 | 0.00011416 | 0 | 0.66643 | 0 | 0.074199 | 0.26434 | 0 | 0
1224 | 1 | 0.00011253 | 0.00026348 | 0 | 5.8742e-06 | 0.00011416 | 0 | 0.63744 | 0 | 0.0586 | 0.26412 | 0 | 0
1225 | 1 | 9.3846e-05 | 0.00026402 | 0 | 2.3497e-06 | 0.00011416 | 0 | 0.70839 | 0 | 0.055734 | 0.25916 | 0 | 0
1226 | 1 | 8.7893e-05 | 0.00026603 | 0 | 1.1748e-06 | 0.00011416 | 0 | 0.71464 | 0 | 0.056914 | 0.25654 | 0 | 0
1227 | 1 | 8.2099e-05 | 0.00026644 | 0 | 1.4098e-05 | 0.00011416 | 0 | 0.686 | 0 | 0.057083 | 0.25388 | 0 | 0
1228 | 1 | 7.2909e-05 | 0.0002669 | 0 | 3.7595e-05 | 0.00011416 | 0 | 0.72041 | 0 | 0.056155 | 0.26096 | 0 | 0
1229 | 1 | 7.0863e-05 | 0.00026737 | 0 | 9.3987e-05 | 0.00011416 | 0 | 0.76886 | 0 | 0.062226 | 0.26619 | 0 | 0
1230 | 1 | 7.1658e-05 | 0.00026879 | 0 | 0.0001821 | 0.00011416 | 0 | 0.75872 | 0 | 0.068465 | 0.27183 | 0 | 0
1231 | 1 | 7.7746e-05 | 0.00025802 | 0 | 0.0001586 | 0.00011416 | 0.020869 | 0.74552 | 0 | 0.064081 | 0.27661 | 0 | 0
1232 | 1 | 9.7908e-05 | 0.00022986 | 0 | 0.00014685 | 0.00011416 | 0.095826 | 0.74293 | 0 | 0.074452 | 0.27449 | 0 | 0
1233 | 1 | 0.0001126 | 0.00019538 | 0 | 0.00016448 | 0.00011416 | 0.22232 | 0.6768 | 0 | 0.080607 | 0.27923 | 0 | 0.76909
1234 | 1 | 0.00012526 | 0.00016396 | 0 | 0.00018797 | 0.00011416 | 0.37223 | 0.65995 | 0 | 0.082125 | 0.27796 | 0 | 0.98388
1235 | 1 | 0.00012905 | 0.0001415 | 0 | 0.00020677 | 0.00011416 | 0.49659 | 0.65547 | 0 | 0.081619 | 0.27896 | 0 | 0.95586
1236 | 1 | 0.00012977 | 0.00012753 | 0 | 0.00018797 | 0.00011416 | 0.55324 | 0.55917 | 0 | 0.086256 | 0.26669 | 0 | 0
1237 | 1 | 0.0001177 | 0.00012114 | 0 | 0.00019032 | 0.00011416 | 0.52641 | 0.40288 | 0 | 0.089798 | 0.26028 | 0 | 0
1238 | 1 | 0.00011422 | 0.00012453 | 0 | 0.00021382 | 0.00011416 | 0.42121 | 0.30835 | 0 | 0.089798 | 0.26376 | 0 | 0.38667
1239 | 1 | 0.00010537 | 0.00014222 | 0 | 0.00022322 | 0.00011416 | 0.27768 | 0.29397 | 0 | 0.09688 | 0.26033 | 0 | 0
1240 | 1 | 9.7236e-05 | 0.00017856 | 0 | 0.00022322 | 0.00011416 | 0.13373 | 0.35101 | 0 | 0.086341 | 0.26813 | 0 | 0
1241 | 1 | 9.8829e-05 | 0.00021072 | 0 | 0.00016448 | 0.00011416 | 0.034923 | 0.51403 | 0 | 0.13533 | 0.28026 | 0 | 0
1242 | 1 | 0.00011334 | 0.00021931 | 0 | 0.00011748 | 0.00011416 | 0.0025554 | 0.64875 | 0 | 0.23971 | 0.2855 | 0 | 0
1243 | 1 | 0.00011539 | 0.00022475 | 0 | 8.8113e-05 | 0.00011416 | 0 | 0.71146 | 0 | 0.18744 | 0.28644 | 0 | 0
1244 | 1 | 0.00010341 | 0.00023 | 0 | 5.8742e-05 | 0.00011416 | 0 | 0.72324 | 0 | 0.10675 | 0.28247 | 0 | 0
1245 | 1 | 8.6485e-05 | 0.00023536 | 0 | 3.7595e-05 | 0.00011416 | 0 | 0.7005 | 0 | 0.098229 | 0.27061 | 0 | 0
1246 | 1 | 7.1731e-05 | 0.00024021 | 0 | 2.3497e-05 | 0.00011416 | 0 | 0.66678 | 0 | 0.080607 | 0.26561 | 0 | 0
1247 | 1 | 7.3718e-05 | 0.00024369 | 0 | 9.3987e-06 | 0.00011416 | 0 | 0.64168 | 0 | 0.088533 | 0.26263 | 0 | 0
1248 | 1 | 5.9775e-05 | 0.00024633 | 0 | 5.8742e-06 | 0.00011416 | 0 | 0.67138 | 0 | 0.063828 | 0.25911 | 0 | 0
1249 | 1 | 6.731e-05 | 0.00024843 | 0 | 2.3497e-06 | 0.00011416 | 0 | 0.59877 | 0 | 0.11956 | 0.25654 | 0 | 0
1250 | 1 | 6.2065e-05 | 0.00025128 | 0 | 1.1748e-06 | 0.00011416 | 0 | 0.50931 | 0 | 0.12597 | 0.25717 | 0 | 0
1251 | 1 | 5.9224e-05 | 0.0002533 | 0 | 1.4098e-05 | 0.00011416 | 0 | 0.51674 | 0 | 0.10464 | 0.256 | 0 | 0
1252 | 1 | 5.2111e-05 | 0.00025252 | 0 | 3.7595e-05 | 0.00011416 | 0 | 0.46971 | 0 | 0.057504 | 0.25275 | 0 | 0
1253 | 1 | 5.2399e-05 | 0.00024936 | 0 | 9.3987e-05 | 0.00011416 | 0 | 0.28041 | 0 | 0.060708 | 0.25198 | 0 | 0
1254 | 1 | 6.3521e-05 | 0.0002488 | 0 | 0.0001821 | 0.00011416 | 0 | 0.1649 | 0 | 0.063659 | 0.25496 | 0 | 0
1255 | 1 | 6.8966e-05 | 0.00023997 | 0 | 0.0001586 | 0.00011416 | 0.011925 | 0.081683 | 0 | 0.072175 | 0.26195 | 0 | 0
1256 | 1 | 8.9614e-05 | 0.00021985 | 0 | 0.00014685 | 0.00011416 | 0.058773 | 0.043965 | 0 | 0.12631 | 0.2749 | 0 | 0
1257 | 1 | 0.00010859 | 0.00020062 | 0 | 0.00016448 | 0.00011416 | 0.13118 | 0.031 | 0 | 0.12091 | 0.28658 | 0 | 0.11172
1258 | 1 | 0.00011481 | 0.00018597 | 0 | 0.00018797 | 0.00011416 | 0.20528 | 0.035714 | 0 | 0.1441 | 0.28247 | 0 | 0.011199
1259 | 1 | 0.00012504 | 0.00017886 | 0 | 0.00020677 | 0.00011416 | 0.26448 | 0.024399 | 0 | 0.15067 | 0.28396 | 0 | 0.036849
1260 | 1 | 0.00012999 | 0.00017705 | 0 | 0.00018797 | 0.00011416 | 0.28322 | 0.045733 | 0 | 0.09511 | 0.27463 | 0 | 0.0057609
1261 | 1 | 0.00012635 | 0.000181 | 0 | 0.00019032 | 0.00011416 | 0.26746 | 0.084276 | 0 | 0.084907 | 0.267 | 0 | 0.17921
1262 | 1 | 0.00011995 | 0.00018885 | 0 | 0.00021382 | 0.00011416 | 0.21891 | 0.13744 | 0 | 0.082884 | 0.26745 | 0 | 0.045507
1263 | 1 | 0.00010372 | 0.00019888 | 0 | 0.00022322 | 0.00011416 | 0.15247 | 0.16525 | 0 | 0.082631 | 0.26948 | 0 | 0
1264 | 1 | 0.00010037 | 0.00021313 | 0 | 0.00022322 | 0.00011416 | 0.079216 | 0.157 | 0 | 0.087352 | 0.27224 | 0 | 0
1265 | 1 | 0.00010255 | 0.0002249 | 0 | 0.00016448 | 0.00011416 | 0.021721 | 0.23303 | 0 | 0.08145 | 0.28491 | 0 | 0
1266 | 1 | 0.00011847 | 0.00022968 | 0 | 0.00011748 | 0.00011416 | 0.0017036 | 0.32131 | 0 | 0.17993 | 0.28581 | 0 | 0
1267 | 1 | 0.00012569 | 0.00023235 | 0 | 8.8113e-05 | 0.00011416 | 0 | 0.31942 | 0 | 0.083052 | 0.28721 | 0 | 0
1268 | 1 | 0.00012111 | 0.00023559 | 0 | 5.8742e-05 | 0.00011416 | 0 | 0.30398 | 0 | 0.038533 | 0.28635 | 0 | 0
1269 | 1 | 0.00011019 | 0.0002386 | 0 | 3.7595e-05 | 0.00011416 | 0 | 0.27287 | 0 | 0.041821 | 0.27165 | 0 | 0
1270 | 1 | 9.8545e-05 | 0.00024259 | 0 | 2.3497e-05 | 0.00011416 | 0 | 0.24281 | 0 | 0.069899 | 0.26741 | 0 | 0
1271 | 1 | 0.00010345 | 0.00024676 | 0 | 9.3987e-06 | 0.00011416 | 0 | 0.23692 | 0 | 0.064418 | 0.26556 | 0 | 0
1272 | 1 | 8.8777e-05 | 0.00025042 | 0 | 5.8742e-06 | 0.00011416 | 0 | 0.21228 | 0 | 0.080354 | 0.26885 | 0 | 0
1273 | 1 | 8.6237e-05 | 0.00025435 | 0 | 2.3497e-06 | 0.00011416 | 0 | 0.20014 | 0 | 0.079933 | 0.26953 | 0 | 0
1274 | 1 | 7.4754e-05 | 0.00025678 | 0 | 1.1748e-06 | 0.00011416 | 0 | 0.2124 | 0 | 0.076729 | 0.26908 | 0 | 0
1275 | 1 | 6.9983e-05 | 0.00025826 | 0 | 1.4098e-05 | 0.00011416 | 0 | 0.17739 | 0 | 0.079427 | 0.26845 | 0 | 0
1276 | 1 | 6.7176e-05 | 0.00026034 | 0 | 3.7595e-05 | 0.00011416 | 0 | 0.12671 | 0 | 0.084992 | 0.26876 | 0 | 0
1277 | 1 | 7.2782e-05 | 0.00026129 | 0 | 9.3987e-05 | 0.00011416 | 0 | 0.075554 | 0 | 0.090051 | 0.26791 | 0 | 0
1278 | 1 | 9.3992e-05 | 0.00026148 | 0 | 0.0001821 | 0.00011416 | 0 | 0.033711 | 0 | 0.075717 | 0.28825 | 0 | 0
1279 | 1 | 0.00011481 | 0.00024879 | 0 | 0.0001586 | 0.00011416 | 0.011925 | 0.023102 | 0 | 0.13499 | 0.30507 | 0 | 0
1280 | 1 | 0.00015235 | 0.00022296 | 0 | 0.00014685 | 0.00011416 | 0.068143 | 0.0056577 | 0 | 0.13651 | 0.29876 | 0 | 0
1281 | 1 | 0.0001724 | 0.00019478 | 0 | 0.00016448 | 0.00011416 | 0.16269 | 0.004479 | 0 | 0.17749 | 0.30611 | 0 | 0.37419
1282 | 1 | 0.00017982 | 0.00017213 | 0 | 0.00018797 | 0.00011416 | 0.23595 | 0.011433 | 0 | 0.18019 | 0.30584 | 0 | 0.72072
1283 | 1 | 0.00018225 | 0.00015349 | 0 | 0.00020677 | 0.00011416 | 0.2862 | 0.045026 | 0 | 0.24604 | 0.30868 | 0 | 0.91578
1284 | 1 | 0.00017652 | 0.00013994 | 0 | 0.00018797 | 0.00011416 | 0.32751 | 0.10455 | 0 | 0.21408 | 0.29497 | 0 | 1
1285 | 1 | 0.00017967 | 0.00013392 | 0 | 0.00019032 | 0.00011416 | 0.36201 | 0.18517 | 0 | 0.24106 | 0.29131 | 0 | 0.94528
1286 | 1 | 0.00018109 | 0.00013479 | 0 | 0.00021382 | 0.00011416 | 0.33049 | 0.31742 | 0 | 0.22251 | 0.29501 | 0 | 0.84835
1287 | 1 | 0.00017335 | 0.00014503 | 0 | 0.00022322 | 0.00011416 | 0.23382 | 0.34111 | 0 | 0.21855 | 0.29677 | 0 | 0
1288 | 1 | 0.00016848 | 0.00017212 | 0 | 0.00022322 | 0.00011416 | 0.11755 | 0.3496 | 0 | 0.22411 | 0.30015 | 0 | 0
1289 | 1 | 0.0001619 | 0.00020223 | 0 | 0.00016448 | 0.00011416 | 0.031516 | 0.35974 | 0 | 0.25202 | 0.3145 | 0 | 0
1290 | 1 | 0.00017732 | 0.00020762 | 0 | 0.00011748 | 0.00011416 | 0.0025554 | 0.32803 | 0 | 0.33862 | 0.325 | 0 | 0
1291 | 1 | 0.00018483 | 0.00021074 | 0 | 8.8113e-05 | 0.00011416 | 0 | 0.28972 | 0 | 0.27757 | 0.32712 | 0 | 0
1292 | 1 | 0.00016836 | 0.00021364 | 0 | 5.8742e-05 | 0.00011416 | 0 | 0.22643 | 0 | 0.13229 | 0.33186 | 0 | 0
1293 | 1 | 0.00014591 | 0.00021526 | 0 | 3.7595e-05 | 0.00011416 | 0 | 0.16761 | 0 | 0.0586 | 0.30566 | 0 | 0
1294 | 1 | 0.0001195 | 0.00021708 | 0 | 2.3497e-05 | 0.00011416 | 0 | 0.10879 | 0 | 0.064587 | 0.2933 | 0 | 0
1295 | 1 | 0.00012527 | 0.0002187 | 0 | 9.3987e-06 | 0.00011416 | 0 | 0.068364 | 0 | 0.054722 | 0.27909 | 0 | 0
1296 | 1 | 0.00011213 | 0.00022035 | 0 | 5.8742e-06 | 0.00011416 | 0 | 0.031117 | 0 | 0.074283 | 0.28292 | 0 | 0
1297 | 1 | 9.6971e-05 | 0.00022083 | 0 | 2.3497e-06 | 0.00011416 | 0 | 0.02322 | 0 | 0.079005 | 0.27296 | 0 | 0
1298 | 1 | 9.1389e-05 | 0.00022085 | 0 | 1.1748e-06 | 0.00011416 | 0 | 0.027699 | 0 | 0.076391 | 0.27291 | 0 | 0
1299 | 1 | 8.7242e-05 | 0.00022057 | 0 | 1.4098e-05 | 0.00011416 | 0 | 0.022159 | 0 | 0.077319 | 0.27404 | 0 | 0
1300 | 1 | 8.3155e-05 | 0.00022029 | 0 | 3.7595e-05 | 0.00011416 | 0 | 0.017562 | 0 | 0.081788 | 0.27733 | 0 | 0
1301 | 1 | 8.7626e-05 | 0.00022038 | 0 | 9.3987e-05 | 0.00011416 | 0 | 0.012258 | 0 | 0.055902 | 0.2804 | 0 | 0
1302 | 1 | 0.00010581 | 0.00022156 | 0 | 0.0001821 | 0.00011416 | 0 | 0.0084866 | 0 | 0.10194 | 0.31062 | 0 | 0
1303 | 1 | 0.00014497 | 0.00021762 | 0 | 0.0001586 | 0.00011416 | 0.011499 | 0.0068364 | 0 | 0.12218 | 0.32776 | 0 | 0
1304 | 1 | 0.00017251 | 0.00020572 | 0 | 0.00014685 | 0.00011416 | 0.054089 | 0.00719 | 0 | 0.18946 | 0.31598 | 0 | 0
1305 | 1 | 0.00018444 | 0.0001962 | 0 | 0.00016448 | 0.00011416 | 0.11882 | 0.013201 | 0 | 0.16046 | 0.31919 | 0 | 0
1306 | 1 | 0.0001861 | 0.00019074 | 0 | 0.00018797 | 0.00011416 | 0.18441 | 0.020273 | 0 | 0.12833 | 0.32149 | 0 | 0
1307 | 1 | 0.00019011 | 0.00018624 | 0 | 0.00020677 | 0.00011416 | 0.24702 | 0.037129 | 0 | 0.13196 | 0.331 | 0 | 0
1308 | 1 | 0.00019103 | 0.00018377 | 0 | 0.00018797 | 0.00011416 | 0.27257 | 0.055163 | 0 | 0.10228 | 0.32392 | 0 | 0
1309 | 1 | 0.00018327 | 0.00018367 | 0 | 0.00019032 | 0.00011416 | 0.24744 | 0.084394 | 0 | 0.12091 | 0.31837 | 0 | 0
1310 | 1 | 0.00018045 | 0.000186 | 0 | 0.00021382 | 0.00011416 | 0.20486 | 0.14451 | 0 | 0.12032 | 0.3181 | 0 | 0
1311 | 1 | 0.00018162 | 0.00019151 | 0 | 0.00022322 | 0.00011416 | 0.14353 | 0.19602 | 0 | 0.23238 | 0.32248 | 0 | 0
1312 | 1 | 0.0001699 | 0.00020308 | 0 | 0.00022322 | 0.00011416 | 0.077939 | 0.19389 | 0 | 0.23685 | 0.33096 | 0 | 0
1313 | 1 | 0.00017278 | 0.00021634 | 0 | 0.00016448 | 0.00011416 | 0.02385 | 0.23857 | 0 | 0.24536 | 0.33899 | 0 | 0
1314 | 1 | 0.00018115 | 0.00021937 | 0 | 0.00011748 | 0.00011416 | 0.0021295 | 0.33145 | 0 | 0.33331 | 0.35567 | 0 | 0
1315 | 1 | 0.00018649 | 0.00022071 | 0 | 8.8113e-05 | 0.00011416 | 0 | 0.39321 | 0 | 0.21518 | 0.36979 | 0 | 0
1316 | 1 | 0.00017705 | 0.0002222 | 0 | 5.8742e-05 | 0.00011416 | 0 | 0.53454 | 0 | 0.090641 | 0.36889 | 0 | 0
1317 | 1 | 0.00015039 | 0.00022474 | 0 | 3.7595e-05 | 0.00011416 | 0 | 0.64321 | 0 | 0.065767 | 0.33741 | 0 | 0
1318 | 1 | 0.00012361 | 0.0002277 | 0 | 2.3497e-05 | 0.00011416 | 0 | 0.6847 | 0 | 0.077909 | 0.32681 | 0 | 0
1319 | 1 | 0.00012202 | 0.00023046 | 0 | 9.3987e-06 | 0.00011416 | 0 | 0.75165 | 0 | 0.06855 | 0.32361 | 0 | 0
1320 | 1 | 0.00010312 | 0.00023299 | 0 | 5.8742e-06 | 0.00011416 | 0 | 0.78736 | 0 | 0.094013 | 0.31404 | 0 | 0
1321 | 1 | 9.4776e-05 | 0.00023501 | 0 | 2.3497e-06 | 0.00011416 | 0 | 0.83593 | 0 | 0.096206 | 0.31044 | 0 | 0
1322 | 1 | 8.7984e-05 | 0.00023667 | 0 | 1.1748e-06 | 0.00011416 | 0 | 0.84606 | 0 | 0.092243 | 0.31174 | 0 | 0
1323 | 1 | 7.6864e-05 | 0.00023808 | 0 | 1.4098e-05 | 0.00011416 | 0 | 0.83593 | 0 | 0.09882 | 0.31129 | 0 | 0
1324 | 1 | 7.5898e-05 | 0.00023948 | 0 | 3.7595e-05 | 0.00011416 | 0 | 0.81306 | 0 | 0.10169 | 0.30917 | 0 | 0
1325 | 1 | 7.9512e-05 | 0.00024062 | 0 | 9.3987e-05 | 0.00011416 | 0 | 0.81141 | 0 | 0.080017 | 0.31481 | 0 | 0
1326 | 1 | 0.00010491 | 0.00024109 | 0 | 0.0001821 | 0.00011416 | 0 | 0.81023 | 0 | 0.14621 | 0.33073 | 0 | 0
1327 | 1 | 0.00013882 | 0.00023581 | 0 | 0.0001586 | 0.00011416 | 0.015758 | 0.80269 | 0 | 0.31669 | 0.34025 | 0 | 0
1328 | 1 | 0.00016244 | 0.00022356 | 0 | 0.00014685 | 0.00011416 | 0.069421 | 0.78736 | 0 | 0.29663 | 0.35125 | 0 | 0
1329 | 1 | 0.00018225 | 0.00020781 | 0 | 0.00016448 | 0.00011416 | 0.14651 | 0.78984 | 0 | 0.29384 | 0.34895 | 0 | 0
1330 | 1 | 0.00018837 | 0.00019331 | 0 | 0.00018797 | 0.00011416 | 0.22658 | 0.78088 | 0 | 0.40388 | 0.34778 | 0 | 0.10657
1331 | 1 | 0.00018538 | 0.00018196 | 0 | 0.00020677 | 0.00011416 | 0.28961 | 0.78241 | 0 | 0.32825 | 0.34413 | 0 | 0.12984
1332 | 1 | 0.00018907 | 0.00017517 | 0 | 0.00018797 | 0.00011416 | 0.3092 | 0.73091 | 0 | 0.19764 | 0.33069 | 0 | 0.24043
1333 | 1 | 0.00018355 | 0.00017406 | 0 | 0.00019032 | 0.00011416 | 0.28876 | 0.70957 | 0 | 0.23002 | 0.32681 | 0 | 0.017862
1334 | 1 | 0.00018196 | 0.00017744 | 0 | 0.00021382 | 0.00011416 | 0.24446 | 0.71747 | 0 | 0.24123 | 0.3264 | 0 | 0.32566
1335 | 1 | 0.00017621 | 0.00018551 | 0 | 0.00022322 | 0.00011416 | 0.17973 | 0.68847 | 0 | 0.2532 | 0.33064 | 0 | 0
1336 | 1 | 0.00016661 | 0.00020031 | 0 | 0.00022322 | 0.00011416 | 0.10009 | 0.73597 | 0 | 0.24494 | 0.32879 | 0 | 0
1337 | 1 | 0.0001612 | 0.00021803 | 0 | 0.00016448 | 0.00011416 | 0.03109 | 0.76686 | 0 | 0.24941 | 0.33366 | 0 | 0
1338 | 1 | 0.00016293 | 0.00022513 | 0 | 0.00011748 | 0.00011416 | 0.0029813 | 0.65806 | 0 | 0.30236 | 0.35391 | 0 | 0
1339 | 1 | 0.000179 | 0.00022974 | 0 | 8.8113e-05 | 0.00011416 | 0 | 0.60679 | 0 | 0.28246 | 0.35581 | 0 | 0
1340 | 1 | 0.00016291 | 0.00023378 | 0 | 5.8742e-05 | 0.00011416 | 0 | 0.70203 | 0 | 0.29536 | 0.35238 | 0 | 0
1341 | 1 | 0.00014561 | 0.00023755 | 0 | 3.7595e-05 | 0.00011416 | 0 | 0.73091 | 0 | 0.21695 | 0.32893 | 0 | 0
1342 | 1 | 0.00011675 | 0.00024125 | 0 | 2.3497e-05 | 0.00011416 | 0 | 0.73538 | 0 | 0.091062 | 0.32293 | 0 | 0
1343 | 1 | 0.00011434 | 0.00024345 | 0 | 9.3987e-06 | 0.00011416 | 0 | 0.69932 | 0 | 0.065852 | 0.3177 | 0 | 0
1344 | 1 | 9.9044e-05 | 0.00024574 | 0 | 5.8742e-06 | 0.00011416 | 0 | 0.6834 | 0 | 0.080186 | 0.31143 | 0 | 0
1345 | 1 | 9.1961e-05 | 0.00024809 | 0 | 2.3497e-06 | 0.00011416 | 0 | 0.69366 | 0 | 0.086678 | 0.30868 | 0 | 0
1346 | 1 | 8.2567e-05 | 0.00025093 | 0 | 1.1748e-06 | 0.00011416 | 0 | 0.67904 | 0 | 0.085582 | 0.30507 | 0 | 0
1347 | 1 | 7.8915e-05 | 0.00025251 | 0 | 1.4098e-05 | 0.00011416 | 0 | 0.67079 | 0 | 0.087521 | 0.30358 | 0 | 0
1348 | 1 | 7.3855e-05 | 0.00025343 | 0 | 3.7595e-05 | 0.00011416 | 0 | 0.63437 | 0 | 0.090556 | 0.3052 | 0 | 0
1349 | 1 | 8.0081e-05 | 0.00025454 | 0 | 9.3987e-05 | 0.00011416 | 0 | 0.64415 | 0 | 0.094182 | 0.31165 | 0 | 0
1350 | 1 | 9.7921e-05 | 0.0002561 | 0 | 0.0001821 | 0.00011416 | 0 | 0.64946 | 0 | 0.19663 | 0.32361 | 0 | 0
1351 | 1 | 0.0001328 | 0.00024386 | 0 | 0.0001586 | 0.00011416 | 0.020443 | 0.6339 | 0 | 0.28575 | 0.33835 | 0 | 0
1352 | 1 | 0.00016086 | 0.0002193 | 0 | 0.00014685 | 0.00011416 | 0.087734 | 0.63201 | 0 | 0.27884 | 0.33587 | 0 | 0
1353 | 1 | 0.00017414 | 0.00019732 | 0 | 0.00016448 | 0.00011416 | 0.19336 | 0.61421 | 0 | 0.24747 | 0.33569 | 0 | 0.15268
1354 | 1 | 0.00018267 | 0.00018403 | 0 | 0.00018797 | 0.00011416 | 0.31175 | 0.58392 | 0 | 0.16046 | 0.33434 | 0 | 0.38555
1355 | 1 | 0.00018993 | 0.00017311 | 0 | 0.00020677 | 0.00011416 | 0.41397 | 0.52181 | 0 | 0.16585 | 0.3278 | 0 | 0.035668
1356 | 1 | 0.00019382 | 0.0001638 | 0 | 0.00018797 | 0.00011416 | 0.46167 | 0.4769 | 0 | 0.15759 | 0.31048 | 0 | 0.10253
1357 | 1 | 0.00018655 | 0.00015854 | 0 | 0.00019032 | 0.00011416 | 0.43867 | 0.41054 | 0 | 0.1199 | 0.30502 | 0 | 0.01063
1358 | 1 | 0.00019125 | 0.0001586 | 0 | 0.00021382 | 0.00011416 | 0.36968 | 0.32603 | 0 | 0.12352 | 0.30376 | 0 | 0.018597
1359 | 1 | 0.00018959 | 0.0001649 | 0 | 0.00022322 | 0.00011416 | 0.26405 | 0.25837 | 0 | 0.15683 | 0.30245 | 0 | 0
1360 | 1 | 0.00017263 | 0.00018447 | 0 | 0.00022322 | 0.00011416 | 0.13714 | 0.22041 | 0 | 0.21619 | 0.30516 | 0 | 0
1361 | 1 | 0.00016352 | 0.00021402 | 0 | 0.00016448 | 0.00011416 | 0.039182 | 0.18753 | 0 | 0.2715 | 0.33019 | 0 | 0
1362 | 1 | 0.00017613 | 0.00022541 | 0 | 0.00011748 | 0.00011416 | 0.0038331 | 0.18553 | 0 | 0.27648 | 0.33998 | 0 | 0
1363 | 1 | 0.00018413 | 0.00023453 | 0 | 8.8113e-05 | 0.00011416 | 0 | 0.1161 | 0 | 0.26551 | 0.34151 | 0 | 0
1364 | 1 | 0.00017168 | 0.00024259 | 0 | 5.8742e-05 | 0.00011416 | 0 | 0.074847 | 0 | 0.18212 | 0.33042 | 0 | 0
1365 | 1 | 0.00014849 | 0.00025044 | 0 | 3.7595e-05 | 0.00011416 | 0 | 0.062942 | 0 | 0.19309 | 0.31982 | 0 | 0
1366 | 1 | 0.00012668 | 0.00025668 | 0 | 2.3497e-05 | 0.00011416 | 0 | 0.068128 | 0 | 0.10987 | 0.30642 | 0 | 0
1367 | 1 | 0.00012405 | 0.00025957 | 0 | 9.3987e-06 | 0.00011416 | 0 | 0.061645 | 0 | 0.061804 | 0.30146 | 0 | 0
1368 | 1 | 0.0001057 | 0.00026173 | 0 | 5.8742e-06 | 0.00011416 | 0 | 0.032885 | 0 | 0.084992 | 0.302 | 0 | 0
1369 | 1 | 0.00010367 | 0.00026304 | 0 | 2.3497e-06 | 0.00011416 | 0 | 0.011315 | 0 | 0.089882 | 0.29993 | 0 | 0
1370 | 1 | 9.5216e-05 | 0.0002653 | 0 | 1.1748e-06 | 0.00011416 | 0 | 0.0063649 | 0 | 0.08946 | 0.30281 | 0 | 0
1371 | 1 | 8.8683e-05 | 0.000266 | 0 | 1.4098e-05 | 0.00011416 | 0 | 0.0082508 | 0 | 0.090556 | 0.30457 | 0 | 0
1372 | 1 | 8.3296e-05 | 0.00026763 | 0 | 3.7595e-05 | 0.00011416 | 0 | 0.0090759 | 0 | 0.093508 | 0.30597 | 0 | 0
1373 | 1 | 8.6146e-05 | 0.00027113 | 0 | 9.3987e-05 | 0.00011416 | 0 | 0.011433 | 0 | 0.10978 | 0.30949 | 0 | 0
1374 | 1 | 0.00010825 | 0.00027417 | 0 | 0.0001821 | 0.00011416 | 0 | 0.02157 | 0 | 0.25422 | 0.31946 | 0 | 0
1375 | 1 | 0.00014022 | 0.00025513 | 0 | 0.0001586 | 0.00011416 | 0.028109 | 0.057049 | 0 | 0.27749 | 0.33655 | 0 | 0
1376 | 1 | 0.00017128 | 0.00022349 | 0 | 0.00014685 | 0.00011416 | 0.1167 | 0.10113 | 0 | 0.28153 | 0.33389 | 0 | 0
1377 | 1 | 0.00018604 | 0.00019042 | 0 | 0.00016448 | 0.00011416 | 0.25809 | 0.096063 | 0 | 0.21779 | 0.33425 | 0 | 0.33786
1378 | 1 | 0.00019438 | 0.00016237 | 0 | 0.00018797 | 0.00011416 | 0.41141 | 0.16643 | 0 | 0.17091 | 0.3393 | 0 | 0.56961
1379 | 1 | 0.00019006 | 0.00014276 | 0 | 0.00020677 | 0.00011416 | 0.54174 | 0.26462 | 0 | 0.12234 | 0.32455 | 0 | 0.32231
1380 | 1 | 0.00018666 | 0.00013035 | 0 | 0.00018797 | 0.00011416 | 0.60477 | 0.26344 | 0 | 0.14064 | 0.31283 | 0 | 0.32562
1381 | 1 | 0.00017155 | 0.00012527 | 0 | 0.00019032 | 0.00011416 | 0.57368 | 0.20945 | 0 | 0.14663 | 0.30584 | 0 | 0.059804
1382 | 1 | 0.00016564 | 0.00012771 | 0 | 0.00021382 | 0.00011416 | 0.46508 | 0.22348 | 0 | 0.12538 | 0.30448 | 0 | 0.18269
1383 | 1 | 0.00016021 | 0.00013907 | 0 | 0.00022322 | 0.00011416 | 0.31985 | 0.24151 | 0 | 0.21088 | 0.30336 | 0 | 0
1384 | 1 | 0.00015987 | 0.00016787 | 0 | 0.00022322 | 0.00011416 | 0.1644 | 0.22242 | 0 | 0.2796 | 0.30417 | 0 | 0
1385 | 1 | 0.0001505 | 0.00020801 | 0 | 0.00016448 | 0.00011416 | 0.048126 | 0.25554 | 0 | 0.32302 | 0.32568 | 0 | 0
1386 | 1 | 0.00015887 | 0.00022232 | 0 | 0.00011748 | 0.00011416 | 0.0051107 | 0.24776 | 0 | 0.36838 | 0.34372 | 0 | 0
1387 | 1 | 0.00016869 | 0.00022998 | 0 | 8.8113e-05 | 0.00011416 | 0 | 0.16678 | 0 | 0.32302 | 0.34837 | 0 | 0
1388 | 1 | 0.00015722 | 0.00023521 | 0 | 5.8742e-05 | 0.00011416 | 0 | 0.08133 | 0 | 0.32572 | 0.34314 | 0 | 0
1389 | 1 | 0.0001409 | 0.00023956 | 0 | 3.7595e-05 | 0.00011416 | 0 | 0.039722 | 0 | 0.20388 | 0.31278 | 0 | 0
1390 | 1 | 0.0001241 | 0.00024194 | 0 | 2.3497e-05 | 0.00011416 | 0 | 0.038307 | 0 | 0.21425 | 0.30624 | 0 | 0
1391 | 1 | 0.0001159 | 0.00024288 | 0 | 9.3987e-06 | 0.00011416 | 0 | 0.034536 | 0 | 0.19452 | 0.29889 | 0 | 0
1392 | 1 | 0.00010353 | 0.0002436 | 0 | 5.8742e-06 | 0.00011416 | 0 | 0.024399 | 0 | 0.10978 | 0.29095 | 0 | 0
1393 | 1 | 9.6346e-05 | 0.00024754 | 0 | 2.3497e-06 | 0.00011416 | 0 | 0.028524 | 0 | 0.094435 | 0.28793 | 0 | 0
1394 | 1 | 8.5717e-05 | 0.00025124 | 0 | 1.1748e-06 | 0.00011416 | 0 | 0.042079 | 0 | 0.091906 | 0.28577 | 0 | 0
1395 | 1 | 8.4676e-05 | 0.00025423 | 0 | 1.4098e-05 | 0.00011416 | 0 | 0.055634 | 0 | 0.12698 | 0.28644 | 0 | 0
1396 | 1 | 8.163e-05 | 0.00025535 | 0 | 3.7595e-05 | 0.00011416 | 0 | 0.11622 | 0 | 0.12757 | 0.28802 | 0 | 0
1397 | 1 | 8.0135e-05 | 0.00025452 | 0 | 9.3987e-05 | 0.00011416 | 0 | 0.2071 | 0 | 0.11838 | 0.29059 | 0 | 0
1398 | 1 | 8.3326e-05 | 0.00025327 | 0 | 0.0001821 | 0.00011416 | 0 | 0.27546 | 0 | 0.11113 | 0.29898 | 0 | 0
1399 | 1 | 9.6385e-05 | 0.00023903 | 0 | 0.0001586 | 0.00011416 | 0.022998 | 0.29243 | 0 | 0.11779 | 0.30232 | 0 | 0
1400 | 1 | 0.00011162 | 0.00021716 | 0 | 0.00014685 | 0.00011416 | 0.091993 | 0.24069 | 0 | 0.13398 | 0.30647 | 0 | 0
1401 | 1 | 0.00012741 | 0.0001936 | 0 | 0.00016448 | 0.00011416 | 0.18612 | 0.2137 | 0 | 0.13963 | 0.30908 | 0 | 0.10079
1402 | 1 | 0.00014359 | 0.00017543 | 0 | 0.00018797 | 0.00011416 | 0.28279 | 0.30009 | 0 | 0.10624 | 0.30981 | 0 | 0.27472
1403 | 1 | 0.0001463 | 0.00016283 | 0 | 0.00020677 | 0.00011416 | 0.36286 | 0.30835 | 0 | 0.10295 | 0.30976 | 0 | 0.0039
1404 | 1 | 0.00015092 | 0.00015402 | 0 | 0.00018797 | 0.00011416 | 0.40247 | 0.28241 | 0 | 0.068887 | 0.30038 | 0 | 0.058756
1405 | 1 | 0.00015403 | 0.00014957 | 0 | 0.00019032 | 0.00011416 | 0.3914 | 0.27852 | 0 | 0.066357 | 0.2965 | 0 | 0
1406 | 1 | 0.00014633 | 0.00014979 | 0 | 0.00021382 | 0.00011416 | 0.32453 | 0.22466 | 0 | 0.065008 | 0.29537 | 0 | 0.064807
1407 | 1 | 0.00014162 | 0.00015688 | 0 | 0.00022322 | 0.00011416 | 0.23083 | 0.17268 | 0 | 0.063828 | 0.29438 | 0 | 0
1408 | 1 | 0.00013783 | 0.00017867 | 0 | 0.00022322 | 0.00011416 | 0.12862 | 0.14227 | 0 | 0.096543 | 0.29821 | 0 | 0
1409 | 1 | 0.00012443 | 0.00021361 | 0 | 0.00016448 | 0.00011416 | 0.040034 | 0.17456 | 0 | 0.054216 | 0.31098 | 0 | 0
1410 | 1 | 0.00013167 | 0.00022538 | 0 | 0.00011748 | 0.00011416 | 0.0042589 | 0.19719 | 0 | 0.11467 | 0.31621 | 0 | 0
1411 | 1 | 0.00014572 | 0.00023283 | 0 | 8.8113e-05 | 0.00011416 | 0 | 0.22265 | 0 | 0.051855 | 0.31648 | 0 | 0
1412 | 1 | 0.00012446 | 0.00023989 | 0 | 5.8742e-05 | 0.00011416 | 0 | 0.18847 | 0 | 0.078921 | 0.31513 | 0 | 0
1413 | 1 | 0.0001194 | 0.00024628 | 0 | 3.7595e-05 | 0.00011416 | 0 | 0.15747 | 0 | 0.055312 | 0.30913 | 0 | 0
1414 | 1 | 0.0001051 | 0.0002498 | 0 | 2.3497e-05 | 0.00011416 | 0 | 0.091348 | 0 | 0.068971 | 0.29889 | 0 | 0
1415 | 1 | 0.00010808 | 0.0002527 | 0 | 9.3987e-06 | 0.00011416 | 0 | 0.030292 | 0 | 0.065767 | 0.28901 | 0 | 0
1416 | 1 | 9.3432e-05 | 0.00025506 | 0 | 5.8742e-06 | 0.00011416 | 0 | 0.010844 | 0 | 0.063744 | 0.28942 | 0 | 0
1417 | 1 | 7.9935e-05 | 0.00025836 | 0 | 2.3497e-06 | 0.00011416 | 0 | 0.0061292 | 0 | 0.054469 | 0.28978 | 0 | 0
1418 | 1 | 6.9412e-05 | 0.00026148 | 0 | 1.1748e-06 | 0.00011416 | 0 | 0.0060113 | 0 | 0.055396 | 0.28838 | 0 | 0
1419 | 1 | 6.5282e-05 | 0.00026339 | 0 | 1.4098e-05 | 0.00011416 | 0 | 0.012848 | 0 | 0.056577 | 0.28789 | 0 | 0
1420 | 1 | 6.0464e-05 | 0.00026606 | 0 | 3.7595e-05 | 0.00011416 | 0 | 0.045026 | 0 | 0.056998 | 0.28662 | 0 | 0
1421 | 1 | 5.9133e-05 | 0.0002687 | 0 | 9.3987e-05 | 0.00011416 | 0 | 0.15052 | 0 | 0.056408 | 0.28378 | 0 | 0
1422 | 1 | 6.2461e-05 | 0.00026721 | 0 | 0.0001821 | 0.00011416 | 0 | 0.26073 | 0 | 0.078583 | 0.27679 | 0 | 0
1423 | 1 | 6.7119e-05 | 0.00023916 | 0 | 0.0001586 | 0.00011416 | 0.025554 | 0.26686 | 0 | 0.089545 | 0.27084 | 0 | 0
1424 | 1 | 8.4449e-05 | 0.00021177 | 0 | 0.00014685 | 0.00011416 | 0.099233 | 0.21157 | 0 | 0.067707 | 0.27693 | 0 | 0
1425 | 1 | 9.9176e-05 | 0.00018532 | 0 | 0.00016448 | 0.00011416 | 0.20187 | 0.13779 | 0 | 0.066863 | 0.28108 | 0 | 0
1426 | 1 | 0.00011196 | 0.00016376 | 0 | 0.00018797 | 0.00011416 | 0.29131 | 0.12093 | 0 | 0.067538 | 0.28085 | 0 | 0
1427 | 1 | 0.0001197 | 0.00014932 | 0 | 0.00020677 | 0.00011416 | 0.34157 | 0.1946 | 0 | 0.067201 | 0.2813 | 0 | 0.0019389
1428 | 1 | 0.0001233 | 0.00014093 | 0 | 0.00018797 | 0.00011416 | 0.35179 | 0.23149 | 0 | 0.068212 | 0.28243 | 0 | 0.063793
1429 | 1 | 0.00011426 | 0.00013778 | 0 | 0.00019032 | 0.00011416 | 0.33135 | 0.16737 | 0 | 0.098145 | 0.27715 | 0 | 0.11434
1430 | 1 | 0.00011348 | 0.00013888 | 0 | 0.00021382 | 0.00011416 | 0.28152 | 0.11704 | 0 | 0.094857 | 0.27526 | 0 | 0.15984
1431 | 1 | 0.00010835 | 0.00014834 | 0 | 0.00022322 | 0.00011416 | 0.20102 | 0.097006 | 0 | 0.095784 | 0.27747 | 0 | 0
1432 | 1 | 0.00010275 | 0.00016949 | 0 | 0.00022322 | 0.00011416 | 0.11031 | 0.048798 | 0 | 0.081029 | 0.27765 | 0 | 0
1433 | 1 | 0.0001017 | 0.00019068 | 0 | 0.00016448 | 0.00011416 | 0.035775 | 0.056106 | 0 | 0.061551 | 0.28865 | 0 | 0
1434 | 1 | 0.00010703 | 0.0001964 | 0 | 0.00011748 | 0.00011416 | 0.0042589 | 0.087812 | 0 | 0.044857 | 0.29379 | 0 | 0
1435 | 1 | 0.00012036 | 0.00020242 | 0 | 8.8113e-05 | 0.00011416 | 0 | 0.094413 | 0 | 0.038364 | 0.29844 | 0 | 0
1436 | 1 | 0.00011017 | 0.00020862 | 0 | 5.8742e-05 | 0.00011416 | 0 | 0.08793 | 0 | 0.066948 | 0.28784 | 0 | 0
1437 | 1 | 8.9665e-05 | 0.00021204 | 0 | 3.7595e-05 | 0.00011416 | 0 | 0.08628 | 0 | 0.052192 | 0.2818 | 0 | 0
1438 | 1 | 7.1207e-05 | 0.00021269 | 0 | 2.3497e-05 | 0.00011416 | 0 | 0.097478 | 0 | 0.065683 | 0.28044 | 0 | 0
1439 | 1 | 7.7307e-05 | 0.00021002 | 0 | 9.3987e-06 | 0.00011416 | 0 | 0.10054 | 0 | 0.090978 | 0.27778 | 0 | 0
1440 | 1 | 7.1159e-05 | 0.00020403 | 0 | 5.8742e-06 | 0.00011416 | 0 | 0.087577 | 0 | 0.077234 | 0.27846 | 0 | 0
1441 | 1 | 8.8678e-05 | 0.00019895 | 0 | 2.3497e-06 | 0.00011416 | 0 | 0.1293 | 0 | 0.060708 | 0.27801 | 0 | 0
1442 | 1 | 8.2437e-05 | 0.00019493 | 0 | 1.1748e-06 | 0.00011416 | 0 | 0.19401 | 0 | 0.048145 | 0.27873 | 0 | 0
1443 | 1 | 7.6903e-05 | 0.00019477 | 0 | 1.4098e-05 | 0.00011416 | 0 | 0.21476 | 0 | 0.056324 | 0.27936 | 0 | 0
1444 | 1 | 7.0207e-05 | 0.00019602 | 0 | 3.7595e-05 | 0.00011416 | 0 | 0.19955 | 0 | 0.057083 | 0.27995 | 0 | 0
1445 | 1 | 7.7078e-05 | 0.00019397 | 0 | 9.3987e-05 | 0.00011416 | 0 | 0.22006 | 0 | 0.057841 | 0.28121 | 0 | 0
1446 | 1 | 9.4451e-05 | 0.00019604 | 0 | 0.0001821 | 0.00011416 | 0 | 0.26921 | 0 | 0.12546 | 0.29082 | 0 | 0
1447 | 1 | 0.00013109 | 0.00018236 | 0 | 0.0001586 | 0.00011416 | 0.021721 | 0.29184 | 0 | 0.18052 | 0.30299 | 0 | 0
1448 | 1 | 0.00015417 | 0.0001706 | 0 | 0.00014685 | 0.00011416 | 0.080068 | 0.24222 | 0 | 0.21965 | 0.3029 | 0 | 0
1449 | 1 | 0.00017058 | 0.00016465 | 0 | 0.00016448 | 0.00011416 | 0.16141 | 0.219 | 0 | 0.21071 | 0.30796 | 0 | 0
1450 | 1 | 0.00017761 | 0.00015701 | 0 | 0.00018797 | 0.00011416 | 0.24106 | 0.17327 | 0 | 0.15126 | 0.31278 | 0 | 0
1451 | 1 | 0.0001894 | 0.00014394 | 0 | 0.00020677 | 0.00011416 | 0.30366 | 0.24529 | 0 | 0.11037 | 0.31874 | 0 | 0
1452 | 1 | 0.00018581 | 0.00013313 | 0 | 0.00018797 | 0.00011416 | 0.32198 | 0.34394 | 0 | 0.080944 | 0.31657 | 0 | 0.030754
1453 | 1 | 0.00018252 | 0.00013129 | 0 | 0.00019032 | 0.00011416 | 0.29557 | 0.6148 | 0 | 0.087774 | 0.31883 | 0 | 0.014619
1454 | 1 | 0.00017005 | 0.00013739 | 0 | 0.00021382 | 0.00011416 | 0.24276 | 0.4182 | 0 | 0.076054 | 0.32081 | 0 | 0
1455 | 1 | 0.00017396 | 0.00015113 | 0 | 0.00022322 | 0.00011416 | 0.17717 | 0.35031 | 0 | 0.077656 | 0.32654 | 0 | 0
1456 | 1 | 0.00016668 | 0.00016802 | 0 | 0.00022322 | 0.00011416 | 0.10094 | 0.37188 | 0 | 0.17361 | 0.33488 | 0 | 0
1457 | 1 | 0.00015892 | 0.00018813 | 0 | 0.00016448 | 0.00011416 | 0.033646 | 0.49776 | 0 | 0.1661 | 0.36275 | 0 | 0
1458 | 1 | 0.00015668 | 0.0001998 | 0 | 0.00011748 | 0.00011416 | 0.0038331 | 0.56094 | 0 | 0.27555 | 0.37371 | 0 | 0
1459 | 1 | 0.0001637 | 0.00020722 | 0 | 8.8113e-05 | 0.00011416 | 0 | 0.60137 | 0 | 0.24427 | 0.38756 | 0 | 0
1460 | 1 | 0.00014436 | 0.00021554 | 0 | 5.8742e-05 | 0.00011416 | 0 | 0.63673 | 0 | 0.13272 | 0.38621 | 0 | 0
1461 | 1 | 0.000112 | 0.00022191 | 0 | 3.7595e-05 | 0.00011416 | 0 | 0.61469 | 0 | 0.058853 | 0.37669 | 0 | 0
1462 | 1 | 9.5115e-05 | 0.00022474 | 0 | 2.3497e-05 | 0.00011416 | 0 | 0.59913 | 0 | 0.070405 | 0.36975 | 0 | 0
1463 | 1 | 8.7592e-05 | 0.00022567 | 0 | 9.3987e-06 | 0.00011416 | 0 | 0.49057 | 0 | 0.060455 | 0.37331 | 0 | 0
1464 | 1 | 7.732e-05 | 0.00022502 | 0 | 5.8742e-06 | 0.00011416 | 0 | 0.56554 | 0 | 0.08887 | 0.3821 | 0 | 0
1465 | 1 | 7.917e-05 | 0.00022754 | 0 | 2.3497e-06 | 0.00011416 | 0 | 0.75802 | 0 | 0.087268 | 0.38522 | 0 | 0
1466 | 1 | 6.7163e-05 | 0.00023692 | 0 | 1.1748e-06 | 0.00011416 | 0 | 0.84406 | 0 | 0.084486 | 0.38201 | 0 | 0
1467 | 1 | 6.4772e-05 | 0.00024754 | 0 | 1.4098e-05 | 0.00011416 | 0 | 0.93105 | 0 | 0.088364 | 0.38219 | 0 | 0
1468 | 1 | 5.7481e-05 | 0.00025315 | 0 | 3.7595e-05 | 0.00011416 | 0 | 0.90747 | 0 | 0.092159 | 0.38025 | 0 | 0
1469 | 1 | 6.2641e-05 | 0.00025579 | 0 | 9.3987e-05 | 0.00011416 | 0 | 0.82826 | 0 | 0.090388 | 0.3821 | 0 | 0
1470 | 1 | 8.7403e-05 | 0.00025586 | 0 | 0.0001821 | 0.00011416 | 0 | 0.80587 | 0 | 0.062816 | 0.39748 | 0 | 0
1471 | 1 | 0.00012192 | 0.00023827 | 0 | 0.0001586 | 0.00011416 | 0.032794 | 0.77334 | 0 | 0.048482 | 0.41201 | 0 | 0
1472 | 1 | 0.00015467 | 0.00021097 | 0 | 0.00014685 | 0.00011416 | 0.12521 | 0.73362 | 0 | 0.062057 | 0.40677 | 0 | 0.069843
1473 | 1 | 0.00016242 | 0.0001893 | 0 | 0.00016448 | 0.00011416 | 0.25383 | 0.79102 | 0 | 0.087943 | 0.40339 | 0 | 0.36279
1474 | 1 | 0.00017112 | 0.00017277 | 0 | 0.00018797 | 0.00011416 | 0.37564 | 0.81259 | 0 | 0.093002 | 0.39464 | 0 | 0.13561
1475 | 1 | 0.00016751 | 0.00016071 | 0 | 0.00020677 | 0.00011416 | 0.45698 | 0.76297 | 0 | 0.092496 | 0.39392 | 0 | 0.057107
1476 | 1 | 0.00016841 | 0.00015184 | 0 | 0.00018797 | 0.00011416 | 0.48296 | 0.68788 | 0 | 0.086594 | 0.38174 | 0 | 0.073621
1477 | 1 | 0.00016387 | 0.0001463 | 0 | 0.00019032 | 0.00011416 | 0.4523 | 0.66113 | 0 | 0.085666 | 0.37877 | 0 | 0.12542
1478 | 1 | 0.00016095 | 0.00014489 | 0 | 0.00021382 | 0.00011416 | 0.37436 | 0.64981 | 0 | 0.083727 | 0.37773 | 0 | 0.17178
1479 | 1 | 0.00015987 | 0.00014961 | 0 | 0.00022322 | 0.00011416 | 0.26448 | 0.54821 | 0 | 0.086931 | 0.38923 | 0 | 0
1480 | 1 | 0.00014838 | 0.00016917 | 0 | 0.00022322 | 0.00011416 | 0.14566 | 0.4182 | 0 | 0.087858 | 0.4042 | 0 | 0
1481 | 1 | 0.00014035 | 0.00020998 | 0 | 0.00016448 | 0.00011416 | 0.0477 | 0.26839 | 0 | 0.22926 | 0.41886 | 0 | 0
1482 | 1 | 0.00014942 | 0.00022789 | 0 | 0.00011748 | 0.00011416 | 0.0055366 | 0.17551 | 0 | 0.28659 | 0.43154 | 0 | 0
1483 | 1 | 0.00016262 | 0.00023951 | 0 | 8.8113e-05 | 0.00011416 | 0 | 0.1181 | 0 | 0.25894 | 0.43379 | 0 | 0
1484 | 1 | 0.00015303 | 0.00024835 | 0 | 5.8742e-05 | 0.00011416 | 0 | 0.06306 | 0 | 0.10405 | 0.42585 | 0 | 0
1485 | 1 | 0.00014718 | 0.00025398 | 0 | 3.7595e-05 | 0.00011416 | 0 | 0.10455 | 0 | 0.068128 | 0.39933 | 0 | 0
1486 | 1 | 0.00012273 | 0.00025607 | 0 | 2.3497e-05 | 0.00011416 | 0 | 0.28784 | 0 | 0.070236 | 0.38815 | 0 | 0
1487 | 1 | 0.00010946 | 0.00025635 | 0 | 9.3987e-06 | 0.00011416 | 0 | 0.39934 | 0 | 0.062395 | 0.38404 | 0 | 0
1488 | 1 | 9.2176e-05 | 0.00025581 | 0 | 5.8742e-06 | 0.00011416 | 0 | 0.34524 | 0 | 0.083137 | 0.38458 | 0 | 0
1489 | 1 | 8.5795e-05 | 0.00025392 | 0 | 2.3497e-06 | 0.00011416 | 0 | 0.29267 | 0 | 0.081197 | 0.3826 | 0 | 0
1490 | 1 | 8.0544e-05 | 0.00024889 | 0 | 1.1748e-06 | 0.00011416 | 0 | 0.2876 | 0 | 0.078921 | 0.38152 | 0 | 0
1491 | 1 | 8.2308e-05 | 0.00024347 | 0 | 1.4098e-05 | 0.00011416 | 0 | 0.3206 | 0 | 0.082715 | 0.38634 | 0 | 0
1492 | 1 | 8.0488e-05 | 0.0002389 | 0 | 3.7595e-05 | 0.00011416 | 0 | 0.30269 | 0 | 0.085497 | 0.39167 | 0 | 0
1493 | 1 | 8.1895e-05 | 0.00023512 | 0 | 9.3987e-05 | 0.00011416 | 0 | 0.29408 | 0 | 0.10936 | 0.3936 | 0 | 0
1494 | 1 | 0.00010552 | 0.00023232 | 0 | 0.0001821 | 0.00011416 | 0 | 0.3562 | 0 | 0.14874 | 0.40547 | 0 | 0
1495 | 1 | 0.00013828 | 0.00022033 | 0 | 0.0001586 | 0.00011416 | 0.023424 | 0.4268 | 0 | 0.14452 | 0.42166 | 0 | 0
1496 | 1 | 0.00016041 | 0.00020381 | 0 | 0.00014685 | 0.00011416 | 0.088586 | 0.44531 | 0 | 0.16712 | 0.4171 | 0 | 0.014252
1497 | 1 | 0.00017352 | 0.00018934 | 0 | 0.00016448 | 0.00011416 | 0.17717 | 0.44519 | 0 | 0.20658 | 0.41782 | 0 | 0.01141
1498 | 1 | 0.00018038 | 0.00017693 | 0 | 0.00018797 | 0.00011416 | 0.26448 | 0.48138 | 0 | 0.099831 | 0.41345 | 0 | 0.0061063
1499 | 1 | 0.00018865 | 0.00016624 | 0 | 0.00020677 | 0.00011416 | 0.3322 | 0.47112 | 0 | 0.084148 | 0.41327 | 0 | 0.073654
1500 | 1 | 0.00018911 | 0.00016001 | 0 | 0.00018797 | 0.00011416 | 0.37223 | 0.45875 | 0 | 0.087521 | 0.41119 | 0 | 0.02496
1501 | 1 | 0.00018043 | 0.00015976 | 0 | 0.00019032 | 0.00011416 | 0.36116 | 0.37777 | 0 | 0.096712 | 0.40064 | 0 | 0
1502 | 1 | 0.00017888 | 0.00016341 | 0 | 0.00021382 | 0.00011416 | 0.29983 | 0.3265 | 0 | 0.10337 | 0.39902 | 0 | 0
1503 | 1 | 0.00017535 | 0.00017267 | 0 | 0.00022322 | 0.00011416 | 0.21295 | 0.22383 | 0 | 0.13752 | 0.39974 | 0 | 0
1504 | 1 | 0.00017549 | 0.00019421 | 0 | 0.00022322 | 0.00011416 | 0.12095 | 0.18305 | 0 | 0.23305 | 0.40506 | 0 | 0
1505 | 1 | 0.00016303 | 0.00022685 | 0 | 0.00016448 | 0.00011416 | 0.041312 | 0.18623 | 0 | 0.23094 | 0.42346 | 0 | 0
1506 | 1 | 0.00016641 | 0.00023912 | 0 | 0.00011748 | 0.00011416 | 0.0051107 | 0.19437 | 0 | 0.27943 | 0.44177 | 0 | 0
1507 | 1 | 0.00018186 | 0.00024404 | 0 | 8.8113e-05 | 0.00011416 | 0 | 0.2434 | 0 | 0.22614 | 0.44317 | 0 | 0
1508 | 1 | 0.0001676 | 0.00024812 | 0 | 5.8742e-05 | 0.00011416 | 0 | 0.25507 | 0 | 0.15801 | 0.43771 | 0 | 0
1509 | 1 | 0.00014452 | 0.0002521 | 0 | 3.7595e-05 | 0.00011416 | 0 | 0.24458 | 0 | 0.097386 | 0.418 | 0 | 0
1510 | 1 | 0.00013399 | 0.00025462 | 0 | 2.3497e-05 | 0.00011416 | 0 | 0.18034 | 0 | 0.094941 | 0.39221 | 0 | 0
1511 | 1 | 0.00013121 | 0.00025602 | 0 | 9.3987e-06 | 0.00011416 | 0 | 0.20721 | 0 | 0.067201 | 0.38476 | 0 | 0
1512 | 1 | 0.00010871 | 0.00025653 | 0 | 5.8742e-06 | 0.00011416 | 0 | 0.23338 | 0 | 0.068971 | 0.37746 | 0 | 0
1513 | 1 | 9.9847e-05 | 0.00025697 | 0 | 2.3497e-06 | 0.00011416 | 0 | 0.27817 | 0 | 0.07968 | 0.37335 | 0 | 0
1514 | 1 | 9.1349e-05 | 0.00025742 | 0 | 1.1748e-06 | 0.00011416 | 0 | 0.28406 | 0 | 0.072597 | 0.36943 | 0 | 0
1515 | 1 | 8.8864e-05 | 0.00025866 | 0 | 1.4098e-05 | 0.00011416 | 0 | 0.26768 | 0 | 0.077993 | 0.36596 | 0 | 0
1516 | 1 | 8.9017e-05 | 0.00026027 | 0 | 3.7595e-05 | 0.00011416 | 0 | 0.281 | 0 | 0.076897 | 0.36704 | 0 | 0
1517 | 1 | 9.3069e-05 | 0.00026386 | 0 | 9.3987e-05 | 0.00011416 | 0 | 0.26143 | 0 | 0.052108 | 0.36812 | 0 | 0
1518 | 1 | 0.00011602 | 0.00026402 | 0 | 0.0001821 | 0.00011416 | 0 | 0.29455 | 0 | 0.12251 | 0.3854 | 0 | 0
1519 | 1 | 0.00014836 | 0.0002472 | 0 | 0.0001586 | 0.00011416 | 0.031942 | 0.33475 | 0 | 0.19621 | 0.41724 | 0 | 0
1520 | 1 | 0.00017393 | 0.00022545 | 0 | 0.00014685 | 0.00011416 | 0.11499 | 0.30893 | 0 | 0.23331 | 0.41688 | 0 | 0.025138
1521 | 1 | 0.00018655 | 0.00020716 | 0 | 0.00016448 | 0.00011416 | 0.22828 | 0.39533 | 0 | 0.22302 | 0.40605 | 0 | 0.040593
1522 | 1 | 0.00018731 | 0.00019653 | 0 | 0.00018797 | 0.00011416 | 0.33475 | 0.42103 | 0 | 0.1382 | 0.3973 | 0 | 0.086747
1523 | 1 | 0.00018979 | 0.00018968 | 0 | 0.00020677 | 0.00011416 | 0.39566 | 0.38555 | 0 | 0.20135 | 0.3973 | 0 | 0
1524 | 1 | 0.00018314 | 0.00018607 | 0 | 0.00018797 | 0.00011416 | 0.37734 | 0.34913 | 0 | 0.21669 | 0.38264 | 0 | 0
1525 | 1 | 0.00017714 | 0.00018574 | 0 | 0.00019032 | 0.00011416 | 0.33773 | 0.42586 | 0 | 0.18659 | 0.3794 | 0 | 0
1526 | 1 | 0.00017573 | 0.00018839 | 0 | 0.00021382 | 0.00011416 | 0.28365 | 0.54939 | 0 | 0.12808 | 0.37376 | 0 | 0.023913
1527 | 1 | 0.0001734 | 0.00019437 | 0 | 0.00022322 | 0.00011416 | 0.20358 | 0.68446 | 0 | 0.16197 | 0.37633 | 0 | 0
1528 | 1 | 0.00016332 | 0.00020686 | 0 | 0.00022322 | 0.00011416 | 0.1184 | 0.59913 | 0 | 0.24722 | 0.38364 | 0 | 0
1529 | 1 | 0.00015755 | 0.00022944 | 0 | 0.00016448 | 0.00011416 | 0.043441 | 0.50224 | 0 | 0.33702 | 0.42761 | 0 | 0
1530 | 1 | 0.00017038 | 0.00024007 | 0 | 0.00011748 | 0.00011416 | 0.0063884 | 0.59618 | 0 | 0.36653 | 0.42545 | 0 | 0
1531 | 1 | 0.00017467 | 0.00024545 | 0 | 8.8113e-05 | 0.00011416 | 0 | 0.5765 | 0 | 0.34958 | 0.42531 | 0 | 0
1532 | 1 | 0.00016543 | 0.00025303 | 0 | 5.8742e-05 | 0.00011416 | 0 | 0.49859 | 0 | 0.33617 | 0.4162 | 0 | 0
1533 | 1 | 0.00014685 | 0.00025979 | 0 | 3.7595e-05 | 0.00011416 | 0 | 0.51202 | 0 | 0.29047 | 0.38215 | 0 | 0
1534 | 1 | 0.00012766 | 0.00026444 | 0 | 2.3497e-05 | 0.00011416 | 0 | 0.42751 | 0 | 0.19444 | 0.37268 | 0 | 0
1535 | 1 | 0.0001267 | 0.00026755 | 0 | 9.3987e-06 | 0.00011416 | 0 | 0.40948 | 0 | 0.11922 | 0.3706 | 0 | 0
1536 | 1 | 0.00011071 | 0.00026998 | 0 | 5.8742e-06 | 0.00011416 | 0 | 0.42115 | 0 | 0.11577 | 0.35689 | 0 | 0
1537 | 1 | 9.6062e-05 | 0.00027169 | 0 | 2.3497e-06 | 0.00011416 | 0 | 0.45332 | 0 | 0.097133 | 0.35779 | 0 | 0
1538 | 1 | 8.6126e-05 | 0.00027296 | 0 | 1.1748e-06 | 0.00011416 | 0 | 0.45474 | 0 | 0.090894 | 0.35644 | 0 | 0
1539 | 1 | 8.3648e-05 | 0.00027293 | 0 | 1.4098e-05 | 0.00011416 | 0 | 0.43281 | 0 | 0.088786 | 0.35437 | 0 | 0
1540 | 1 | 8.1907e-05 | 0.00027246 | 0 | 3.7595e-05 | 0.00011416 | 0 | 0.42008 | 0 | 0.091147 | 0.35234 | 0 | 0
1541 | 1 | 8.6167e-05 | 0.00027272 | 0 | 9.3987e-05 | 0.00011416 | 0 | 0.38744 | 0 | 0.12589 | 0.35536 | 0 | 0
1542 | 1 | 0.00010548 | 0.00026979 | 0 | 0.0001821 | 0.00011416 | 0 | 0.37694 | 0 | 0.22858 | 0.36866 | 0 | 0
1543 | 1 | 0.00014298 | 0.00024933 | 0 | 0.0001586 | 0.00011416 | 0.031516 | 0.33793 | 0 | 0.41602 | 0.38526 | 0 | 0
1544 | 1 | 0.0001705 | 0.00022367 | 0 | 0.00014685 | 0.00011416 | 0.11627 | 0.25707 | 0 | 0.44578 | 0.39185 | 0 | 0.073922
1545 | 1 | 0.00018105 | 0.00020463 | 0 | 0.00016448 | 0.00011416 | 0.23637 | 0.27381 | 0 | 0.39106 | 0.3909 | 0 | 0.020057
1546 | 1 | 0.00018032 | 0.00019407 | 0 | 0.00018797 | 0.00011416 | 0.34412 | 0.37753 | 0 | 0.33474 | 0.38562 | 0 | 0.0040003
1547 | 1 | 0.00018502 | 0.0001854 | 0 | 0.00020677 | 0.00011416 | 0.39353 | 0.438 | 0 | 0.35371 | 0.38472 | 0 | 0
1548 | 1 | 0.00017909 | 0.00017856 | 0 | 0.00018797 | 0.00011416 | 0.39821 | 0.42386 | 0 | 0.27074 | 0.37489 | 0 | 0.0017606
1549 | 1 | 0.00016701 | 0.00017356 | 0 | 0.00019032 | 0.00011416 | 0.37564 | 0.37011 | 0 | 0.2043 | 0.36767 | 0 | 0
1550 | 1 | 0.00016523 | 0.00017279 | 0 | 0.00021382 | 0.00011416 | 0.31474 | 0.35608 | 0 | 0.2613 | 0.36763 | 0 | 0.0031646
1551 | 1 | 0.00014713 | 0.0001777 | 0 | 0.00022322 | 0.00011416 | 0.23254 | 0.38013 | 0 | 0.30953 | 0.37105 | 0 | 0
1552 | 1 | 0.00014343 | 0.00019445 | 0 | 0.00022322 | 0.00011416 | 0.14097 | 0.35773 | 0 | 0.31594 | 0.37457 | 0 | 0
1553 | 1 | 0.00014143 | 0.00023116 | 0 | 0.00016448 | 0.00011416 | 0.051107 | 0.31719 | 0 | 0.3102 | 0.40032 | 0 | 0
1554 | 1 | 0.0001568 | 0.000247 | 0 | 0.00011748 | 0.00011416 | 0.0068143 | 0.2955 | 0 | 0.38019 | 0.40411 | 0 | 0
1555 | 1 | 0.00016769 | 0.00025334 | 0 | 8.8113e-05 | 0.00011416 | 0 | 0.24882 | 0 | 0.37589 | 0.40127 | 0 | 0
1556 | 1 | 0.00015651 | 0.00025859 | 0 | 5.8742e-05 | 0.00011416 | 0 | 0.18081 | 0 | 0.29562 | 0.40172 | 0 | 0
1557 | 1 | 0.00013656 | 0.00026305 | 0 | 3.7595e-05 | 0.00011416 | 0 | 0.14345 | 0 | 0.19688 | 0.36934 | 0 | 0
1558 | 1 | 0.0001151 | 0.00026593 | 0 | 2.3497e-05 | 0.00011416 | 0 | 0.12518 | 0 | 0.11804 | 0.3605 | 0 | 0
1559 | 1 | 0.00011666 | 0.00026556 | 0 | 9.3987e-06 | 0.00011416 | 0 | 0.1207 | 0 | 0.10497 | 0.35522 | 0 | 0
1560 | 1 | 0.00010728 | 0.00026819 | 0 | 5.8742e-06 | 0.00011416 | 0 | 0.13213 | 0 | 0.10497 | 0.34697 | 0 | 0
1561 | 1 | 9.7116e-05 | 0.00027106 | 0 | 2.3497e-06 | 0.00011416 | 0 | 0.096535 | 0 | 0.064924 | 0.34665 | 0 | 0
1562 | 1 | 8.8765e-05 | 0.00027106 | 0 | 1.1748e-06 | 0.00011416 | 0 | 0.080387 | 0 | 0.061636 | 0.34196 | 0 | 0
1563 | 1 | 8.2453e-05 | 0.00027115 | 0 | 1.4098e-05 | 0.00011416 | 0 | 0.090523 | 0 | 0.056914 | 0.34025 | 0 | 0
1564 | 1 | 7.0095e-05 | 0.00027134 | 0 | 3.7595e-05 | 0.00011416 | 0 | 0.11763 | 0 | 0.056408 | 0.33858 | 0 | 0
1565 | 1 | 7.7929e-05 | 0.00027332 | 0 | 9.3987e-05 | 0.00011416 | 0 | 0.13802 | 0 | 0.070405 | 0.34097 | 0 | 0
1566 | 1 | 8.5792e-05 | 0.00027286 | 0 | 0.0001821 | 0.00011416 | 0.00042589 | 0.11504 | 0 | 0.059949 | 0.34724 | 0 | 0
1567 | 1 | 9.9031e-05 | 0.0002445 | 0 | 0.0001586 | 0.00011416 | 0.040034 | 0.057992 | 0 | 0.09317 | 0.35198 | 0 | 0
1568 | 1 | 0.00012884 | 0.00020929 | 0 | 0.00014685 | 0.00011416 | 0.13884 | 0.026756 | 0 | 0.090894 | 0.34927 | 0 | 0.16647
1569 | 1 | 0.00014738 | 0.00017655 | 0 | 0.00016448 | 0.00011416 | 0.27087 | 0.021334 | 0 | 0.10902 | 0.34688 | 0 | 0.4338
1570 | 1 | 0.00015642 | 0.00015567 | 0 | 0.00018797 | 0.00011416 | 0.39608 | 0.01273 | 0 | 0.093845 | 0.34787 | 0 | 0.12285
1571 | 1 | 0.00015145 | 0.0001408 | 0 | 0.00020677 | 0.00011416 | 0.48382 | 0.019213 | 0 | 0.083727 | 0.33682 | 0 | 0.07381
1572 | 1 | 0.00015348 | 0.00012941 | 0 | 0.00018797 | 0.00011416 | 0.5115 | 0.056577 | 0 | 0.085245 | 0.3338 | 0 | 0.18662
1573 | 1 | 0.00014481 | 0.00012279 | 0 | 0.00019032 | 0.00011416 | 0.47828 | 0.069071 | 0 | 0.096543 | 0.33245 | 0 | 0.13253
1574 | 1 | 0.00013791 | 0.00012225 | 0 | 0.00021382 | 0.00011416 | 0.40162 | 0.046676 | 0 | 0.085919 | 0.33511 | 0 | 0.22112
1575 | 1 | 0.00013178 | 0.00012902 | 0 | 0.00022322 | 0.00011416 | 0.29131 | 0.019566 | 0 | 0.063406 | 0.33037 | 0 | 0
1576 | 1 | 0.00012295 | 0.00015128 | 0 | 0.00022322 | 0.00011416 | 0.16567 | 0.0076615 | 0 | 0.07774 | 0.33502 | 0 | 0
1577 | 1 | 0.00012145 | 0.00018914 | 0 | 0.00016448 | 0.00011416 | 0.057922 | 0.0077793 | 0 | 0.15776 | 0.34462 | 0 | 0
1578 | 1 | 0.00012391 | 0.00020877 | 0 | 0.00011748 | 0.00011416 | 0.0085179 | 0.024988 | 0 | 0.45405 | 0.35265 | 0 | 0
1579 | 1 | 0.0001295 | 0.00021695 | 0 | 8.8113e-05 | 0.00011416 | 0 | 0.027346 | 0 | 0.31324 | 0.35252 | 0 | 0
1580 | 1 | 0.0001234 | 0.00021853 | 0 | 5.8742e-05 | 0.00011416 | 0 | 0.015441 | 0 | 0.19098 | 0.34607 | 0 | 0
1581 | 1 | 0.00010908 | 0.00022054 | 0 | 3.7595e-05 | 0.00011416 | 0 | 0.0067185 | 0 | 0.18786 | 0.33854 | 0 | 0
1582 | 1 | 9.8556e-05 | 0.00022779 | 0 | 2.3497e-05 | 0.00011416 | 0 | 0.0051862 | 0 | 0.17614 | 0.33046 | 0 | 0
1583 | 1 | 9.6907e-05 | 0.00023278 | 0 | 9.3987e-06 | 0.00011416 | 0 | 0.0066007 | 0 | 0.079005 | 0.33105 | 0 | 0
1584 | 1 | 7.4177e-05 | 0.00023699 | 0 | 5.8742e-06 | 0.00011416 | 0 | 0.0090759 | 0 | 0.053963 | 0.32929 | 0 | 0
1585 | 1 | 7.4702e-05 | 0.00024242 | 0 | 2.3497e-06 | 0.00011416 | 0 | 0.015323 | 0 | 0.053035 | 0.32288 | 0 | 0
1586 | 1 | 6.7976e-05 | 0.00024685 | 0 | 1.1748e-06 | 0.00011416 | 0 | 0.017091 | 0 | 0.082125 | 0.31892 | 0 | 0
1587 | 1 | 6.3529e-05 | 0.00025105 | 0 | 1.4098e-05 | 0.00011416 | 0 | 0.019566 | 0 | 0.084823 | 0.32104 | 0 | 0
1588 | 1 | 5.728e-05 | 0.00025551 | 0 | 3.7595e-05 | 0.00011416 | 0 | 0.035714 | 0 | 0.08516 | 0.3195 | 0 | 0
1589 | 1 | 5.5629e-05 | 0.00025944 | 0 | 9.3987e-05 | 0.00011416 | 0 | 0.042669 | 0 | 0.087858 | 0.31526 | 0 | 0
1590 | 1 | 6.0944e-05 | 0.00025861 | 0 | 0.0001821 | 0.00011416 | 0.00085179 | 0.055398 | 0 | 0.073693 | 0.3089 | 0 | 0
1591 | 1 | 6.759e-05 | 0.0002262 | 0 | 0.0001586 | 0.00011416 | 0.044293 | 0.06801 | 0 | 0.069983 | 0.30719 | 0 | 0
1592 | 1 | 8.3084e-05 | 0.00019251 | 0 | 0.00014685 | 0.00011416 | 0.14864 | 0.063413 | 0 | 0.067875 | 0.30363 | 0 | 0.13172
1593 | 1 | 9.8631e-05 | 0.00016045 | 0 | 0.00016448 | 0.00011416 | 0.28535 | 0.055398 | 0 | 0.1011 | 0.30493 | 0 | 0.53325
1594 | 1 | 0.00010989 | 0.0001374 | 0 | 0.00018797 | 0.00011416 | 0.4144 | 0.062706 | 0 | 0.083221 | 0.31129 | 0 | 0.16105
1595 | 1 | 0.000117 | 0.00012232 | 0 | 0.00020677 | 0.00011416 | 0.50554 | 0.1227 | 0 | 0.075379 | 0.31666 | 0 | 0.15567
1596 | 1 | 0.00012046 | 0.00011311 | 0 | 0.00018797 | 0.00011416 | 0.53961 | 0.13732 | 0 | 0.073019 | 0.31404 | 0 | 0.22686
1597 | 1 | 0.0001099 | 0.00010752 | 0 | 0.00019032 | 0.00011416 | 0.51618 | 0.14227 | 0 | 0.067116 | 0.30926 | 0 | 0.18913
1598 | 1 | 0.00010266 | 0.00010799 | 0 | 0.00021382 | 0.00011416 | 0.4391 | 0.15523 | 0 | 0.063069 | 0.30886 | 0 | 0.44024
1599 | 1 | 9.5037e-05 | 0.00011786 | 0 | 0.00022322 | 0.00011416 | 0.31942 | 0.14804 | 0 | 0.06425 | 0.30953 | 0 | 0.13444
1600 | 1 | 9.0662e-05 | 0.00014436 | 0 | 0.00022322 | 0.00011416 | 0.18271 | 0.13107 | 0 | 0.065346 | 0.31125 | 0 | 0
1601 | 1 | 8.8655e-05 | 0.00019538 | 0 | 0.00016448 | 0.00011416 | 0.065588 | 0.13378 | 0 | 0.068297 | 0.30953 | 0 | 0
1602 | 1 | 0.00010432 | 0.00021619 | 0 | 0.00011748 | 0.00011416 | 0.010221 | 0.15158 | 0 | 0.23432 | 0.32054 | 0 | 0
1603 | 1 | 0.00011531 | 0.00022598 | 0 | 8.8113e-05 | 0.00011416 | 0 | 0.16808 | 0 | 0.26889 | 0.32564 | 0 | 0
1604 | 1 | 0.00011716 | 0.00023374 | 0 | 5.8742e-05 | 0.00011416 | 0 | 0.27063 | 0 | 0.21062 | 0.32879 | 0 | 0
1605 | 1 | 0.00010521 | 0.00024016 | 0 | 3.7595e-05 | 0.00011416 | 0 | 0.29797 | 0 | 0.17698 | 0.33366 | 0 | 0
1606 | 1 | 8.8004e-05 | 0.00024589 | 0 | 2.3497e-05 | 0.00011416 | 0 | 0.32331 | 0 | 0.22698 | 0.32397 | 0 | 0
1607 | 1 | 8.5868e-05 | 0.00025076 | 0 | 9.3987e-06 | 0.00011416 | 0 | 0.34241 | 0 | 0.21644 | 0.3099 | 0 | 0
1608 | 1 | 7.3824e-05 | 0.0002543 | 0 | 5.8742e-06 | 0.00011416 | 0 | 0.38425 | 0 | 0.056745 | 0.30683 | 0 | 0
1609 | 1 | 7.4806e-05 | 0.00025648 | 0 | 2.3497e-06 | 0.00011416 | 0 | 0.38413 | 0 | 0.050422 | 0.29844 | 0 | 0
1610 | 1 | 7.4875e-05 | 0.00025748 | 0 | 1.1748e-06 | 0.00011416 | 0 | 0.42433 | 0 | 0.044604 | 0.29835 | 0 | 0
1611 | 1 | 7.1156e-05 | 0.00025702 | 0 | 1.4098e-05 | 0.00011416 | 0 | 0.40335 | 0 | 0.047386 | 0.29546 | 0 | 0
1612 | 1 | 6.9087e-05 | 0.00025554 | 0 | 3.7595e-05 | 0.00011416 | 0 | 0.38685 | 0 | 0.055734 | 0.29826 | 0 | 0
1613 | 1 | 7.4842e-05 | 0.00025382 | 0 | 9.3987e-05 | 0.00011416 | 0 | 0.41242 | 0 | 0.064755 | 0.29803 | 0 | 0
1614 | 1 | 9.3077e-05 | 0.00024831 | 0 | 0.0001821 | 0.00011416 | 0.00085179 | 0.45368 | 0 | 0.11138 | 0.31116 | 0 | 0
1615 | 1 | 0.00013256 | 0.00022459 | 0 | 0.0001586 | 0.00011416 | 0.040886 | 0.4736 | 0 | 0.13364 | 0.31806 | 0 | 0
1616 | 1 | 0.00015935 | 0.00019828 | 0 | 0.00014685 | 0.00011416 | 0.1333 | 0.43399 | 0 | 0.19351 | 0.32311 | 0 | 0.025863
1617 | 1 | 0.00016823 | 0.00016945 | 0 | 0.00016448 | 0.00011416 | 0.24787 | 0.42492 | 0 | 0.17656 | 0.32248 | 0 | 0.066701
1618 | 1 | 0.00017168 | 0.00014675 | 0 | 0.00018797 | 0.00011416 | 0.35264 | 0.45875 | 0 | 0.17496 | 0.31553 | 0 | 0.0058389
1619 | 1 | 0.00017402 | 0.00013147 | 0 | 0.00020677 | 0.00011416 | 0.41823 | 0.49811 | 0 | 0.13921 | 0.30155 | 0 | 0
1620 | 1 | 0.00017464 | 0.00012267 | 0 | 0.00018797 | 0.00011416 | 0.43186 | 0.42209 | 0 | 0.093845 | 0.2993 | 0 | 0.049864
1621 | 1 | 0.00016456 | 0.0001191 | 0 | 0.00019032 | 0.00011416 | 0.39864 | 0.32438 | 0 | 0.12378 | 0.2997 | 0 | 0.093065
1622 | 1 | 0.00016711 | 0.00012002 | 0 | 0.00021382 | 0.00011416 | 0.33135 | 0.25955 | 0 | 0.11206 | 0.30074 | 0 | 0.20525
1623 | 1 | 0.00016655 | 0.00012676 | 0 | 0.00022322 | 0.00011416 | 0.24106 | 0.22796 | 0 | 0.10556 | 0.30119 | 0 | 0.057263
1624 | 1 | 0.00016162 | 0.00014388 | 0 | 0.00022322 | 0.00011416 | 0.14055 | 0.21676 | 0 | 0.13187 | 0.31048 | 0 | 0
1625 | 1 | 0.00015909 | 0.00017883 | 0 | 0.00016448 | 0.00011416 | 0.051107 | 0.15523 | 0 | 0.18541 | 0.31995 | 0 | 0
1626 | 1 | 0.00017125 | 0.00019588 | 0 | 0.00011748 | 0.00011416 | 0.0076661 | 0.15523 | 0 | 0.29486 | 0.34111 | 0 | 0
1627 | 1 | 0.00017749 | 0.00020375 | 0 | 8.8113e-05 | 0.00011416 | 0 | 0.14569 | 0 | 0.29089 | 0.34435 | 0 | 0
1628 | 1 | 0.00016713 | 0.00021048 | 0 | 5.8742e-05 | 0.00011416 | 0 | 0.11044 | 0 | 0.26939 | 0.33822 | 0 | 0
1629 | 1 | 0.0001509 | 0.00021552 | 0 | 3.7595e-05 | 0.00011416 | 0 | 0.086987 | 0 | 0.11594 | 0.31202 | 0 | 0
1630 | 1 | 0.00013495 | 0.00022038 | 0 | 2.3497e-05 | 0.00011416 | 0 | 0.076733 | 0 | 0.07226 | 0.30029 | 0 | 0
1631 | 1 | 0.00013061 | 0.00022535 | 0 | 9.3987e-06 | 0.00011416 | 0 | 0.061645 | 0 | 0.068718 | 0.29655 | 0 | 0
1632 | 1 | 0.00010992 | 0.00022983 | 0 | 5.8742e-06 | 0.00011416 | 0 | 0.056813 | 0 | 0.089882 | 0.29131 | 0 | 0
1633 | 1 | 0.00010092 | 0.00023285 | 0 | 2.3497e-06 | 0.00011416 | 0 | 0.075908 | 0 | 0.092664 | 0.2905 | 0 | 0
1634 | 1 | 9.0465e-05 | 0.00023377 | 0 | 1.1748e-06 | 0.00011416 | 0 | 0.1194 | 0 | 0.082715 | 0.29226 | 0 | 0
1635 | 1 | 8.584e-05 | 0.00023434 | 0 | 1.4098e-05 | 0.00011416 | 0 | 0.12294 | 0 | 0.084654 | 0.28915 | 0 | 0
1636 | 1 | 8.1726e-05 | 0.00023649 | 0 | 3.7595e-05 | 0.00011416 | 0 | 0.13637 | 0 | 0.095278 | 0.291 | 0 | 0
1637 | 1 | 8.4907e-05 | 0.00024083 | 0 | 9.3987e-05 | 0.00011416 | 0 | 0.094413 | 0 | 0.08828 | 0.29722 | 0 | 0
1638 | 1 | 0.00010476 | 0.0002409 | 0 | 0.0001821 | 0.00011416 | 0.0017036 | 0.064239 | 0 | 0.10843 | 0.31454 | 0 | 0
1639 | 1 | 0.00014644 | 0.00021023 | 0 | 0.0001586 | 0.00011416 | 0.0477 | 0.053395 | 0 | 0.17825 | 0.33412 | 0 | 0
1640 | 1 | 0.00016502 | 0.00017474 | 0 | 0.00014685 | 0.00011416 | 0.15417 | 0.034418 | 0 | 0.13828 | 0.33181 | 0 | 0.31739
1641 | 1 | 0.00018319 | 0.00013624 | 0 | 0.00016448 | 0.00011416 | 0.29003 | 0.013319 | 0 | 0.13145 | 0.32739 | 0 | 0.59566
1642 | 1 | 0.00017589 | 0.00011082 | 0 | 0.00018797 | 0.00011416 | 0.41397 | 0.01438 | 0 | 0.082631 | 0.32239 | 0 | 0.29721
1643 | 1 | 0.00017903 | 9.3096e-05 | 0 | 0.00020677 | 0.00011416 | 0.49787 | 0.011905 | 0 | 0.095953 | 0.32712 | 0 | 0.25797
1644 | 1 | 0.00017468 | 8.1282e-05 | 0 | 0.00018797 | 0.00011416 | 0.52598 | 0.0088402 | 0 | 0.091821 | 0.32108 | 0 | 0.36195
1645 | 1 | 0.00016886 | 7.555e-05 | 0 | 0.00019032 | 0.00011416 | 0.49446 | 0.01049 | 0 | 0.091062 | 0.31756 | 0 | 0.47657
1646 | 1 | 0.00016935 | 7.6498e-05 | 0 | 0.00021382 | 0.00011416 | 0.4144 | 0.018977 | 0 | 0.090472 | 0.31571 | 0 | 0.53278
1647 | 1 | 0.00016739 | 8.5891e-05 | 0 | 0.00022322 | 0.00011416 | 0.29302 | 0.027581 | 0 | 0.10261 | 0.30787 | 0 | 0.28919
1648 | 1 | 0.00016048 | 0.00011054 | 0 | 0.00022322 | 0.00011416 | 0.16951 | 0.027581 | 0 | 0.096796 | 0.32857 | 0 | 0
1649 | 1 | 0.00016284 | 0.00014686 | 0 | 0.00016448 | 0.00011416 | 0.065588 | 0.025813 | 0 | 0.12791 | 0.34029 | 0 | 0
1650 | 1 | 0.00017147 | 0.00016278 | 0 | 0.00011748 | 0.00011416 | 0.010647 | 0.026992 | 0 | 0.27825 | 0.3527 | 0 | 0
1651 | 1 | 0.00017013 | 0.00017413 | 0 | 8.8113e-05 | 0.00011416 | 0 | 0.031471 | 0 | 0.31315 | 0.35419 | 0 | 0
1652 | 1 | 0.00015824 | 0.00018717 | 0 | 5.8742e-05 | 0.00011416 | 0 | 0.0376 | 0 | 0.29924 | 0.35455 | 0 | 0
1653 | 1 | 0.00014567 | 0.00019827 | 0 | 3.7595e-05 | 0.00011416 | 0 | 0.064592 | 0 | 0.19798 | 0.3154 | 0 | 0
1654 | 1 | 0.00012621 | 0.00020581 | 0 | 2.3497e-05 | 0.00011416 | 0 | 0.094884 | 0 | 0.085413 | 0.3052 | 0 | 0
1655 | 1 | 0.00011685 | 0.0002111 | 0 | 9.3987e-06 | 0.00011416 | 0 | 0.15005 | 0 | 0.058347 | 0.30196 | 0 | 0
1656 | 1 | 0.00010141 | 0.00021457 | 0 | 5.8742e-06 | 0.00011416 | 0 | 0.2698 | 0 | 0.052108 | 0.2928 | 0 | 0
1657 | 1 | 9.284e-05 | 0.00021646 | 0 | 2.3497e-06 | 0.00011416 | 0 | 0.40087 | 0 | 0.078583 | 0.29434 | 0 | 0
1658 | 1 | 8.1627e-05 | 0.00021535 | 0 | 1.1748e-06 | 0.00011416 | 0 | 0.47595 | 0 | 0.074536 | 0.29046 | 0 | 0
1659 | 1 | 7.3168e-05 | 0.00021205 | 0 | 1.4098e-05 | 0.00011416 | 0 | 0.46605 | 0 | 0.076476 | 0.29176 | 0 | 0
1660 | 1 | 7.3361e-05 | 0.00020995 | 0 | 3.7595e-05 | 0.00011416 | 0 | 0.45733 | 0 | 0.082884 | 0.29312 | 0 | 0
1661 | 1 | 7.8056e-05 | 0.00020803 | 0 | 9.3987e-05 | 0.00011416 | 0 | 0.52829 | 0 | 0.052698 | 0.29497 | 0 | 0
1662 | 1 | 9.8849e-05 | 0.00020296 | 0 | 0.0001821 | 0.00011416 | 0.0012777 | 0.50648 | 0 | 0.08828 | 0.31675 | 0 | 0
1663 | 1 | 0.0001331 | 0.00018908 | 0 | 0.0001586 | 0.00011416 | 0.035349 | 0.47289 | 0 | 0.15194 | 0.33601 | 0 | 0
1664 | 1 | 0.00017357 | 0.00017535 | 0 | 0.00014685 | 0.00011416 | 0.10988 | 0.37364 | 0 | 0.18997 | 0.33033 | 0 | 0.014965
1665 | 1 | 0.00017637 | 0.00016652 | 0 | 0.00016448 | 0.00011416 | 0.20017 | 0.43128 | 0 | 0.13685 | 0.32135 | 0 | 0
1666 | 1 | 0.0001861 | 0.00016051 | 0 | 0.00018797 | 0.00011416 | 0.26917 | 0.54998 | 0 | 0.11425 | 0.31598 | 0 | 0
1667 | 1 | 0.00019376 | 0.00015583 | 0 | 0.00020677 | 0.00011416 | 0.3075 | 0.72595 | 0 | 0.1199 | 0.31792 | 0 | 0
1668 | 1 | 0.00018787 | 0.00015212 | 0 | 0.00018797 | 0.00011416 | 0.31431 | 0.77145 | 0 | 0.083811 | 0.31738 | 0 | 0
1669 | 1 | 0.00017978 | 0.00015049 | 0 | 0.00019032 | 0.00011416 | 0.29813 | 0.74658 | 0 | 0.092327 | 0.31883 | 0 | 0
1670 | 1 | 0.00017436 | 0.00015212 | 0 | 0.00021382 | 0.00011416 | 0.25426 | 0.7335 | 0 | 0.087268 | 0.31752 | 0 | 0
1671 | 1 | 0.00017006 | 0.00015944 | 0 | 0.00022322 | 0.00011416 | 0.19208 | 0.72478 | 0 | 0.086931 | 0.31734 | 0 | 0
1672 | 1 | 0.00016217 | 0.00017394 | 0 | 0.00022322 | 0.00011416 | 0.12351 | 0.75271 | 0 | 0.095531 | 0.32361 | 0 | 0
1673 | 1 | 0.00015891 | 0.00020205 | 0 | 0.00016448 | 0.00011416 | 0.051959 | 0.76803 | 0 | 0.10649 | 0.33574 | 0 | 0
1674 | 1 | 0.00016289 | 0.00022347 | 0 | 0.00011748 | 0.00011416 | 0.0089438 | 0.79774 | 0 | 0.23086 | 0.3582 | 0 | 0
1675 | 1 | 0.0001714 | 0.00023476 | 0 | 8.8113e-05 | 0.00011416 | 0 | 0.82367 | 0 | 0.24848 | 0.35658 | 0 | 0
1676 | 1 | 0.0001578 | 0.0002423 | 0 | 5.8742e-05 | 0.00011416 | 0 | 0.87117 | 0 | 0.11265 | 0.35694 | 0 | 0
1677 | 1 | 0.00014176 | 0.00024558 | 0 | 3.7595e-05 | 0.00011416 | 0 | 0.84465 | 0 | 0.068803 | 0.34102 | 0 | 0
1678 | 1 | 0.00011155 | 0.00024789 | 0 | 2.3497e-05 | 0.00011416 | 0 | 0.80198 | 0 | 0.078921 | 0.32816 | 0 | 0
1679 | 1 | 0.00010796 | 0.00024888 | 0 | 9.3987e-06 | 0.00011416 | 0 | 0.77357 | 0 | 0.076223 | 0.32054 | 0 | 0
1680 | 1 | 9.3356e-05 | 0.00024818 | 0 | 5.8742e-06 | 0.00011416 | 0 | 0.77793 | 0 | 0.078246 | 0.30367 | 0 | 0
1681 | 1 | 8.5306e-05 | 0.00024789 | 0 | 2.3497e-06 | 0.00011416 | 0 | 0.81094 | 0 | 0.080354 | 0.30354 | 0 | 0
1682 | 1 | 7.4802e-05 | 0.00024771 | 0 | 1.1748e-06 | 0.00011416 | 0 | 0.83204 | 0 | 0.078921 | 0.30372 | 0 | 0
1683 | 1 | 6.8604e-05 | 0.0002486 | 0 | 1.4098e-05 | 0.00011416 | 0 | 0.84453 | 0 | 0.08027 | 0.3034 | 0 | 0
1684 | 1 | 6.4549e-05 | 0.00025076 | 0 | 3.7595e-05 | 0.00011416 | 0 | 0.85125 | 0 | 0.082715 | 0.30525 | 0 | 0
1685 | 1 | 7.0398e-05 | 0.0002533 | 0 | 9.3987e-05 | 0.00011416 | 0 | 0.8542 | 0 | 0.059696 | 0.3071 | 0 | 0
1686 | 1 | 9.4644e-05 | 0.00025248 | 0 | 0.0001821 | 0.00011416 | 0.0042589 | 0.85702 | 0 | 0.12504 | 0.32915 | 0 | 0
1687 | 1 | 0.00013427 | 0.00023445 | 0 | 0.0001586 | 0.00011416 | 0.066865 | 0.84123 | 0 | 0.19907 | 0.35031 | 0 | 0
1688 | 1 | 0.00015899 | 0.000211 | 0 | 0.00014685 | 0.00011416 | 0.16951 | 0.78159 | 0 | 0.22799 | 0.3494 | 0 | 0.0049029
1689 | 1 | 0.0001711 | 0.00019127 | 0 | 0.00016448 | 0.00011416 | 0.2845 | 0.71523 | 0 | 0.1796 | 0.34314 | 0 | 0.093622
1690 | 1 | 0.00018075 | 0.00017903 | 0 | 0.00018797 | 0.00011416 | 0.36797 | 0.69979 | 0 | 0.12892 | 0.32789 | 0 | 0.043635
1691 | 1 | 0.00018362 | 0.00016926 | 0 | 0.00020677 | 0.00011416 | 0.42164 | 0.70144 | 0 | 0.12858 | 0.32577 | 0 | 0.0071091
1692 | 1 | 0.00017789 | 0.0001621 | 0 | 0.00018797 | 0.00011416 | 0.43058 | 0.68034 | 0 | 0.093508 | 0.32104 | 0 | 0.0016826
1693 | 1 | 0.00017477 | 0.00015766 | 0 | 0.00019032 | 0.00011416 | 0.40332 | 0.71322 | 0 | 0.089292 | 0.32131 | 0 | 0
1694 | 1 | 0.00017198 | 0.00015655 | 0 | 0.00021382 | 0.00011416 | 0.34625 | 0.77947 | 0 | 0.081956 | 0.32248 | 0 | 0
1695 | 1 | 0.00016276 | 0.00016122 | 0 | 0.00022322 | 0.00011416 | 0.25341 | 0.81459 | 0 | 0.079511 | 0.32343 | 0 | 0
1696 | 1 | 0.00015772 | 0.00017407 | 0 | 0.00022322 | 0.00011416 | 0.1563 | 0.81353 | 0 | 0.078752 | 0.33024 | 0 | 0
1697 | 1 | 0.00015397 | 0.00019904 | 0 | 0.00016448 | 0.00011416 | 0.068143 | 0.81365 | 0 | 0.21653 | 0.34106 | 0 | 0
1698 | 1 | 0.00015598 | 0.0002174 | 0 | 0.00011748 | 0.00011416 | 0.020869 | 0.79821 | 0 | 0.27589 | 0.35924 | 0 | 0
1699 | 1 | 0.00016942 | 0.00022745 | 0 | 8.8113e-05 | 0.00011416 | 0 | 0.77817 | 0 | 0.26998 | 0.35901 | 0 | 0
1700 | 1 | 0.0001585 | 0.00023587 | 0 | 5.8742e-05 | 0.00011416 | 0 | 0.78866 | 0 | 0.20784 | 0.35829 | 0 | 0
1701 | 1 | 0.00013495 | 0.00024316 | 0 | 3.7595e-05 | 0.00011416 | 0 | 0.78442 | 0 | 0.20624 | 0.33213 | 0 | 0
1702 | 1 | 0.0001117 | 0.0002478 | 0 | 2.3497e-05 | 0.00011416 | 0 | 0.75625 | 0 | 0.18609 | 0.32135 | 0 | 0
1703 | 1 | 0.00010298 | 0.00025105 | 0 | 9.3987e-06 | 0.00011416 | 0 | 0.79668 | 0 | 0.16138 | 0.31477 | 0 | 0
1704 | 1 | 8.4345e-05 | 0.00025242 | 0 | 5.8742e-06 | 0.00011416 | 0 | 0.79491 | 0 | 0.07597 | 0.30629 | 0 | 0
1705 | 1 | 8.5709e-05 | 0.00025354 | 0 | 2.3497e-06 | 0.00011416 | 0 | 0.7698 | 0 | 0.079258 | 0.30705 | 0 | 0
1706 | 1 | 7.8126e-05 | 0.00025478 | 0 | 1.1748e-06 | 0.00011416 | 0 | 0.74635 | 0 | 0.078331 | 0.30611 | 0 | 0
1707 | 1 | 8.1304e-05 | 0.00025484 | 0 | 1.4098e-05 | 0.00011416 | 0 | 0.73621 | 0 | 0.077487 | 0.30453 | 0 | 0
1708 | 1 | 7.8443e-05 | 0.00025623 | 0 | 3.7595e-05 | 0.00011416 | 0 | 0.68576 | 0 | 0.081956 | 0.30363 | 0 | 0
1709 | 1 | 7.6811e-05 | 0.0002589 | 0 | 9.3987e-05 | 0.00011416 | 0.00042589 | 0.63732 | 0 | 0.1301 | 0.30507 | 0 | 0
1710 | 1 | 9.0789e-05 | 0.00025735 | 0 | 0.0001821 | 0.00011416 | 0.0046848 | 0.66655 | 0 | 0.19907 | 0.32415 | 0 | 0
1711 | 1 | 0.00011897 | 0.00023372 | 0 | 0.0001586 | 0.00011416 | 0.069847 | 0.65771 | 0 | 0.21956 | 0.34282 | 0 | 0
1712 | 1 | 0.00015142 | 0.00020833 | 0 | 0.00014685 | 0.00011416 | 0.18441 | 0.58887 | 0 | 0.21889 | 0.34029 | 0 | 0.40724
1713 | 1 | 0.00016541 | 0.00018469 | 0 | 0.00016448 | 0.00011416 | 0.31899 | 0.51414 | 0 | 0.10447 | 0.32546 | 0 | 0.76352
1714 | 1 | 0.00018209 | 0.00016825 | 0 | 0.00018797 | 0.00011416 | 0.42888 | 0.44378 | 0 | 0.114 | 0.32243 | 0 | 0.25585
1715 | 1 | 0.00019208 | 0.00015854 | 0 | 0.00020677 | 0.00011416 | 0.49191 | 0.36539 | 0 | 0.13685 | 0.32455 | 0 | 0.2929
1716 | 1 | 0.00019078 | 0.00015235 | 0 | 0.00018797 | 0.00011416 | 0.50596 | 0.34323 | 0 | 0.13069 | 0.32288 | 0 | 0.34778
1717 | 1 | 0.00018054 | 0.00014952 | 0 | 0.00019032 | 0.00011416 | 0.45997 | 0.36551 | 0 | 0.1102 | 0.31662 | 0 | 0.39988
1718 | 1 | 0.0001721 | 0.00015098 | 0 | 0.00021382 | 0.00011416 | 0.38501 | 0.3595 | 0 | 0.10776 | 0.31607 | 0 | 0.49648
1719 | 1 | 0.00016696 | 0.00015854 | 0 | 0.00022322 | 0.00011416 | 0.28407 | 0.32155 | 0 | 0.10826 | 0.31477 | 0 | 0.33335
1720 | 1 | 0.00016244 | 0.00017165 | 0 | 0.00022322 | 0.00011416 | 0.16865 | 0.31094 | 0 | 0.1118 | 0.32117 | 0 | 0
1721 | 1 | 0.00015812 | 0.00020148 | 0 | 0.00016448 | 0.00011416 | 0.07155 | 0.34264 | 0 | 0.2269 | 0.33457 | 0 | 0
1722 | 1 | 0.00015236 | 0.00022265 | 0 | 0.00011748 | 0.00011416 | 0.02385 | 0.37801 | 0 | 0.29663 | 0.35419 | 0 | 0
1723 | 1 | 0.00016721 | 0.0002305 | 0 | 8.8113e-05 | 0.00011416 | 0 | 0.40064 | 0 | 0.26804 | 0.34999 | 0 | 0
1724 | 1 | 0.00015214 | 0.00023619 | 0 | 5.8742e-05 | 0.00011416 | 0 | 0.3859 | 0 | 0.2328 | 0.35049 | 0 | 0
1725 | 1 | 0.00012595 | 0.00024142 | 0 | 3.7595e-05 | 0.00011416 | 0 | 0.34323 | 0 | 0.19148 | 0.33831 | 0 | 0
1726 | 1 | 0.00010311 | 0.00024675 | 0 | 2.3497e-05 | 0.00011416 | 0 | 0.30752 | 0 | 0.22293 | 0.32523 | 0 | 0
1727 | 1 | 9.6255e-05 | 0.00025159 | 0 | 9.3987e-06 | 0.00011416 | 0 | 0.28772 | 0 | 0.20675 | 0.31084 | 0 | 0
1728 | 1 | 9.3683e-05 | 0.0002542 | 0 | 5.8742e-06 | 0.00011416 | 0 | 0.26179 | 0 | 0.04882 | 0.30593 | 0 | 0
1729 | 1 | 8.9439e-05 | 0.00025439 | 0 | 2.3497e-06 | 0.00011416 | 0 | 0.2487 | 0 | 0.040641 | 0.30417 | 0 | 0
1730 | 1 | 7.9901e-05 | 0.00025353 | 0 | 1.1748e-06 | 0.00011416 | 0 | 0.24057 | 0 | 0.038196 | 0.30588 | 0 | 0
1731 | 1 | 7.3423e-05 | 0.00025303 | 0 | 1.4098e-05 | 0.00011416 | 0 | 0.25943 | 0 | 0.039376 | 0.30403 | 0 | 0
1732 | 1 | 6.6243e-05 | 0.00025298 | 0 | 3.7595e-05 | 0.00011416 | 0 | 0.25648 | 0 | 0.040051 | 0.30209 | 0 | 0
1733 | 1 | 6.6831e-05 | 0.00025378 | 0 | 9.3987e-05 | 0.00011416 | 0 | 0.26025 | 0 | 0.04317 | 0.30133 | 0 | 0
1734 | 1 | 7.5222e-05 | 0.00025207 | 0 | 0.0001821 | 0.00011416 | 0.0046848 | 0.22678 | 0 | 0.036678 | 0.30714 | 0 | 0
1735 | 1 | 8.9348e-05 | 0.00023559 | 0 | 0.0001586 | 0.00011416 | 0.073254 | 0.16785 | 0 | 0.069056 | 0.31328 | 0 | 0
1736 | 1 | 0.00011253 | 0.00021157 | 0 | 0.00014685 | 0.00011416 | 0.18654 | 0.13331 | 0 | 0.13803 | 0.32906 | 0 | 0.45026
1737 | 1 | 0.00012798 | 0.0001868 | 0 | 0.00016448 | 0.00011416 | 0.31474 | 0.11716 | 0 | 0.16096 | 0.32794 | 0 | 0.76759
1738 | 1 | 0.00013565 | 0.00016816 | 0 | 0.00018797 | 0.00011416 | 0.42334 | 0.099599 | 0 | 0.23137 | 0.32149 | 0 | 0.29663
1739 | 1 | 0.00013035 | 0.00015565 | 0 | 0.00020677 | 0.00011416 | 0.48978 | 0.07579 | 0 | 0.16737 | 0.32415 | 0 | 0.32932
1740 | 1 | 0.00013681 | 0.00014664 | 0 | 0.00018797 | 0.00011416 | 0.50426 | 0.068246 | 0 | 0.19587 | 0.32383 | 0 | 0.49318
1741 | 1 | 0.00012643 | 0.00014325 | 0 | 0.00019032 | 0.00011416 | 0.47487 | 0.056106 | 0 | 0.18491 | 0.31752 | 0 | 0.69965
1742 | 1 | 0.0001194 | 0.00014562 | 0 | 0.00021382 | 0.00011416 | 0.40034 | 0.049623 | 0 | 0.13685 | 0.31729 | 0 | 0.65143
1743 | 1 | 0.00012209 | 0.00015497 | 0 | 0.00022322 | 0.00011416 | 0.29131 | 0.036893 | 0 | 0.09882 | 0.3145 | 0 | 0.40802
1744 | 1 | 0.0001179 | 0.00017026 | 0 | 0.00022322 | 0.00011416 | 0.17675 | 0.024635 | 0 | 0.095953 | 0.31874 | 0 | 0
1745 | 1 | 0.0001171 | 0.00019952 | 0 | 0.00016448 | 0.00011416 | 0.074532 | 0.015323 | 0 | 0.18811 | 0.32518 | 0 | 0
1746 | 1 | 0.00011314 | 0.0002186 | 0 | 0.00011748 | 0.00011416 | 0.022998 | 0.010255 | 0 | 0.32209 | 0.32555 | 0 | 0
1747 | 1 | 0.00012798 | 0.00022359 | 0 | 8.8113e-05 | 0.00011416 | 0 | 0.0067185 | 0 | 0.30405 | 0.32509 | 0 | 0
1748 | 1 | 0.00012192 | 0.00022704 | 0 | 5.8742e-05 | 0.00011416 | 0 | 0.0036539 | 0 | 0.22732 | 0.3241 | 0 | 0
1749 | 1 | 0.00010414 | 0.00023148 | 0 | 3.7595e-05 | 0.00011416 | 0 | 0.004479 | 0 | 0.057673 | 0.31165 | 0 | 0
1750 | 1 | 0.0001024 | 0.00023563 | 0 | 2.3497e-05 | 0.00011416 | 0 | 0.004479 | 0 | 0.061804 | 0.30611 | 0 | 0
1751 | 1 | 0.00010158 | 0.00023857 | 0 | 9.3987e-06 | 0.00011416 | 0 | 0.010844 | 0 | 0.05312 | 0.30101 | 0 | 0
1752 | 1 | 7.7729e-05 | 0.00024065 | 0 | 5.8742e-06 | 0.00011416 | 0 | 0.033003 | 0 | 0.072766 | 0.2905 | 0 | 0
1753 | 1 | 7.433e-05 | 0.00024166 | 0 | 2.3497e-06 | 0.00011416 | 0 | 0.069307 | 0 | 0.039713 | 0.28716 | 0 | 0
1754 | 1 | 6.6441e-05 | 0.00024175 | 0 | 1.1748e-06 | 0.00011416 | 0 | 0.1029 | 0 | 0.046037 | 0.28635 | 0 | 0
1755 | 1 | 6.0118e-05 | 0.00024166 | 0 | 1.4098e-05 | 0.00011416 | 0 | 0.13956 | 0 | 0.071754 | 0.28459 | 0 | 0
1756 | 1 | 5.5016e-05 | 0.0002424 | 0 | 3.7595e-05 | 0.00011416 | 0 | 0.17397 | 0 | 0.076138 | 0.28495 | 0 | 0
1757 | 1 | 5.4701e-05 | 0.0002436 | 0 | 9.3987e-05 | 0.00011416 | 0 | 0.19083 | 0 | 0.082799 | 0.28202 | 0 | 0
1758 | 1 | 6.0145e-05 | 0.00024249 | 0 | 0.0001821 | 0.00011416 | 0.0055366 | 0.17987 | 0 | 0.077656 | 0.28053 | 0 | 0
1759 | 1 | 6.7002e-05 | 0.00022509 | 0 | 0.0001586 | 0.00011416 | 0.084327 | 0.14286 | 0 | 0.081619 | 0.28495 | 0 | 0
1760 | 1 | 7.895e-05 | 0.00020002 | 0 | 0.00014685 | 0.00011416 | 0.21848 | 0.12918 | 0 | 0.058853 | 0.29582 | 0 | 0.11191
1761 | 1 | 0.00010451 | 0.00017356 | 0 | 0.00016448 | 0.00011416 | 0.3667 | 0.15853 | 0 | 0.078752 | 0.29898 | 0 | 0.68697
1762 | 1 | 0.00011485 | 0.0001516 | 0 | 0.00018797 | 0.00011416 | 0.4902 | 0.2256 | 0 | 0.057757 | 0.30818 | 0 | 0.31454
1763 | 1 | 0.00012289 | 0.0001346 | 0 | 0.00020677 | 0.00011416 | 0.56474 | 0.31129 | 0 | 0.058179 | 0.31057 | 0 | 0.33913
1764 | 1 | 0.00012398 | 0.00012311 | 0 | 0.00018797 | 0.00011416 | 0.59029 | 0.37117 | 0 | 0.055818 | 0.31129 | 0 | 0.4618
1765 | 1 | 0.00012164 | 0.00011788 | 0 | 0.00019032 | 0.00011416 | 0.56388 | 0.33215 | 0 | 0.053457 | 0.31057 | 0 | 0.7574
1766 | 1 | 0.00011252 | 0.00011792 | 0 | 0.00021382 | 0.00011416 | 0.47998 | 0.29503 | 0 | 0.049157 | 0.30922 | 0 | 0.66561
1767 | 1 | 0.00010737 | 0.0001246 | 0 | 0.00022322 | 0.00011416 | 0.35179 | 0.26756 | 0 | 0.049241 | 0.30489 | 0 | 0.42451
1768 | 1 | 0.00010212 | 0.00014035 | 0 | 0.00022322 | 0.00011416 | 0.20869 | 0.1959 | 0 | 0.046121 | 0.29988 | 0 | 0
1769 | 1 | 0.00010582 | 0.00016958 | 0 | 0.00016448 | 0.00011416 | 0.086031 | 0.18187 | 0 | 0.082884 | 0.29497 | 0 | 0
1770 | 1 | 0.0001044 | 0.0001915 | 0 | 0.00011748 | 0.00011416 | 0.025128 | 0.22018 | 0 | 0.21071 | 0.3052 | 0 | 0
1771 | 1 | 0.0001105 | 0.00020196 | 0 | 8.8113e-05 | 0.00011416 | 0 | 0.27888 | 0 | 0.18153 | 0.30832 | 0 | 0
1772 | 1 | 0.00010304 | 0.00020858 | 0 | 5.8742e-05 | 0.00011416 | 0 | 0.41254 | 0 | 0.097723 | 0.31233 | 0 | 0
1773 | 1 | 9.7694e-05 | 0.00021272 | 0 | 3.7595e-05 | 0.00011416 | 0 | 0.52676 | 0 | 0.11138 | 0.30584 | 0 | 0
1774 | 1 | 8.428e-05 | 0.00021447 | 0 | 2.3497e-05 | 0.00011416 | 0 | 0.56282 | 0 | 0.10219 | 0.30173 | 0 | 0
1775 | 1 | 8.4998e-05 | 0.00021576 | 0 | 9.3987e-06 | 0.00011416 | 0 | 0.53571 | 0 | 0.039123 | 0.29587 | 0 | 0
1776 | 1 | 7.0856e-05 | 0.00021609 | 0 | 5.8742e-06 | 0.00011416 | 0 | 0.49988 | 0 | 0.034739 | 0.28712 | 0 | 0
1777 | 1 | 6.5675e-05 | 0.00021717 | 0 | 2.3497e-06 | 0.00011416 | 0 | 0.47654 | 0 | 0.070489 | 0.27774 | 0 | 0
1778 | 1 | 7.3783e-05 | 0.00021629 | 0 | 1.1748e-06 | 0.00011416 | 0 | 0.42845 | 0 | 0.072766 | 0.27431 | 0 | 0
1779 | 1 | 7.2332e-05 | 0.00021648 | 0 | 1.4098e-05 | 0.00011416 | 0 | 0.37659 | 0 | 0.082546 | 0.27318 | 0 | 0
1780 | 1 | 7.1656e-05 | 0.0002166 | 0 | 3.7595e-05 | 0.00011416 | 0 | 0.37294 | 0 | 0.085835 | 0.27251 | 0 | 0
1781 | 1 | 8.0517e-05 | 0.00021564 | 0 | 9.3987e-05 | 0.00011416 | 0 | 0.46075 | 0 | 0.063406 | 0.27602 | 0 | 0
1782 | 1 | 9.9808e-05 | 0.0002126 | 0 | 0.0001821 | 0.00011416 | 0.0068143 | 0.41219 | 0 | 0.18524 | 0.29627 | 0 | 0
1783 | 1 | 0.00012907 | 0.00019926 | 0 | 0.0001586 | 0.00011416 | 0.082198 | 0.38755 | 0 | 0.25961 | 0.31991 | 0 | 0
1784 | 1 | 0.0001537 | 0.00017772 | 0 | 0.00014685 | 0.00011416 | 0.20741 | 0.38095 | 0 | 0.13642 | 0.32072 | 0 | 0.025239
1785 | 1 | 0.00018029 | 0.00014802 | 0 | 0.00016448 | 0.00011416 | 0.34327 | 0.47749 | 0 | 0.088786 | 0.31869 | 0 | 0.31899
1786 | 1 | 0.0001812 | 0.00012205 | 0 | 0.00018797 | 0.00011416 | 0.44336 | 0.51886 | 0 | 0.072344 | 0.31093 | 0 | 0.066066
1787 | 1 | 0.00018236 | 0.00010301 | 0 | 0.00020677 | 0.00011416 | 0.51065 | 0.58475 | 0 | 0.065346 | 0.30669 | 0 | 0.0017271
1788 | 1 | 0.00018479 | 9.0864e-05 | 0 | 0.00018797 | 0.00011416 | 0.52555 | 0.61268 | 0 | 0.061383 | 0.2979 | 0 | 0
1789 | 1 | 0.00017662 | 8.503e-05 | 0 | 0.00019032 | 0.00011416 | 0.48978 | 0.53206 | 0 | 0.061636 | 0.2956 | 0 | 0
1790 | 1 | 0.00017671 | 8.6722e-05 | 0 | 0.00021382 | 0.00011416 | 0.41099 | 0.47984 | 0 | 0.061636 | 0.29267 | 0 | 0.0014597
1791 | 1 | 0.00017202 | 9.5167e-05 | 0 | 0.00022322 | 0.00011416 | 0.3075 | 0.44083 | 0 | 0.068212 | 0.29668 | 0 | 0.0040226
1792 | 1 | 0.00016077 | 0.00011217 | 0 | 0.00022322 | 0.00011416 | 0.18825 | 0.39639 | 0 | 0.11273 | 0.30029 | 0 | 0
1793 | 1 | 0.00016415 | 0.0001385 | 0 | 0.00016448 | 0.00011416 | 0.079642 | 0.37812 | 0 | 0.10919 | 0.31197 | 0 | 0
1794 | 1 | 0.00016582 | 0.0001558 | 0 | 0.00011748 | 0.00011416 | 0.024702 | 0.39026 | 0 | 0.25219 | 0.33696 | 0 | 0
1795 | 1 | 0.00016989 | 0.0001637 | 0 | 8.8113e-05 | 0.00011416 | 0 | 0.4136 | 0 | 0.24325 | 0.33944 | 0 | 0
1796 | 1 | 0.00016076 | 0.00017051 | 0 | 5.8742e-05 | 0.00011416 | 0 | 0.44154 | 0 | 0.12589 | 0.34129 | 0 | 0
1797 | 1 | 0.00013923 | 0.00017674 | 0 | 3.7595e-05 | 0.00011416 | 0 | 0.48503 | 0 | 0.08828 | 0.31774 | 0 | 0
1798 | 1 | 0.00011966 | 0.00018327 | 0 | 2.3497e-05 | 0.00011416 | 0 | 0.42657 | 0 | 0.10388 | 0.2878 | 0 | 0
1799 | 1 | 0.00011738 | 0.00018915 | 0 | 9.3987e-06 | 0.00011416 | 0 | 0.37058 | 0 | 0.059191 | 0.27977 | 0 | 0
1800 | 1 | 0.00010281 | 0.00019483 | 0 | 5.8742e-06 | 0.00011416 | 0 | 0.35455 | 0 | 0.06172 | 0.2767 | 0 | 0
1801 | 1 | 9.8084e-05 | 0.00020047 | 0 | 2.3497e-06 | 0.00011416 | 0 | 0.31459 | 0 | 0.078078 | 0.27187 | 0 | 0
1802 | 1 | 9.5466e-05 | 0.00020575 | 0 | 1.1748e-06 | 0.00011416 | 0 | 0.27864 | 0 | 0.071332 | 0.2707 | 0 | 0
1803 | 1 | 9.5504e-05 | 0.00020973 | 0 | 1.4098e-05 | 0.00011416 | 0 | 0.2823 | 0 | 0.06661 | 0.26709 | 0 | 0
1804 | 1 | 9e-05 | 0.00021361 | 0 | 3.7595e-05 | 0.00011416 | 0 | 0.279 | 0 | 0.071501 | 0.27007 | 0 | 0
1805 | 1 | 8.0746e-05 | 0.00021488 | 0 | 9.3987e-05 | 0.00011416 | 0 | 0.30493 | 0 | 0.11897 | 0.27729 | 0 | 0
1806 | 1 | 8.9125e-05 | 0.00021018 | 0 | 0.0001821 | 0.00011416 | 0.0097956 | 0.31577 | 0 | 0.15008 | 0.30178 | 0 | 0
1807 | 1 | 0.00012856 | 0.00018848 | 0 | 0.0001586 | 0.00011416 | 0.094549 | 0.24635 | 0 | 0.26239 | 0.31801 | 0 | 0
1808 | 1 | 0.00016005 | 0.00015739 | 0 | 0.00014685 | 0.00011416 | 0.23339 | 0.18128 | 0 | 0.20278 | 0.31905 | 0 | 0.031623
1809 | 1 | 0.00016867 | 0.00012216 | 0 | 0.00016448 | 0.00011416 | 0.39182 | 0.1636 | 0 | 0.16577 | 0.31774 | 0 | 0
1810 | 1 | 0.00017283 | 9.3475e-05 | 0 | 0.00018797 | 0.00011416 | 0.53109 | 0.16879 | 0 | 0.17639 | 0.31373 | 0 | 0.0018163
1811 | 1 | 0.00017486 | 7.5492e-05 | 0 | 0.00020677 | 0.00011416 | 0.62479 | 0.18953 | 0 | 0.16644 | 0.31152 | 0 | 0
1812 | 1 | 0.00016981 | 6.4874e-05 | 0 | 0.00018797 | 0.00011416 | 0.65928 | 0.19437 | 0 | 0.15126 | 0.30299 | 0 | 0.032548
1813 | 1 | 0.00015664 | 6.0965e-05 | 0 | 0.00019032 | 0.00011416 | 0.62905 | 0.16596 | 0 | 0.15337 | 0.30308 | 0 | 0.067916
1814 | 1 | 0.00015494 | 6.3517e-05 | 0 | 0.00021382 | 0.00011416 | 0.53918 | 0.11445 | 0 | 0.14604 | 0.30913 | 0 | 0.11603
1815 | 1 | 0.00015781 | 7.2823e-05 | 0 | 0.00022322 | 0.00011416 | 0.40119 | 0.086634 | 0 | 0.14975 | 0.30926 | 0 | 0.12344
1816 | 1 | 0.00015687 | 9.1214e-05 | 0 | 0.00022322 | 0.00011416 | 0.2402 | 0.080269 | 0 | 0.13642 | 0.31075 | 0 | 0
1817 | 1 | 0.00014926 | 0.00013304 | 0 | 0.00016448 | 0.00011416 | 0.099233 | 0.08298 | 0 | 0.18491 | 0.32464 | 0 | 0
1818 | 1 | 0.00015465 | 0.0001623 | 0 | 0.00011748 | 0.00011416 | 0.027683 | 0.06141 | 0 | 0.23997 | 0.34792 | 0 | 0
1819 | 1 | 0.00016691 | 0.00017264 | 0 | 8.8113e-05 | 0.00011416 | 0 | 0.051509 | 0 | 0.2274 | 0.35297 | 0 | 0
1820 | 1 | 0.0001622 | 0.00018171 | 0 | 5.8742e-05 | 0.00011416 | 0 | 0.044437 | 0 | 0.21636 | 0.35391 | 0 | 0
1821 | 1 | 0.00013892 | 0.0001889 | 0 | 3.7595e-05 | 0.00011416 | 0 | 0.04149 | 0 | 0.10624 | 0.33678 | 0 | 0
1822 | 1 | 0.00011142 | 0.00019286 | 0 | 2.3497e-05 | 0.00011416 | 0 | 0.032178 | 0 | 0.10835 | 0.32613 | 0 | 0
1823 | 1 | 0.00010349 | 0.0001936 | 0 | 9.3987e-06 | 0.00011416 | 0 | 0.029703 | 0 | 0.092327 | 0.30994 | 0 | 0
1824 | 1 | 8.9454e-05 | 0.00019836 | 0 | 5.8742e-06 | 0.00011416 | 0 | 0.028524 | 0 | 0.093255 | 0.30507 | 0 | 0
1825 | 1 | 8.4321e-05 | 0.00020754 | 0 | 2.3497e-06 | 0.00011416 | 0 | 0.16195 | 0 | 0.076981 | 0.30142 | 0 | 0
1826 | 1 | 8.0128e-05 | 0.00021628 | 0 | 1.1748e-06 | 0.00011416 | 0 | 0.47218 | 0 | 0.070152 | 0.29961 | 0 | 0
1827 | 1 | 6.8982e-05 | 0.00022303 | 0 | 1.4098e-05 | 0.00011416 | 0 | 0.38791 | 0 | 0.083558 | 0.29894 | 0 | 0
1828 | 1 | 6.8415e-05 | 0.00023033 | 0 | 3.7595e-05 | 0.00011416 | 0 | 0.39015 | 0 | 0.087099 | 0.29673 | 0 | 0
1829 | 1 | 6.756e-05 | 0.00023781 | 0 | 9.3987e-05 | 0.00011416 | 0 | 0.35396 | 0 | 0.06484 | 0.29506 | 0 | 0
1830 | 1 | 9.0887e-05 | 0.00023162 | 0 | 0.0001821 | 0.00011416 | 0.010647 | 0.29255 | 0 | 0.1258 | 0.31616 | 0 | 0
1831 | 1 | 0.00012707 | 0.00019475 | 0 | 0.0001586 | 0.00011416 | 0.10009 | 0.20427 | 0 | 0.25 | 0.33772 | 0 | 0
1832 | 1 | 0.00015469 | 0.00015693 | 0 | 0.00014685 | 0.00011416 | 0.24659 | 0.13543 | 0 | 0.16771 | 0.33854 | 0 | 0.4805
1833 | 1 | 0.00017044 | 0.00012133 | 0 | 0.00016448 | 0.00011416 | 0.41184 | 0.11587 | 0 | 0.072175 | 0.33957 | 0 | 0.72663
1834 | 1 | 0.00017769 | 9.5648e-05 | 0 | 0.00018797 | 0.00011416 | 0.55537 | 0.097831 | 0 | 0.065177 | 0.33633 | 0 | 0.31966
1835 | 1 | 0.00018376 | 7.9284e-05 | 0 | 0.00020677 | 0.00011416 | 0.64566 | 0.087341 | 0 | 0.064334 | 0.33227 | 0 | 0.44269
1836 | 1 | 0.00019063 | 6.9264e-05 | 0 | 0.00018797 | 0.00011416 | 0.67504 | 0.072843 | 0 | 0.061214 | 0.32149 | 0 | 0.67569
1837 | 1 | 0.00017717 | 6.5793e-05 | 0 | 0.00019032 | 0.00011416 | 0.64055 | 0.045497 | 0 | 0.060034 | 0.32158 | 0 | 1
1838 | 1 | 0.0001752 | 6.8491e-05 | 0 | 0.00021382 | 0.00011416 | 0.54685 | 0.028171 | 0 | 0.058179 | 0.31675 | 0 | 0.74717
1839 | 1 | 0.0001775 | 7.7577e-05 | 0 | 0.00022322 | 0.00011416 | 0.4063 | 0.027346 | 0 | 0.059106 | 0.31914 | 0 | 0.44588
1840 | 1 | 0.0001732 | 9.5065e-05 | 0 | 0.00022322 | 0.00011416 | 0.24361 | 0.029114 | 0 | 0.053457 | 0.32031 | 0 | 0
1841 | 1 | 0.00016288 | 0.00014047 | 0 | 0.00016448 | 0.00011416 | 0.10221 | 0.027817 | 0 | 0.084233 | 0.33511 | 0 | 0
1842 | 1 | 0.00015821 | 0.0001701 | 0 | 0.00011748 | 0.00011416 | 0.028961 | 0.02546 | 0 | 0.17664 | 0.35829 | 0 | 0
1843 | 1 | 0.0001731 | 0.00017592 | 0 | 8.8113e-05 | 0.00011416 | 0 | 0.014616 | 0 | 0.22825 | 0.3596 | 0 | 0
1844 | 1 | 0.00016694 | 0.00017967 | 0 | 5.8742e-05 | 0.00011416 | 0 | 0.025224 | 0 | 0.12589 | 0.36136 | 0 | 0
1845 | 1 | 0.00015231 | 0.00018351 | 0 | 3.7595e-05 | 0.00011416 | 0 | 0.028053 | 0 | 0.038364 | 0.35089 | 0 | 0
1846 | 1 | 0.00012561 | 0.00019009 | 0 | 2.3497e-05 | 0.00011416 | 0 | 0.040193 | 0 | 0.048061 | 0.32099 | 0 | 0
1847 | 1 | 0.00011909 | 0.00019655 | 0 | 9.3987e-06 | 0.00011416 | 0 | 0.057992 | 0 | 0.042074 | 0.31021 | 0 | 0
1848 | 1 | 9.9731e-05 | 0.0002049 | 0 | 5.8742e-06 | 0.00011416 | 0 | 0.054809 | 0 | 0.061298 | 0.30827 | 0 | 0
1849 | 1 | 9.3734e-05 | 0.00021341 | 0 | 2.3497e-06 | 0.00011416 | 0 | 0.062471 | 0 | 0.066526 | 0.30439 | 0 | 0
1850 | 1 | 8.3541e-05 | 0.00022254 | 0 | 1.1748e-06 | 0.00011416 | 0 | 0.072725 | 0 | 0.063912 | 0.30196 | 0 | 0
1851 | 1 | 8.0393e-05 | 0.00023087 | 0 | 1.4098e-05 | 0.00011416 | 0 | 0.074257 | 0 | 0.067369 | 0.30056 | 0 | 0
1852 | 1 | 7.4991e-05 | 0.00023613 | 0 | 3.7595e-05 | 0.00011416 | 0 | 0.086752 | 0 | 0.07226 | 0.30223 | 0 | 0
1853 | 1 | 8.133e-05 | 0.00023973 | 0 | 9.3987e-05 | 0.00011416 | 0.0038331 | 0.067657 | 0 | 0.055312 | 0.30548 | 0 | 0
1854 | 1 | 0.00010437 | 0.00023397 | 0 | 0.0001821 | 0.00011416 | 0.042164 | 0.05363 | 0 | 0.090978 | 0.3292 | 0 | 0
1855 | 1 | 0.00013308 | 0.00019984 | 0 | 0.0001586 | 0.00011416 | 0.18356 | 0.04314 | 0 | 0.12943 | 0.34972 | 0 | 0
1856 | 1 | 0.00016868 | 0.00016437 | 0 | 0.00014685 | 0.00011416 | 0.36244 | 0.019566 | 0 | 0.1339 | 0.35094 | 0 | 0.17093
1857 | 1 | 0.00017321 | 0.00013039 | 0 | 0.00016448 | 0.00011416 | 0.52896 | 0.021688 | 0 | 0.088617 | 0.35031 | 0 | 0.21273
1858 | 1 | 0.00017415 | 0.0001085 | 0 | 0.00018797 | 0.00011416 | 0.65204 | 0.014498 | 0 | 0.057757 | 0.3435 | 0 | 0.23471
1859 | 1 | 0.00017244 | 9.4087e-05 | 0 | 0.00020677 | 0.00011416 | 0.71635 | 0.0066007 | 0 | 0.053794 | 0.34498 | 0 | 0.42273
1860 | 1 | 0.00017098 | 8.4622e-05 | 0 | 0.00018797 | 0.00011416 | 0.7155 | 0.0043612 | 0 | 0.054384 | 0.34124 | 0 | 0.96834
1861 | 1 | 0.00017177 | 8.0232e-05 | 0 | 0.00019032 | 0.00011416 | 0.6529 | 0.005422 | 0 | 0.056239 | 0.32974 | 0 | 0.91521
1862 | 1 | 0.00017083 | 8.1267e-05 | 0 | 0.00021382 | 0.00011416 | 0.53492 | 0.0084866 | 0 | 0.056661 | 0.33028 | 0 | 0.30151
1863 | 1 | 0.000172 | 8.8735e-05 | 0 | 0.00022322 | 0.00011416 | 0.37266 | 0.0083687 | 0 | 0.057673 | 0.33042 | 0 | 0.30633
1864 | 1 | 0.00015899 | 0.00010481 | 0 | 0.00022322 | 0.00011416 | 0.19804 | 0.011669 | 0 | 0.082715 | 0.33407 | 0 | 0
1865 | 1 | 0.00014702 | 0.00014839 | 0 | 0.00016448 | 0.00011416 | 0.066014 | 0.016384 | 0 | 0.13153 | 0.34544 | 0 | 0
1866 | 1 | 0.00015165 | 0.00017601 | 0 | 0.00011748 | 0.00011416 | 0.01661 | 0.031589 | 0 | 0.2274 | 0.36257 | 0 | 0
1867 | 1 | 0.00016407 | 0.00018319 | 0 | 8.8113e-05 | 0.00011416 | 0 | 0.04149 | 0 | 0.24132 | 0.36519 | 0 | 0
1868 | 1 | 0.00016268 | 0.00018914 | 0 | 5.8742e-05 | 0.00011416 | 0 | 0.069425 | 0 | 0.23963 | 0.36262 | 0 | 0
1869 | 1 | 0.00013639 | 0.00019726 | 0 | 3.7595e-05 | 0.00011416 | 0 | 0.096653 | 0 | 0.17403 | 0.34544 | 0 | 0
1870 | 1 | 0.0001104 | 0.00020651 | 0 | 2.3497e-05 | 0.00011416 | 0 | 0.082273 | 0 | 0.12968 | 0.32293 | 0 | 0
1871 | 1 | 0.00010675 | 0.00021411 | 0 | 9.3987e-06 | 0.00011416 | 0 | 0.067892 | 0 | 0.048482 | 0.31743 | 0 | 0
1872 | 1 | 8.7833e-05 | 0.00022007 | 0 | 5.8742e-06 | 0.00011416 | 0 | 0.067421 | 0 | 0.040641 | 0.31558 | 0 | 0
1873 | 1 | 8.8042e-05 | 0.00022446 | 0 | 2.3497e-06 | 0.00011416 | 0 | 0.05752 | 0 | 0.063069 | 0.31323 | 0 | 0
1874 | 1 | 7.9594e-05 | 0.0002286 | 0 | 1.1748e-06 | 0.00011416 | 0 | 0.051509 | 0 | 0.062816 | 0.31242 | 0 | 0
1875 | 1 | 7.5258e-05 | 0.00023311 | 0 | 1.4098e-05 | 0.00011416 | 0 | 0.031 | 0 | 0.06425 | 0.31233 | 0 | 0
1876 | 1 | 6.6364e-05 | 0.00023727 | 0 | 3.7595e-05 | 0.00011416 | 0 | 0.024399 | 0 | 0.06973 | 0.31179 | 0 | 0
1877 | 1 | 7.1001e-05 | 0.00024024 | 0 | 9.3987e-05 | 0.00011416 | 0.0042589 | 0.020273 | 0 | 0.044098 | 0.31224 | 0 | 0
1878 | 1 | 8.7577e-05 | 0.00023437 | 0 | 0.0001821 | 0.00011416 | 0.045145 | 0.019331 | 0 | 0.076391 | 0.33502 | 0 | 0
1879 | 1 | 0.00013217 | 0.0002028 | 0 | 0.0001586 | 0.00011416 | 0.18867 | 0.0066007 | 0 | 0.084654 | 0.35748 | 0 | 0
1880 | 1 | 0.00016009 | 0.0001638 | 0 | 0.00014685 | 0.00011416 | 0.36712 | 0.0025931 | 0 | 0.095447 | 0.36149 | 0 | 0.34337
1881 | 1 | 0.00016943 | 0.00012747 | 0 | 0.00016448 | 0.00011416 | 0.49233 | 0.0043612 | 0 | 0.094688 | 0.36 | 0 | 0.62617
1882 | 1 | 0.00017436 | 0.00010113 | 0 | 0.00018797 | 0.00011416 | 0.46593 | 0.002711 | 0 | 0.10708 | 0.3485 | 0 | 0.86399
1883 | 1 | 0.00018312 | 8.4155e-05 | 0 | 0.00020677 | 0.00011416 | 0.60988 | 0.0018859 | 0 | 0.080017 | 0.34183 | 0 | 0.95218
1884 | 1 | 0.00016424 | 7.3566e-05 | 0 | 0.00018797 | 0.00011416 | 0.71806 | 0.0028288 | 0 | 0.052782 | 0.3375 | 0 | 0.56158
1885 | 1 | 0.0001586 | 6.906e-05 | 0 | 0.00019032 | 0.00011416 | 0.66099 | 0.0025931 | 0 | 0.053035 | 0.33759 | 0 | 1
1886 | 1 | 0.0001583 | 7.0168e-05 | 0 | 0.00021382 | 0.00011416 | 0.54302 | 0.0029467 | 0 | 0.049831 | 0.33037 | 0 | 0.83549
1887 | 1 | 0.00016063 | 7.8015e-05 | 0 | 0.00022322 | 0.00011416 | 0.38075 | 0.0028288 | 0 | 0.050506 | 0.32875 | 0 | 0.55295
1888 | 1 | 0.00015494 | 9.5969e-05 | 0 | 0.00022322 | 0.00011416 | 0.204 | 0.0042433 | 0 | 0.07285 | 0.33303 | 0 | 0
1889 | 1 | 0.00014313 | 0.00014497 | 0 | 0.00016448 | 0.00011416 | 0.067291 | 0.0094295 | 0 | 0.12858 | 0.33493 | 0 | 0
1890 | 1 | 0.00015408 | 0.00018043 | 0 | 0.00011748 | 0.00011416 | 0.01661 | 0.021334 | 0 | 0.22344 | 0.36059 | 0 | 0
1891 | 1 | 0.00015922 | 0.00019242 | 0 | 8.8113e-05 | 0.00011416 | 0 | 0.035832 | 0 | 0.30961 | 0.36339 | 0 | 0
1892 | 1 | 0.00015918 | 0.00020199 | 0 | 5.8742e-05 | 0.00011416 | 0 | 0.061999 | 0 | 0.22462 | 0.36456 | 0 | 0
1893 | 1 | 0.00013639 | 0.00020994 | 0 | 3.7595e-05 | 0.00011416 | 0 | 0.14639 | 0 | 0.096037 | 0.34598 | 0 | 0
1894 | 1 | 0.00011072 | 0.00021469 | 0 | 2.3497e-05 | 0.00011416 | 0 | 0.22666 | 0 | 0.067032 | 0.32361 | 0 | 0
1895 | 1 | 0.00010688 | 0.00021942 | 0 | 9.3987e-06 | 0.00011416 | 0 | 0.26992 | 0 | 0.039207 | 0.3172 | 0 | 0
1896 | 1 | 8.1895e-05 | 0.00022392 | 0 | 5.8742e-06 | 0.00011416 | 0 | 0.22124 | 0 | 0.0457 | 0.3103 | 0 | 0
1897 | 1 | 8.7168e-05 | 0.00022773 | 0 | 2.3497e-06 | 0.00011416 | 0 | 0.2381 | 0 | 0.025211 | 0.30782 | 0 | 0
1898 | 1 | 7.7842e-05 | 0.00023031 | 0 | 1.1748e-06 | 0.00011416 | 0 | 0.22089 | 0 | 0.023356 | 0.3048 | 0 | 0
1899 | 1 | 7.428e-05 | 0.0002325 | 0 | 1.4098e-05 | 0.00011416 | 0 | 0.16183 | 0 | 0.049831 | 0.30417 | 0 | 0
1900 | 1 | 7.1838e-05 | 0.00023569 | 0 | 3.7595e-05 | 0.00011416 | 0 | 0.089345 | 0 | 0.053541 | 0.30399 | 0 | 0
1901 | 1 | 7.4076e-05 | 0.00024116 | 0 | 9.3987e-05 | 0.00011416 | 0 | 0.064239 | 0 | 0.066695 | 0.30376 | 0 | 0
1902 | 1 | 8.3411e-05 | 0.00023197 | 0 | 0.0001821 | 0.00011416 | 0.01448 | 0.057638 | 0 | 0.062395 | 0.31089 | 0 | 0
1903 | 1 | 0.0001004 | 0.00019074 | 0 | 0.0001586 | 0.00011416 | 0.10818 | 0.039486 | 0 | 0.03887 | 0.31107 | 0 | 0
1904 | 1 | 0.00012035 | 0.00015122 | 0 | 0.00014685 | 0.00011416 | 0.25511 | 0.018505 | 0 | 0.043592 | 0.3232 | 0 | 0.47898
1905 | 1 | 0.00013054 | 0.00011265 | 0 | 0.00016448 | 0.00011416 | 0.41652 | 0.0093116 | 0 | 0.049747 | 0.33105 | 0 | 0.82493
1906 | 1 | 0.00014183 | 8.487e-05 | 0 | 0.00018797 | 0.00011416 | 0.54514 | 0.0097831 | 0 | 0.051602 | 0.32965 | 0 | 0.41632
1907 | 1 | 0.00014706 | 6.607e-05 | 0 | 0.00020677 | 0.00011416 | 0.62095 | 0.008958 | 0 | 0.052024 | 0.3264 | 0 | 0.37529
1908 | 1 | 0.00015856 | 5.4271e-05 | 0 | 0.00018797 | 0.00011416 | 0.62819 | 0.015323 | 0 | 0.053373 | 0.32221 | 0 | 0.12522
1909 | 1 | 0.00014723 | 5.1295e-05 | 0 | 0.00019032 | 0.00011416 | 0.57198 | 0.023927 | 0 | 0.052108 | 0.32162 | 0 | 0.31707
1910 | 1 | 0.00014703 | 5.5044e-05 | 0 | 0.00021382 | 0.00011416 | 0.45954 | 0.029114 | 0 | 0.04688 | 0.32334 | 0 | 0.56187
1911 | 1 | 0.00012853 | 6.5428e-05 | 0 | 0.00022322 | 0.00011416 | 0.32538 | 0.029939 | 0 | 0.047808 | 0.32406 | 0 | 0.012803
1912 | 1 | 0.00012579 | 8.3791e-05 | 0 | 0.00022322 | 0.00011416 | 0.19761 | 0.020745 | 0 | 0.045363 | 0.33015 | 0 | 0
1913 | 1 | 0.00012363 | 0.00011335 | 0 | 0.00016448 | 0.00011416 | 0.089012 | 0.014851 | 0 | 0.088954 | 0.33547 | 0 | 0
1914 | 1 | 0.00013286 | 0.00013185 | 0 | 0.00011748 | 0.00011416 | 0.027683 | 0.022631 | 0 | 0.067538 | 0.3485 | 0 | 0
1915 | 1 | 0.00014247 | 0.00014149 | 0 | 8.8113e-05 | 0.00011416 | 0 | 0.026285 | 0 | 0.056998 | 0.35288 | 0 | 0
1916 | 1 | 0.00013645 | 0.00015276 | 0 | 5.8742e-05 | 0.00011416 | 0 | 0.027935 | 0 | 0.041231 | 0.33709 | 0 | 0
1917 | 1 | 0.00012436 | 0.00016296 | 0 | 3.7595e-05 | 0.00011416 | 0 | 0.035714 | 0 | 0.025379 | 0.31874 | 0 | 0
1918 | 1 | 0.0001038 | 0.00017133 | 0 | 2.3497e-05 | 0.00011416 | 0 | 0.032885 | 0 | 0.034317 | 0.31355 | 0 | 0
1919 | 1 | 0.00010512 | 0.00018357 | 0 | 9.3987e-06 | 0.00011416 | 0 | 0.026521 | 0 | 0.029511 | 0.30999 | 0 | 0
1920 | 1 | 9.6145e-05 | 0.00019115 | 0 | 5.8742e-06 | 0.00011416 | 0 | 0.033711 | 0 | 0.023777 | 0.30994 | 0 | 0
1921 | 1 | 7.9928e-05 | 0.00019455 | 0 | 2.3497e-06 | 0.00011416 | 0 | 0.053866 | 0 | 0.022091 | 0.30462 | 0 | 0
1922 | 1 | 6.536e-05 | 0.0001972 | 0 | 1.1748e-06 | 0.00011416 | 0 | 0.11928 | 0 | 0.020489 | 0.30439 | 0 | 0
1923 | 1 | 5.745e-05 | 0.00019999 | 0 | 1.4098e-05 | 0.00011416 | 0 | 0.22737 | 0 | 0.020826 | 0.30327 | 0 | 0
1924 | 1 | 4.7975e-05 | 0.00020391 | 0 | 3.7595e-05 | 0.00011416 | 0 | 0.30835 | 0 | 0.023862 | 0.30308 | 0 | 0
1925 | 1 | 4.6327e-05 | 0.00020725 | 0 | 9.3987e-05 | 0.00011416 | 0 | 0.30693 | 0 | 0.038196 | 0.30299 | 0 | 0
1926 | 1 | 5.4798e-05 | 0.00020679 | 0 | 0.0001821 | 0.00011416 | 0.012351 | 0.31777 | 0 | 0.060118 | 0.31039 | 0 | 0
1927 | 1 | 6.0718e-05 | 0.00019462 | 0 | 0.0001586 | 0.00011416 | 0.086031 | 0.32402 | 0 | 0.067538 | 0.31274 | 0 | 0
1928 | 1 | 7.7767e-05 | 0.00017484 | 0 | 0.00014685 | 0.00011416 | 0.18782 | 0.3364 | 0 | 0.047386 | 0.32721 | 0 | 0
1929 | 1 | 9.8048e-05 | 0.00015103 | 0 | 0.00016448 | 0.00011416 | 0.29514 | 0.35408 | 0 | 0.05489 | 0.33583 | 0 | 0.073253
1930 | 1 | 0.00010344 | 0.00013202 | 0 | 0.00018797 | 0.00011416 | 0.39097 | 0.34147 | 0 | 0.067201 | 0.33475 | 0 | 0.031512
1931 | 1 | 0.00011128 | 0.00011891 | 0 | 0.00020677 | 0.00011416 | 0.46167 | 0.37235 | 0 | 0.052445 | 0.33849 | 0 | 0.021539
1932 | 1 | 0.0001159 | 0.00011032 | 0 | 0.00018797 | 0.00011416 | 0.49532 | 0.43022 | 0 | 0.044941 | 0.33975 | 0 | 0.075593
1933 | 1 | 0.00010069 | 0.00010783 | 0 | 0.00019032 | 0.00011416 | 0.48765 | 0.51367 | 0 | 0.079174 | 0.33854 | 0 | 0.091059
1934 | 1 | 9.0291e-05 | 0.00011063 | 0 | 0.00021382 | 0.00011416 | 0.43569 | 0.49752 | 0 | 0.081535 | 0.32676 | 0 | 0.096464
1935 | 1 | 8.5277e-05 | 0.00011945 | 0 | 0.00022322 | 0.00011416 | 0.34497 | 0.57909 | 0 | 0.080523 | 0.33082 | 0 | 0
1936 | 1 | 8.905e-05 | 0.00013519 | 0 | 0.00022322 | 0.00011416 | 0.21976 | 0.58157 | 0 | 0.061467 | 0.33885 | 0 | 0
1937 | 1 | 7.8247e-05 | 0.00016274 | 0 | 0.00016448 | 0.00011416 | 0.10051 | 0.55882 | 0 | 0.048145 | 0.34503 | 0 | 0
1938 | 1 | 8.2967e-05 | 0.0001949 | 0 | 0.00011748 | 0.00011416 | 0.030239 | 0.57968 | 0 | 0.032462 | 0.35761 | 0 | 0
1939 | 1 | 0.00010237 | 0.00021036 | 0 | 8.8113e-05 | 0.00011416 | 0 | 0.56447 | 0 | 0.063828 | 0.36515 | 0 | 0
1940 | 1 | 9.6592e-05 | 0.00022252 | 0 | 5.8742e-05 | 0.00011416 | 0 | 0.48043 | 0 | 0.019899 | 0.36533 | 0 | 0
1941 | 1 | 9.2364e-05 | 0.00023304 | 0 | 3.7595e-05 | 0.00011416 | 0 | 0.41431 | 0 | 0.022766 | 0.35004 | 0 | 0
1942 | 1 | 8.1267e-05 | 0.0002417 | 0 | 2.3497e-05 | 0.00011416 | 0 | 0.33463 | 0 | 0.036003 | 0.33082 | 0 | 0
1943 | 1 | 8.3604e-05 | 0.00024869 | 0 | 9.3987e-06 | 0.00011416 | 0 | 0.27605 | 0 | 0.032715 | 0.3296 | 0 | 0
1944 | 1 | 7.0084e-05 | 0.00025511 | 0 | 5.8742e-06 | 0.00011416 | 0 | 0.22595 | 0 | 0.040051 | 0.33254 | 0 | 0
1945 | 1 | 6.7375e-05 | 0.00025948 | 0 | 2.3497e-06 | 0.00011416 | 0 | 0.20097 | 0 | 0.044941 | 0.32762 | 0 | 0
1946 | 1 | 6.0241e-05 | 0.00026361 | 0 | 1.1748e-06 | 0.00011416 | 0 | 0.19472 | 0 | 0.059528 | 0.32712 | 0 | 0
1947 | 1 | 5.6145e-05 | 0.00026569 | 0 | 1.4098e-05 | 0.00011416 | 0 | 0.18034 | 0 | 0.061636 | 0.32712 | 0 | 0
1948 | 1 | 5.5594e-05 | 0.00026689 | 0 | 3.7595e-05 | 0.00011416 | 0 | 0.14321 | 0 | 0.034233 | 0.32577 | 0 | 0
1949 | 1 | 6.3036e-05 | 0.00026779 | 0 | 9.3987e-05 | 0.00011416 | 0 | 0.093234 | 0 | 0.048651 | 0.32866 | 0 | 0
1950 | 1 | 8.9149e-05 | 0.00025747 | 0 | 0.0001821 | 0.00011416 | 0.017462 | 0.071664 | 0 | 0.14949 | 0.34435 | 0 | 0
1951 | 1 | 0.00011859 | 0.00022678 | 0 | 0.0001586 | 0.00011416 | 0.11925 | 0.04868 | 0 | 0.28331 | 0.36817 | 0 | 0
1952 | 1 | 0.00013226 | 0.00019103 | 0 | 0.00014685 | 0.00011416 | 0.27598 | 0.022631 | 0 | 0.30354 | 0.36713 | 0 | 0.48861
1953 | 1 | 0.00014385 | 0.00015889 | 0 | 0.00016448 | 0.00011416 | 0.4391 | 0.010844 | 0 | 0.21863 | 0.35644 | 0 | 0.69962
1954 | 1 | 0.0001559 | 0.00013307 | 0 | 0.00018797 | 0.00011416 | 0.57155 | 0.0012966 | 0 | 0.19764 | 0.349 | 0 | 0.39963
1955 | 1 | 0.00015708 | 0.00011085 | 0 | 0.00020677 | 0.00011416 | 0.6529 | 0.0018859 | 0 | 0.32496 | 0.3425 | 0 | 0.45093
1956 | 1 | 0.00015513 | 9.3767e-05 | 0 | 0.00018797 | 0.00011416 | 0.67206 | 0.0048326 | 0 | 0.27985 | 0.32951 | 0 | 0.61816
1957 | 1 | 0.00015912 | 8.3995e-05 | 0 | 0.00019032 | 0.00011416 | 0.62692 | 0.0096653 | 0 | 0.28761 | 0.32712 | 0 | 1
1958 | 1 | 0.00015666 | 8.1224e-05 | 0 | 0.00021382 | 0.00011416 | 0.53024 | 0.018505 | 0 | 0.29705 | 0.32924 | 0 | 0.84113
1959 | 1 | 0.00015139 | 8.6868e-05 | 0 | 0.00022322 | 0.00011416 | 0.39523 | 0.037247 | 0 | 0.27951 | 0.32951 | 0 | 0.55875
1960 | 1 | 0.00014817 | 0.0001011 | 0 | 0.00022322 | 0.00011416 | 0.24276 | 0.072843 | 0 | 0.26863 | 0.32983 | 0 | 0
1961 | 1 | 0.00014845 | 0.00014088 | 0 | 0.00016448 | 0.00011416 | 0.1086 | 0.12011 | 0 | 0.30169 | 0.33236 | 0 | 0
1962 | 1 | 0.0001586 | 0.00017904 | 0 | 0.00011748 | 0.00011416 | 0.031942 | 0.18541 | 0 | 0.26695 | 0.36212 | 0 | 0
1963 | 1 | 0.00016709 | 0.00018955 | 0 | 8.8113e-05 | 0.00011416 | 0 | 0.30104 | 0 | 0.25843 | 0.36966 | 0 | 0
1964 | 1 | 0.00015945 | 0.00019771 | 0 | 5.8742e-05 | 0.00011416 | 0 | 0.38166 | 0 | 0.24292 | 0.36893 | 0 | 0
1965 | 1 | 0.00013614 | 0.00020483 | 0 | 3.7595e-05 | 0.00011416 | 0 | 0.47666 | 0 | 0.22285 | 0.35676 | 0 | 0
1966 | 1 | 0.00010906 | 0.00020972 | 0 | 2.3497e-05 | 0.00011416 | 0 | 0.54031 | 0 | 0.10548 | 0.3315 | 0 | 0
1967 | 1 | 0.0001069 | 0.00021386 | 0 | 9.3987e-06 | 0.00011416 | 0 | 0.58204 | 0 | 0.0543 | 0.31833 | 0 | 0
1968 | 1 | 9.5111e-05 | 0.00021802 | 0 | 5.8742e-06 | 0.00011416 | 0 | 0.57603 | 0 | 0.056155 | 0.32415 | 0 | 0
1969 | 1 | 8.5008e-05 | 0.00022162 | 0 | 2.3497e-06 | 0.00011416 | 0 | 0.59241 | 0 | 0.060708 | 0.3218 | 0 | 0
1970 | 1 | 7.58e-05 | 0.00022487 | 0 | 1.1748e-06 | 0.00011416 | 0 | 0.57402 | 0 | 0.058516 | 0.31865 | 0 | 0
1971 | 1 | 7.1762e-05 | 0.00022712 | 0 | 1.4098e-05 | 0.00011416 | 0 | 0.48043 | 0 | 0.060624 | 0.31693 | 0 | 0
1972 | 1 | 7.1899e-05 | 0.0002299 | 0 | 3.7595e-05 | 0.00011416 | 0 | 0.42763 | 0 | 0.064165 | 0.31738 | 0 | 0
1973 | 1 | 7.9621e-05 | 0.00023225 | 0 | 9.3987e-05 | 0.00011416 | 0 | 0.40158 | 0 | 0.066779 | 0.32027 | 0 | 0
1974 | 1 | 0.00010224 | 0.00022038 | 0 | 0.0001821 | 0.00011416 | 0.019591 | 0.40783 | 0 | 0.1957 | 0.33556 | 0 | 0
1975 | 1 | 0.00012567 | 0.00018249 | 0 | 0.0001586 | 0.00011416 | 0.12436 | 0.37588 | 0 | 0.28954 | 0.36285 | 0 | 0
1976 | 1 | 0.00015372 | 0.00014042 | 0 | 0.00014685 | 0.00011416 | 0.2845 | 0.32438 | 0 | 0.30582 | 0.36077 | 0 | 0.093968
1977 | 1 | 0.00016368 | 9.8726e-05 | 0 | 0.00016448 | 0.00011416 | 0.45315 | 0.30151 | 0 | 0.29637 | 0.35924 | 0 | 0.61941
1978 | 1 | 0.00017121 | 7.081e-05 | 0 | 0.00018797 | 0.00011416 | 0.59157 | 0.34041 | 0 | 0.28702 | 0.35184 | 0 | 0.51737
1979 | 1 | 0.00016827 | 5.3658e-05 | 0 | 0.00020677 | 0.00011416 | 0.67504 | 0.40618 | 0 | 0.22496 | 0.34913 | 0 | 0.497
1980 | 1 | 0.00016926 | 4.3244e-05 | 0 | 0.00018797 | 0.00011416 | 0.68739 | 0.42386 | 0 | 0.090894 | 0.34458 | 0 | 0.94706
1981 | 1 | 0.00017694 | 3.9015e-05 | 0 | 0.00019032 | 0.00011416 | 0.64055 | 0.41643 | 0 | 0.11265 | 0.33998 | 0 | 0.81932
1982 | 1 | 0.00017235 | 4.0386e-05 | 0 | 0.00021382 | 0.00011416 | 0.54259 | 0.40075 | 0 | 0.11273 | 0.33822 | 0 | 0.5995
1983 | 1 | 0.0001748 | 4.743e-05 | 0 | 0.00022322 | 0.00011416 | 0.40417 | 0.4103 | 0 | 0.12487 | 0.33844 | 0 | 0.18341
1984 | 1 | 0.00016568 | 6.1607e-05 | 0 | 0.00022322 | 0.00011416 | 0.25298 | 0.42504 | 0 | 0.27555 | 0.34868 | 0 | 0
1985 | 1 | 0.00014194 | 9.8069e-05 | 0 | 0.00016448 | 0.00011416 | 0.11414 | 0.43458 | 0 | 0.27951 | 0.35599 | 0 | 0
1986 | 1 | 0.00014358 | 0.00013463 | 0 | 0.00011748 | 0.00011416 | 0.032794 | 0.52016 | 0 | 0.25245 | 0.37421 | 0 | 0
1987 | 1 | 0.00015662 | 0.00015062 | 0 | 8.8113e-05 | 0.00011416 | 0 | 0.59076 | 0 | 0.30658 | 0.37741 | 0 | 0
1988 | 1 | 0.00014875 | 0.00016443 | 0 | 5.8742e-05 | 0.00011416 | 0 | 0.54974 | 0 | 0.25472 | 0.37917 | 0 | 0
1989 | 1 | 0.00013233 | 0.00017623 | 0 | 3.7595e-05 | 0.00011416 | 0 | 0.5508 | 0 | 0.15843 | 0.36397 | 0 | 0
1990 | 1 | 0.00012091 | 0.00018521 | 0 | 2.3497e-05 | 0.00011416 | 0 | 0.52817 | 0 | 0.077487 | 0.3421 | 0 | 0
1991 | 1 | 0.00011138 | 0.00019246 | 0 | 9.3987e-06 | 0.00011416 | 0 | 0.36033 | 0 | 0.089798 | 0.33475 | 0 | 0
1992 | 1 | 0.00010795 | 0.00019741 | 0 | 5.8742e-06 | 0.00011416 | 0 | 0.31447 | 0 | 0.099157 | 0.32518 | 0 | 0
1993 | 1 | 9.4792e-05 | 0.00020263 | 0 | 2.3497e-06 | 0.00011416 | 0 | 0.33003 | 0 | 0.083558 | 0.31901 | 0 | 0
1994 | 1 | 8.1318e-05 | 0.00020715 | 0 | 1.1748e-06 | 0.00011416 | 0 | 0.32166 | 0 | 0.069983 | 0.32185 | 0 | 0
1995 | 1 | 7.8262e-05 | 0.0002108 | 0 | 1.4098e-05 | 0.00011416 | 0 | 0.28324 | 0 | 0.071079 | 0.32189 | 0 | 0
1996 | 1 | 7.4235e-05 | 0.0002146 | 0 | 3.7595e-05 | 0.00011416 | 0 | 0.29538 | 0 | 0.077319 | 0.32302 | 0 | 0
1997 | 1 | 7.6799e-05 | 0.00021895 | 0 | 9.3987e-05 | 0.00011416 | 0 | 0.28206 | 0 | 0.078331 | 0.32672 | 0 | 0
1998 | 1 | 0.00010189 | 0.00020307 | 0 | 0.0001821 | 0.00011416 | 0.021721 | 0.24953 | 0 | 0.11062 | 0.3499 | 0 | 0
1999 | 1 | 0.0001327 | 0.00016372 | 0 | 0.0001586 | 0.00011416 | 0.1201 | 0.25248 | 0 | 0.23339 | 0.37953 | 0 | 0
2000 | 1 | 0.00015843 | 0.00013087 | 0 | 0.00014685 | 0.00011416 | 0.25596 | 0.22442 | 0 | 0.32293 | 0.37687 | 0 | 0.26208
2001 | 1 | 0.00016947 | 9.7807e-05 | 0 | 0.00016448 | 0.00011416 | 0.3948 | 0.3008 | 0 | 0.1086 | 0.37146 | 0 | 0.68318
2002 | 1 | 0.00017391 | 7.8773e-05 | 0 | 0.00018797 | 0.00011416 | 0.49702 | 0.35502 | 0 | 0.1129 | 0.35996 | 0 | 0.070189
2003 | 1 | 0.0001725 | 7.1437e-05 | 0 | 0.00020677 | 0.00011416 | 0.54089 | 0.35266 | 0 | 0.12791 | 0.35491 | 0 | 0.0016269
2004 | 1 | 0.00017416 | 7.0752e-05 | 0 | 0.00018797 | 0.00011416 | 0.52896 | 0.35844 | 0 | 0.21231 | 0.3559 | 0 | 0.018542
2005 | 1 | 0.00016243 | 7.3858e-05 | 0 | 0.00019032 | 0.00011416 | 0.47445 | 0.36987 | 0 | 0.3199 | 0.35391 | 0 | 0.43193
2006 | 1 | 0.00015569 | 8.0101e-05 | 0 | 0.00021382 | 0.00011416 | 0.39523 | 0.39922 | 0 | 0.32639 | 0.34855 | 0 | 0.0013706
2007 | 1 | 0.00015079 | 8.9158e-05 | 0 | 0.00022322 | 0.00011416 | 0.29472 | 0.51202 | 0 | 0.34823 | 0.34214 | 0 | 0.008658
2008 | 1 | 0.00014454 | 0.00010103 | 0 | 0.00022322 | 0.00011416 | 0.18399 | 0.55163 | 0 | 0.38912 | 0.34981 | 0 | 0
2009 | 1 | 0.00013968 | 0.00011449 | 0 | 0.00016448 | 0.00011416 | 0.086457 | 0.49305 | 0 | 0.35447 | 0.36032 | 0 | 0
2010 | 1 | 0.00014273 | 0.00012383 | 0 | 0.00011748 | 0.00011416 | 0.028961 | 0.41289 | 0 | 0.32766 | 0.37638 | 0 | 0
2011 | 1 | 0.00016127 | 0.0001279 | 0 | 8.8113e-05 | 0.00011416 | 0 | 0.42197 | 0 | 0.35076 | 0.37836 | 0 | 0
2012 | 1 | 0.00015356 | 0.00013183 | 0 | 5.8742e-05 | 0.00011416 | 0 | 0.46983 | 0 | 0.31071 | 0.37904 | 0 | 0
2013 | 1 | 0.00012939 | 0.00013586 | 0 | 3.7595e-05 | 0.00011416 | 0 | 0.31165 | 0 | 0.23086 | 0.37083 | 0 | 0
2014 | 1 | 0.00011539 | 0.00013948 | 0 | 2.3497e-05 | 0.00011416 | 0 | 0.34983 | 0 | 0.069056 | 0.35189 | 0 | 0
2015 | 1 | 0.00011701 | 0.00014282 | 0 | 9.3987e-06 | 0.00011416 | 0 | 0.42586 | 0 | 0.047808 | 0.34151 | 0 | 0
2016 | 1 | 9.7395e-05 | 0.00014607 | 0 | 5.8742e-06 | 0.00011416 | 0 | 0.38979 | 0 | 0.079089 | 0.33872 | 0 | 0
2017 | 1 | 8.4023e-05 | 0.00014922 | 0 | 2.3497e-06 | 0.00011416 | 0 | 0.34948 | 0 | 0.077066 | 0.33402 | 0 | 0
2018 | 1 | 7.8568e-05 | 0.0001525 | 0 | 1.1748e-06 | 0.00011416 | 0 | 0.30787 | 0 | 0.080523 | 0.33339 | 0 | 0
2019 | 1 | 7.297e-05 | 0.00015723 | 0 | 1.4098e-05 | 0.00011416 | 0 | 0.31777 | 0 | 0.081197 | 0.332 | 0 | 0
2020 | 1 | 7.0676e-05 | 0.00016007 | 0 | 3.7595e-05 | 0.00011416 | 0 | 0.35219 | 0 | 0.10767 | 0.33172 | 0 | 0
2021 | 1 | 7.4153e-05 | 0.00016256 | 0 | 9.3987e-05 | 0.00011416 | 0 | 0.34901 | 0 | 0.084823 | 0.33542 | 0 | 0
2022 | 1 | 9.6305e-05 | 0.00015957 | 0 | 0.0001821 | 0.00011416 | 0.015758 | 0.30139 | 0 | 0.12428 | 0.34832 | 0 | 0
2023 | 1 | 0.00012306 | 0.00014671 | 0 | 0.0001586 | 0.00011416 | 0.091141 | 0.27416 | 0 | 0.3355 | 0.37841 | 0 | 0
2024 | 1 | 0.00014241 | 0.00013042 | 0 | 0.00014685 | 0.00011416 | 0.19293 | 0.24682 | 0 | 0.32437 | 0.38319 | 0 | 0.007956
2025 | 1 | 0.00016273 | 0.00010956 | 0 | 0.00016448 | 0.00011416 | 0.28748 | 0.23562 | 0 | 0.38954 | 0.37601 | 0 | 0.032582
2026 | 1 | 0.00016348 | 9.0893e-05 | 0 | 0.00018797 | 0.00011416 | 0.36542 | 0.1913 | 0 | 0.39334 | 0.37358 | 0 | 0.0051034
2027 | 1 | 0.00016949 | 7.6994e-05 | 0 | 0.00020677 | 0.00011416 | 0.4276 | 0.13744 | 0 | 0.30481 | 0.3646 | 0 | 0.037117
2028 | 1 | 0.0001734 | 6.7908e-05 | 0 | 0.00018797 | 0.00011416 | 0.46082 | 0.11304 | 0 | 0.31273 | 0.36068 | 0 | 0.0015377
2029 | 1 | 0.00017018 | 6.2482e-05 | 0 | 0.00019032 | 0.00011416 | 0.45017 | 0.10019 | 0 | 0.34629 | 0.3522 | 0 | 0.0014597
2030 | 1 | 0.00016827 | 6.2292e-05 | 0 | 0.00021382 | 0.00011416 | 0.37138 | 0.10255 | 0 | 0.32901 | 0.3541 | 0 | 0.02038
2031 | 1 | 0.00015842 | 6.817e-05 | 0 | 0.00022322 | 0.00011416 | 0.27726 | 0.10997 | 0 | 0.31223 | 0.35567 | 0 | 0.10673
2032 | 1 | 0.00015217 | 8.0407e-05 | 0 | 0.00022322 | 0.00011416 | 0.18569 | 0.095356 | 0 | 0.31678 | 0.35969 | 0 | 0
2033 | 1 | 0.00013223 | 0.00010459 | 0 | 0.00016448 | 0.00011416 | 0.092845 | 0.07744 | 0 | 0.30236 | 0.37642 | 0 | 0
2034 | 1 | 0.00013617 | 0.00012759 | 0 | 0.00011748 | 0.00011416 | 0.030664 | 0.077322 | 0 | 0.30245 | 0.38878 | 0 | 0
2035 | 1 | 0.00015407 | 0.00013637 | 0 | 8.8113e-05 | 0.00011416 | 0 | 0.077322 | 0 | 0.36248 | 0.40231 | 0 | 0
2036 | 1 | 0.00014987 | 0.00014365 | 0 | 5.8742e-05 | 0.00011416 | 0 | 0.21865 | 0 | 0.18482 | 0.38355 | 0 | 0
2037 | 1 | 0.00012598 | 0.00015128 | 0 | 3.7595e-05 | 0.00011416 | 0 | 0.31306 | 0 | 0.081197 | 0.37949 | 0 | 0
2038 | 1 | 0.0001097 | 0.0001568 | 0 | 2.3497e-05 | 0.00011416 | 0 | 0.11256 | 0 | 0.11332 | 0.36839 | 0 | 0
2039 | 1 | 0.00010878 | 0.00016272 | 0 | 9.3987e-06 | 0.00011416 | 0 | 0.20297 | 0 | 0.076729 | 0.3651 | 0 | 0
2040 | 1 | 8.8199e-05 | 0.00017 | 0 | 5.8742e-06 | 0.00011416 | 0 | 0.35644 | 0 | 0.056408 | 0.36546 | 0 | 0
2041 | 1 | 9.7523e-05 | 0.00017668 | 0 | 2.3497e-06 | 0.00011416 | 0 | 0.43258 | 0 | 0.061383 | 0.36686 | 0 | 0
2042 | 1 | 8.3671e-05 | 0.00018166 | 0 | 1.1748e-06 | 0.00011416 | 0 | 0.61327 | 0 | 0.058179 | 0.36442 | 0 | 0
2043 | 1 | 7.0319e-05 | 0.00018533 | 0 | 1.4098e-05 | 0.00011416 | 0 | 0.76945 | 0 | 0.061973 | 0.36555 | 0 | 0
2044 | 1 | 5.5637e-05 | 0.00018898 | 0 | 3.7595e-05 | 0.00011416 | 0 | 0.79833 | 0 | 0.068212 | 0.36636 | 0 | 0
2045 | 1 | 5.5839e-05 | 0.00019198 | 0 | 9.3987e-05 | 0.00011416 | 0 | 0.77522 | 0 | 0.067285 | 0.37011 | 0 | 0
2046 | 1 | 7.1103e-05 | 0.00019184 | 0 | 0.0001821 | 0.00011416 | 0.011499 | 0.74599 | 0 | 0.063997 | 0.38562 | 0 | 0
2047 | 1 | 0.0001001 | 0.00018612 | 0 | 0.0001586 | 0.00011416 | 0.081346 | 0.82473 | 0 | 0.13845 | 0.4093 | 0 | 0
2048 | 1 | 0.00012327 | 0.00017646 | 0 | 0.00014685 | 0.00011416 | 0.15545 | 0.84488 | 0 | 0.093255 | 0.41128 | 0 | 0.015723
2049 | 1 | 0.00013799 | 0.00016388 | 0 | 0.00016448 | 0.00011416 | 0.24787 | 0.79467 | 0 | 0.10211 | 0.41561 | 0 | 0
2050 | 1 | 0.00014744 | 0.00015025 | 0 | 0.00018797 | 0.00011416 | 0.34881 | 0.83604 | 0 | 0.058263 | 0.41994 | 0 | 0
2051 | 1 | 0.00015416 | 0.00013692 | 0 | 0.00020677 | 0.00011416 | 0.41652 | 0.85903 | 0 | 0.059022 | 0.41449 | 0 | 0
2052 | 1 | 0.00015419 | 0.00012607 | 0 | 0.00018797 | 0.00011416 | 0.44804 | 0.89557 | 0 | 0.056998 | 0.39013 | 0 | 0.0015266
2053 | 1 | 0.00014624 | 0.00011967 | 0 | 0.00019032 | 0.00011416 | 0.44208 | 0.88083 | 0 | 0.056155 | 0.3886 | 0 | 0
2054 | 1 | 0.0001397 | 0.00012014 | 0 | 0.00021382 | 0.00011416 | 0.39353 | 0.85985 | 0 | 0.054637 | 0.38946 | 0 | 0
2055 | 1 | 0.00012904 | 0.00012597 | 0 | 0.00022322 | 0.00011416 | 0.30494 | 0.83923 | 0 | 0.060624 | 0.38688 | 0 | 0
2056 | 1 | 0.00012153 | 0.00013625 | 0 | 0.00022322 | 0.00011416 | 0.19591 | 0.7929 | 0 | 0.061214 | 0.40055 | 0 | 0
2057 | 1 | 0.0001206 | 0.00015281 | 0 | 0.00016448 | 0.00011416 | 0.096678 | 0.68305 | 0 | 0.095616 | 0.407 | 0 | 0
2058 | 1 | 0.000132 | 0.00017177 | 0 | 0.00011748 | 0.00011416 | 0.031516 | 0.62482 | 0 | 0.18921 | 0.4208 | 0 | 0
2059 | 1 | 0.00014027 | 0.00018001 | 0 | 8.8113e-05 | 0.00011416 | 0 | 0.63237 | 0 | 0.2371 | 0.42342 | 0 | 0
2060 | 1 | 0.00013662 | 0.00018549 | 0 | 5.8742e-05 | 0.00011416 | 0 | 0.76238 | 0 | 0.096374 | 0.42712 | 0 | 0
2061 | 1 | 0.00011355 | 0.00019014 | 0 | 3.7595e-05 | 0.00011416 | 0 | 0.90653 | 0 | 0.11155 | 0.42518 | 0 | 0
2062 | 1 | 9.4002e-05 | 0.00019464 | 0 | 2.3497e-05 | 0.00011416 | 0 | 0.93859 | 0 | 0.094182 | 0.40876 | 0 | 0
2063 | 1 | 8.7225e-05 | 0.00019932 | 0 | 9.3987e-06 | 0.00011416 | 0 | 0.9538 | 0 | 0.068128 | 0.40272 | 0 | 0
2064 | 1 | 6.7348e-05 | 0.00020333 | 0 | 5.8742e-06 | 0.00011416 | 0 | 0.94142 | 0 | 0.076813 | 0.3913 | 0 | 0
2065 | 1 | 7.0441e-05 | 0.00020658 | 0 | 2.3497e-06 | 0.00011416 | 0 | 0.93541 | 0 | 0.033474 | 0.38273 | 0 | 0
2066 | 1 | 5.695e-05 | 0.00020886 | 0 | 1.1748e-06 | 0.00011416 | 0 | 0.91172 | 0 | 0.035919 | 0.38183 | 0 | 0
2067 | 1 | 5.3522e-05 | 0.00021298 | 0 | 1.4098e-05 | 0.00011416 | 0 | 0.87082 | 0 | 0.040894 | 0.38098 | 0 | 0
2068 | 1 | 4.9916e-05 | 0.00021675 | 0 | 3.7595e-05 | 0.00011416 | 0 | 0.87376 | 0 | 0.042496 | 0.38445 | 0 | 0
2069 | 1 | 5.3418e-05 | 0.00021978 | 0 | 9.3987e-05 | 0.00011416 | 0 | 0.87529 | 0 | 0.10691 | 0.38156 | 0 | 0
2070 | 1 | 6.2602e-05 | 0.00021158 | 0 | 0.0001821 | 0.00011416 | 0.024276 | 0.86233 | 0 | 0.068128 | 0.3803 | 0 | 0
2071 | 1 | 7.6072e-05 | 0.00018777 | 0 | 0.0001586 | 0.00011416 | 0.1299 | 0.87671 | 0 | 0.095531 | 0.38179 | 0 | 0
2072 | 1 | 9.6699e-05 | 0.00016366 | 0 | 0.00014685 | 0.00011416 | 0.26917 | 0.89274 | 0 | 0.09941 | 0.38955 | 0 | 0
2073 | 1 | 0.00011038 | 0.00014397 | 0 | 0.00016448 | 0.00011416 | 0.39438 | 0.91136 | 0 | 0.093761 | 0.39144 | 0 | 0.05158
2074 | 1 | 0.00012142 | 0.0001293 | 0 | 0.00018797 | 0.00011416 | 0.47743 | 0.92008 | 0 | 0.10388 | 0.39798 | 0 | 0.19434
2075 | 1 | 0.00012679 | 0.00011782 | 0 | 0.00020677 | 0.00011416 | 0.52768 | 0.90653 | 0 | 0.064165 | 0.3946 | 0 | 0.13224
2076 | 1 | 0.0001288 | 0.00010784 | 0 | 0.00018797 | 0.00011416 | 0.54344 | 0.8839 | 0 | 0.046459 | 0.39388 | 0 | 0.37324
2077 | 1 | 0.00012626 | 0.00010155 | 0 | 0.00019032 | 0.00011416 | 0.52726 | 0.83958 | 0 | 0.04629 | 0.38224 | 0 | 0.69685
2078 | 1 | 0.00012692 | 9.9338e-05 | 0 | 0.00021382 | 0.00011416 | 0.47658 | 0.81495 | 0 | 0.045447 | 0.37435 | 0 | 0.78944
2079 | 1 | 0.00012098 | 0.00010265 | 0 | 0.00022322 | 0.00011416 | 0.37734 | 0.75566 | 0 | 0.046543 | 0.36884 | 0 | 0.59722
2080 | 1 | 0.00011999 | 0.00011297 | 0 | 0.00022322 | 0.00011416 | 0.2402 | 0.61704 | 0 | 0.050927 | 0.36916 | 0 | 0
2081 | 1 | 0.00011897 | 0.0001415 | 0 | 0.00016448 | 0.00011416 | 0.11882 | 0.46099 | 0 | 0.11686 | 0.38549 | 0 | 0
2082 | 1 | 0.00011532 | 0.00018348 | 0 | 0.00011748 | 0.00011416 | 0.03833 | 0.37093 | 0 | 0.14005 | 0.38914 | 0 | 0
2083 | 1 | 0.00012483 | 0.00019626 | 0 | 8.8113e-05 | 0.00011416 | 0.00085179 | 0.34842 | 0 | 0.16147 | 0.3927 | 0 | 0
2084 | 1 | 0.00011129 | 0.00020571 | 0 | 5.8742e-05 | 0.00011416 | 0 | 0.25813 | 0 | 0.10202 | 0.37976 | 0 | 0
2085 | 1 | 9.1255e-05 | 0.00021242 | 0 | 3.7595e-05 | 0.00011416 | 0 | 0.16714 | 0 | 0.10784 | 0.36307 | 0 | 0
2086 | 1 | 7.8574e-05 | 0.00021657 | 0 | 2.3497e-05 | 0.00011416 | 0 | 0.13331 | 0 | 0.090304 | 0.3568 | 0 | 0
2087 | 1 | 7.2464e-05 | 0.00021772 | 0 | 9.3987e-06 | 0.00011416 | 0 | 0.13343 | 0 | 0.06973 | 0.3531 | 0 | 0
2088 | 1 | 5.8498e-05 | 0.00021699 | 0 | 5.8742e-06 | 0.00011416 | 0 | 0.14121 | 0 | 0.030944 | 0.34314 | 0 | 0
2089 | 1 | 7.2615e-05 | 0.00021786 | 0 | 2.3497e-06 | 0.00011416 | 0 | 0.099246 | 0 | 0.061046 | 0.34462 | 0 | 0
2090 | 1 | 6.807e-05 | 0.00021803 | 0 | 1.1748e-06 | 0.00011416 | 0 | 0.076733 | 0 | 0.06172 | 0.34214 | 0 | 0
2091 | 1 | 6.4524e-05 | 0.00021678 | 0 | 1.4098e-05 | 0.00011416 | 0 | 0.062117 | 0 | 0.060793 | 0.33835 | 0 | 0
2092 | 1 | 6.3393e-05 | 0.00021242 | 0 | 3.7595e-05 | 0.00011416 | 0 | 0.065771 | 0 | 0.065683 | 0.33736 | 0 | 0
2093 | 1 | 6.8023e-05 | 0.00020792 | 0 | 9.3987e-05 | 0.00011416 | 0.0012777 | 0.089934 | 0 | 0.048314 | 0.33885 | 0 | 0
2094 | 1 | 7.1897e-05 | 0.0001931 | 0 | 0.0001821 | 0.00011416 | 0.036627 | 0.096181 | 0 | 0.03828 | 0.33912 | 0 | 0
2095 | 1 | 8.0674e-05 | 0.00016573 | 0 | 0.0001586 | 0.00011416 | 0.10903 | 0.11115 | 0 | 0.040725 | 0.34453 | 0 | 0
2096 | 1 | 8.3884e-05 | 0.00013586 | 0 | 0.00014685 | 0.00011416 | 0.21976 | 0.098774 | 0 | 0.046459 | 0.35766 | 0 | 0.25887
2097 | 1 | 9.1959e-05 | 0.00010331 | 0 | 0.00016448 | 0.00011416 | 0.33859 | 0.083333 | 0 | 0.046459 | 0.35468 | 0 | 0.48317
2098 | 1 | 9.9315e-05 | 7.9648e-05 | 0 | 0.00018797 | 0.00011416 | 0.44932 | 0.099599 | 0 | 0.061636 | 0.35396 | 0 | 0.41923
2099 | 1 | 0.00010734 | 6.3838e-05 | 0 | 0.00020677 | 0.00011416 | 0.51278 | 0.11315 | 0 | 0.042411 | 0.34728 | 0 | 0.034833
2100 | 1 | 0.00010149 | 5.5919e-05 | 0 | 0.00018797 | 0.00011416 | 0.55792 | 0.11716 | 0 | 0.050843 | 0.34837 | 0 | 0.27448
2101 | 1 | 0.00010072 | 5.4329e-05 | 0 | 0.00019032 | 0.00011416 | 0.5822 | 0.12258 | 0 | 0.054553 | 0.35143 | 0 | 0.2142
2102 | 1 | 0.00010112 | 5.4606e-05 | 0 | 0.00021382 | 0.00011416 | 0.52044 | 0.15865 | 0 | 0.047808 | 0.34846 | 0 | 0
2103 | 1 | 9.8589e-05 | 6.1242e-05 | 0 | 0.00022322 | 0.00011416 | 0.3948 | 0.17256 | 0 | 0.039292 | 0.34264 | 0 | 0
2104 | 1 | 9.3779e-05 | 7.6381e-05 | 0 | 0.00022322 | 0.00011416 | 0.25128 | 0.092645 | 0 | 0.045953 | 0.33799 | 0 | 0
2105 | 1 | 9.0547e-05 | 9.9396e-05 | 0 | 0.00016448 | 0.00011416 | 0.12095 | 0.11504 | 0 | 0.051265 | 0.35333 | 0 | 0
2106 | 1 | 8.4729e-05 | 0.00011694 | 0 | 0.00011748 | 0.00011416 | 0.024702 | 0.188 | 0 | 0.11315 | 0.3633 | 0 | 0
2107 | 1 | 9.0701e-05 | 0.00012278 | 0 | 8.8113e-05 | 0.00011416 | 0.00042589 | 0.32037 | 0 | 0.090219 | 0.35996 | 0 | 0
2108 | 1 | 8.4399e-05 | 0.00012801 | 0 | 5.8742e-05 | 0.00011416 | 0 | 0.38579 | 0 | 0.0586 | 0.34381 | 0 | 0
2109 | 1 | 6.8961e-05 | 0.00013488 | 0 | 3.7595e-05 | 0.00011416 | 0 | 0.29114 | 0 | 0.087268 | 0.34151 | 0 | 0
2110 | 1 | 7.0096e-05 | 0.00013958 | 0 | 2.3497e-05 | 0.00011416 | 0 | 0.23067 | 0 | 0.063069 | 0.33533 | 0 | 0
2111 | 1 | 6.8976e-05 | 0.00014004 | 0 | 9.3987e-06 | 0.00011416 | 0 | 0.29078 | 0 | 0.034233 | 0.33272 | 0 | 0
2112 | 1 | 8.5612e-05 | 0.00014004 | 0 | 5.8742e-06 | 0.00011416 | 0 | 0.3397 | 0 | 0.060455 | 0.33461 | 0 | 0
2113 | 1 | 7.65e-05 | 0.00013952 | 0 | 2.3497e-06 | 0.00011416 | 0 | 0.38237 | 0 | 0.058432 | 0.33678 | 0 | 0
2114 | 1 | 7.2077e-05 | 0.00013956 | 0 | 1.1748e-06 | 0.00011416 | 0 | 0.40017 | 0 | 0.056998 | 0.3366 | 0 | 0
2115 | 1 | 6.7747e-05 | 0.00014168 | 0 | 1.4098e-05 | 0.00011416 | 0 | 0.43553 | 0 | 0.048735 | 0.33993 | 0 | 0
2116 | 1 | 6.779e-05 | 0.00014659 | 0 | 3.7595e-05 | 0.00011416 | 0.00042589 | 0.5 | 0 | 0.0414 | 0.3435 | 0 | 0
2117 | 1 | 8.1116e-05 | 0.00015066 | 0 | 9.3987e-05 | 0.00011416 | 0.03833 | 0.48586 | 0 | 0.19435 | 0.35572 | 0 | 0
2118 | 1 | 0.00010859 | 0.00014592 | 0 | 0.0001821 | 0.00011416 | 0.10818 | 0.43046 | 0 | 0.34671 | 0.38562 | 0 | 0
2119 | 1 | 0.00013155 | 0.00013049 | 0 | 0.0001586 | 0.00011416 | 0.20102 | 0.32768 | 0 | 0.34435 | 0.39351 | 0 | 0
2120 | 1 | 0.00015504 | 0.00011668 | 0 | 0.00014685 | 0.00011416 | 0.30196 | 0.19649 | 0 | 0.31813 | 0.39604 | 0 | 0.0018943
2121 | 1 | 0.0001655 | 0.00010673 | 0 | 0.00016448 | 0.00011416 | 0.36968 | 0.16808 | 0 | 0.18103 | 0.39987 | 0 | 0.033217
2122 | 1 | 0.0001717 | 9.9863e-05 | 0 | 0.00018797 | 0.00011416 | 0.3948 | 0.18399 | 0 | 0.16214 | 0.39424 | 0 | 0
2123 | 1 | 0.00017413 | 9.0558e-05 | 0 | 0.00020677 | 0.00011416 | 0.39906 | 0.36975 | 0 | 0.096459 | 0.40285 | 0 | 0
2124 | 1 | 0.00016581 | 8.7087e-05 | 0 | 0.00018797 | 0.00011416 | 0.3816 | 0.57603 | 0 | 0.056492 | 0.4107 | 0 | 0
2125 | 1 | 0.00015953 | 9.0368e-05 | 0 | 0.00019032 | 0.00011416 | 0.32922 | 0.76462 | 0 | 0.055902 | 0.42418 | 0 | 0
2126 | 1 | 0.00014346 | 0.00010029 | 0 | 0.00021382 | 0.00011416 | 0.2747 | 0.77676 | 0 | 0.055396 | 0.43564 | 0 | 0
2127 | 1 | 0.00014081 | 0.00011462 | 0 | 0.00022322 | 0.00011416 | 0.19761 | 0.88366 | 0 | 0.053626 | 0.44416 | 0 | 0
2128 | 1 | 0.00012572 | 0.00012966 | 0 | 0.00022322 | 0.00011416 | 0.10264 | 0.90665 | 0 | 0.023862 | 0.46238 | 0 | 0
2129 | 1 | 0.00012603 | 0.00014818 | 0 | 0.00016448 | 0.00011416 | 0.021295 | 0.85738 | 0 | 0.035413 | 0.4765 | 0 | 0
2130 | 1 | 0.00012124 | 0.00016881 | 0 | 0.00011748 | 0.00011416 | 0.00042589 | 0.71629 | 0 | 0.056492 | 0.49729 | 0 | 0
2131 | 1 | 0.00012809 | 0.00017903 | 0 | 8.8113e-05 | 0.00011416 | 0 | 0.68446 | 0 | 0.17639 | 0.50848 | 0 | 0
2132 | 1 | 0.00010979 | 0.00018667 | 0 | 5.8742e-05 | 0.00011416 | 0 | 0.80776 | 0 | 0.10944 | 0.50735 | 0 | 0
2133 | 1 | 9.1592e-05 | 0.00019378 | 0 | 3.7595e-05 | 0.00011416 | 0 | 0.89074 | 0 | 0.12074 | 0.50018 | 0 | 0
2134 | 1 | 7.074e-05 | 0.00020165 | 0 | 2.3497e-05 | 0.00011416 | 0 | 0.58793 | 0 | 0.054722 | 0.50338 | 0 | 0
2135 | 1 | 6.3503e-05 | 0.00020782 | 0 | 9.3987e-06 | 0.00011416 | 0 | 0.6359 | 0 | 0.059359 | 0.50465 | 0 | 0
2136 | 1 | 6.4989e-05 | 0.00021377 | 0 | 5.8742e-06 | 0.00011416 | 0 | 0.69165 | 0 | 0.048567 | 0.50036 | 0 | 0
2137 | 1 | 4.8755e-05 | 0.00021775 | 0 | 2.3497e-06 | 0.00011416 | 0 | 0.52617 | 0 | 0.059949 | 0.5014 | 0 | 0
2138 | 1 | 5.0183e-05 | 0.00022477 | 0 | 1.1748e-06 | 0.00011416 | 0 | 0.3793 | 0 | 0.069815 | 0.49499 | 0 | 0
2139 | 1 | 5.3653e-05 | 0.00022281 | 0 | 1.4098e-05 | 0.00011416 | 0 | 0.28159 | 0 | 0.098482 | 0.49495 | 0 | 0
2140 | 1 | 6.2677e-05 | 0.00021224 | 0 | 3.7595e-05 | 0.00011416 | 0.0012777 | 0.2104 | 0 | 0.082715 | 0.4908 | 0 | 0
2141 | 1 | 8.8707e-05 | 0.00020034 | 0 | 9.3987e-05 | 0.00011416 | 0.037905 | 0.20827 | 0 | 0.031703 | 0.49802 | 0 | 0
2142 | 1 | 0.00012367 | 0.00018465 | 0 | 0.0001821 | 0.00011416 | 0.10988 | 0.40606 | 0 | 0.050253 | 0.51633 | 0 | 0
2143 | 1 | 0.00014064 | 0.00016604 | 0 | 0.0001586 | 0.00011416 | 0.21082 | 0.79479 | 0 | 0.06484 | 0.51191 | 0 | 0.0065186
2144 | 1 | 0.00014891 | 0.00013843 | 0 | 0.00014685 | 0.00011416 | 0.31048 | 0.86351 | 0 | 0.15995 | 0.52151 | 0 | 0.15171
2145 | 1 | 0.00016505 | 0.00010555 | 0 | 0.00016448 | 0.00011416 | 0.38586 | 0.83557 | 0 | 0.15312 | 0.52016 | 0 | 0.41961
2146 | 1 | 0.00017073 | 7.4471e-05 | 0 | 0.00018797 | 0.00011416 | 0.4293 | 0.79526 | 0 | 0.15304 | 0.50785 | 0 | 0.37246
2147 | 1 | 0.00017207 | 5.2258e-05 | 0 | 0.00020677 | 0.00011416 | 0.43825 | 0.78017 | 0 | 0.11341 | 0.50054 | 0 | 0.3863
2148 | 1 | 0.00015714 | 4.3507e-05 | 0 | 0.00018797 | 0.00011416 | 0.40971 | 0.74316 | 0 | 0.08086 | 0.50334 | 0 | 0.56484
2149 | 1 | 0.00015942 | 4.3376e-05 | 0 | 0.00019032 | 0.00011416 | 0.3552 | 0.7005 | 0 | 0.062816 | 0.51209 | 0 | 0.21442
2150 | 1 | 0.0001537 | 4.8466e-05 | 0 | 0.00021382 | 0.00011416 | 0.28748 | 0.66018 | 0 | 0.081872 | 0.50762 | 0 | 0
2151 | 1 | 0.00014938 | 6.0192e-05 | 0 | 0.00022322 | 0.00011416 | 0.20826 | 0.77735 | 0 | 0.059275 | 0.4986 | 0 | 0
2152 | 1 | 0.00013789 | 7.6629e-05 | 0 | 0.00022322 | 0.00011416 | 0.11499 | 0.89863 | 0 | 0.048482 | 0.50365 | 0 | 0
2153 | 1 | 0.00013485 | 9.6625e-05 | 0 | 0.00016448 | 0.00011416 | 0.026405 | 0.92374 | 0 | 0.057589 | 0.50934 | 0 | 0
2154 | 1 | 0.00013019 | 0.00011725 | 0 | 0.00011748 | 0.00011416 | 0.00085179 | 0.90064 | 0 | 0.022344 | 0.51146 | 0 | 0
2155 | 1 | 0.0001349 | 0.00013172 | 0 | 8.8113e-05 | 0.00011416 | 0 | 0.92492 | 0 | 0.0040472 | 0.52756 | 0 | 0
2156 | 1 | 0.00012549 | 0.00014429 | 0 | 5.8742e-05 | 0.00011416 | 0 | 0.96004 | 0 | 0.02403 | 0.52039 | 0 | 0
2157 | 1 | 0.0001021 | 0.00015686 | 0 | 3.7595e-05 | 0.00011416 | 0 | 0.95002 | 0 | 0.037774 | 0.52174 | 0 | 0
2158 | 1 | 8.7794e-05 | 0.00016983 | 0 | 2.3497e-05 | 0.00011416 | 0 | 0.95898 | 0 | 0.065514 | 0.52724 | 0 | 0
2159 | 1 | 7.4926e-05 | 0.00017926 | 0 | 9.3987e-06 | 0.00011416 | 0 | 0.91608 | 0 | 0.065177 | 0.51867 | 0 | 0
2160 | 1 | 8.1175e-05 | 0.00018513 | 0 | 5.8742e-06 | 0.00011416 | 0 | 0.90794 | 0 | 0.062648 | 0.52282 | 0 | 0
2161 | 1 | 7.574e-05 | 0.00019006 | 0 | 2.3497e-06 | 0.00011416 | 0 | 0.9169 | 0 | 0.056914 | 0.52769 | 0 | 0
2162 | 1 | 6.973e-05 | 0.00019599 | 0 | 1.1748e-06 | 0.00011416 | 0 | 0.89439 | 0 | 0.046627 | 0.5304 | 0 | 0
2163 | 1 | 6.8425e-05 | 0.0002006 | 0 | 1.4098e-05 | 0.00011416 | 0 | 0.84147 | 0 | 0.070995 | 0.52963 | 0 | 0
2164 | 1 | 7.979e-05 | 0.0002066 | 0 | 3.7595e-05 | 0.00011416 | 0 | 0.65417 | 0 | 0.05801 | 0.53044 | 0 | 0
2165 | 1 | 0.00010312 | 0.00021246 | 0 | 9.3987e-05 | 0.00011416 | 0.045571 | 0.78395 | 0 | 0.036931 | 0.53712 | 0 | 0
2166 | 1 | 0.00012239 | 0.00020744 | 0 | 0.0001821 | 0.00011416 | 0.13671 | 0.90688 | 0 | 0.071585 | 0.5617 | 0 | 0
2167 | 1 | 0.0001455 | 0.00019615 | 0 | 0.0001586 | 0.00011416 | 0.2632 | 0.89474 | 0 | 0.17327 | 0.56003 | 0 | 0
2168 | 1 | 0.00016315 | 0.00018806 | 0 | 0.00014685 | 0.00011416 | 0.38756 | 0.89132 | 0 | 0.22369 | 0.56639 | 0 | 0
2169 | 1 | 0.00016956 | 0.00018116 | 0 | 0.00016448 | 0.00011416 | 0.46635 | 0.70721 | 0 | 0.11197 | 0.78414 | 0 | 0
2170 | 1 | 0.00017985 | 0.00017547 | 0 | 0.00018797 | 0.00011416 | 0.51746 | 0.83864 | 0 | 0.07597 | 0.56035 | 0 | 0
2171 | 1 | 0.00017479 | 0.00017012 | 0 | 0.00020677 | 0.00011416 | 0.52129 | 0.89191 | 0 | 0.073272 | 0.79185 | 0 | 0
2172 | 1 | 0.00016525 | 0.00016377 | 0 | 0.00018797 | 0.00011416 | 0.49063 | 0.84041 | 0 | 0.072597 | 0.55078 | 0 | 0
2173 | 1 | 0.00016765 | 0.00016144 | 0 | 0.00019032 | 0.00011416 | 0.44463 | 0.90264 | 0 | 0.078078 | 0.54276 | 0 | 0
2174 | 1 | 0.00016206 | 0.00016484 | 0 | 0.00021382 | 0.00011416 | 0.35434 | 0.82815 | 0 | 0.071164 | 0.54483 | 0 | 0
2175 | 1 | 0.00015595 | 0.00017063 | 0 | 0.00022322 | 0.00011416 | 0.23722 | 0.82838 | 0 | 0.063069 | 0.56477 | 0 | 0
2176 | 1 | 0.00015122 | 0.00017902 | 0 | 0.00022322 | 0.00011416 | 0.11755 | 0.89745 | 0 | 0.07656 | 0.54388 | 0 | 0
2177 | 1 | 0.00014283 | 0.00019112 | 0 | 0.00016448 | 0.00011416 | 0.024276 | 0.64887 | 0 | 0.16973 | 0.55381 | 0 | 0
2178 | 1 | 0.00015256 | 0.00020674 | 0 | 0.00011748 | 0.00011416 | 0.00085179 | 0.77169 | 0 | 0.11796 | 0.55999 | 0 | 0
2179 | 1 | 0.00013993 | 0.00021374 | 0 | 8.8113e-05 | 0.00011416 | 0 | 0.69213 | 0 | 0.20877 | 0.56855 | 0 | 0
2180 | 1 | 0.00014126 | 0.00021781 | 0 | 5.8742e-05 | 0.00011416 | 0 | 0.46275 | 0 | 0.20666 | 0.56323 | 0 | 0
2181 | 1 | 0.00013524 | 0.00022103 | 0 | 3.7595e-05 | 0.00011416 | 0 | 0.48138 | 0 | 0.21459 | 0.54406 | 0 | 0
2182 | 1 | 0.00012504 | 0.00022311 | 0 | 2.3497e-05 | 0.00011416 | 0 | 0.77004 | 0 | 0.13533 | 0.53631 | 0 | 0
2183 | 1 | 9.2902e-05 | 0.00022385 | 0 | 9.3987e-06 | 0.00011416 | 0 | 0.88036 | 0 | 0.071164 | 0.53089 | 0 | 0
2184 | 1 | 6.9777e-05 | 0.00022553 | 0 | 5.8742e-06 | 0.00011416 | 0 | 0.83545 | 0 | 0.074452 | 0.52467 | 0 | 0
2185 | 1 | 6.2756e-05 | 0.00022811 | 0 | 2.3497e-06 | 0.00011416 | 0 | 0.81353 | 0 | 0.070658 | 0.52205 | 0 | 0
2186 | 1 | 6.3952e-05 | 0.00023146 | 0 | 1.1748e-06 | 0.00011416 | 0 | 0.63944 | 0 | 0.072766 | 0.52016 | 0 | 0
2187 | 1 | 6.7261e-05 | 0.00023466 | 0 | 1.4098e-05 | 0.00011416 | 0 | 0.55057 | 0 | 0.075211 | 0.51773 | 0 | 0
2188 | 1 | 7.8153e-05 | 0.00023512 | 0 | 3.7595e-05 | 0.00011416 | 0 | 0.55057 | 0 | 0.077572 | 0.51872 | 0 | 0
2189 | 1 | 9.2079e-05 | 0.00023291 | 0 | 9.3987e-05 | 0.00011416 | 0.043441 | 0.43812 | 0 | 0.11501 | 0.52575 | 0 | 0
2190 | 1 | 0.0001284 | 0.00022045 | 0 | 0.0001821 | 0.00011416 | 0.12777 | 0.49187 | 0 | 0.24056 | 0.54988 | 0 | 0
2191 | 1 | 0.00016561 | 0.00020121 | 0 | 0.0001586 | 0.00011416 | 0.24532 | 0.53748 | 0 | 0.26838 | 0.54966 | 0 | 0
2192 | 1 | 0.00017879 | 0.00018606 | 0 | 0.00014685 | 0.00011416 | 0.35264 | 0.69354 | 0 | 0.24528 | 0.55277 | 0 | 0
2193 | 1 | 0.00018044 | 0.00017565 | 0 | 0.00016448 | 0.00011416 | 0.42845 | 0.75047 | 0 | 0.26847 | 0.55169 | 0 | 0
2194 | 1 | 0.00018569 | 0.000168 | 0 | 0.00018797 | 0.00011416 | 0.45826 | 0.71004 | 0 | 0.23187 | 0.55038 | 0 | 0
2195 | 1 | 0.00018922 | 0.0001635 | 0 | 0.00020677 | 0.00011416 | 0.45656 | 0.73668 | 0 | 0.25489 | 0.535 | 0 | 0
2196 | 1 | 0.00016684 | 0.00016319 | 0 | 0.00018797 | 0.00011416 | 0.4293 | 0.71676 | 0 | 0.22521 | 0.53053 | 0 | 0
2197 | 1 | 0.00016197 | 0.00016351 | 0 | 0.00019032 | 0.00011416 | 0.37308 | 0.75648 | 0 | 0.12884 | 0.53058 | 0 | 0
2198 | 1 | 0.00016112 | 0.00016062 | 0 | 0.00021382 | 0.00011416 | 0.29855 | 0.86905 | 0 | 0.067707 | 0.53247 | 0 | 0
2199 | 1 | 0.00014813 | 0.00016067 | 0 | 0.00022322 | 0.00011416 | 0.19293 | 0.86952 | 0 | 0.064418 | 0.53225 | 0 | 0
2200 | 1 | 0.00014296 | 0.00017021 | 0 | 0.00022322 | 0.00011416 | 0.098808 | 0.81483 | 0 | 0.060371 | 0.54537 | 0 | 0
2201 | 1 | 0.00013707 | 0.00018516 | 0 | 0.00016448 | 0.00011416 | 0.02385 | 0.80457 | 0 | 0.044098 | 0.5479 | 0 | 0
2202 | 1 | 0.0001409 | 0.00020186 | 0 | 0.00011748 | 0.00011416 | 0.00085179 | 0.78866 | 0 | 0.1785 | 0.56021 | 0 | 0
2203 | 1 | 0.00014174 | 0.00021317 | 0 | 8.8113e-05 | 0.00011416 | 0 | 0.73916 | 0 | 0.18474 | 0.56986 | 0 | 0
2204 | 1 | 0.00013864 | 0.00022191 | 0 | 5.8742e-05 | 0.00011416 | 0 | 0.78925 | 0 | 0.2027 | 0.56707 | 0 | 0
2205 | 1 | 0.00011891 | 0.00022967 | 0 | 3.7595e-05 | 0.00011416 | 0 | 0.89734 | 0 | 0.17664 | 0.55241 | 0 | 0
2206 | 1 | 0.00010663 | 0.00023645 | 0 | 2.3497e-05 | 0.00011416 | 0 | 0.85549 | 0 | 0.086088 | 0.54046 | 0 | 0
2207 | 1 | 8.9648e-05 | 0.00024201 | 0 | 9.3987e-06 | 0.00011416 | 0 | 0.81825 | 0 | 0.067791 | 0.52945 | 0 | 0
2208 | 1 | 6.3113e-05 | 0.00024656 | 0 | 5.8742e-06 | 0.00011416 | 0 | 0.85879 | 0 | 0.048145 | 0.51601 | 0 | 0
2209 | 1 | 5.9902e-05 | 0.00025092 | 0 | 2.3497e-06 | 0.00011416 | 0 | 0.86563 | 0 | 0.045278 | 0.51777 | 0 | 0
2210 | 1 | 6.1107e-05 | 0.00025595 | 0 | 1.1748e-06 | 0.00011416 | 0 | 0.79715 | 0 | 0.055902 | 0.51349 | 0 | 0
2211 | 1 | 5.9453e-05 | 0.00026138 | 0 | 1.4098e-05 | 0.00011416 | 0 | 0.81223 | 0 | 0.053204 | 0.5078 | 0 | 0
2212 | 1 | 6.3073e-05 | 0.00026529 | 0 | 3.7595e-05 | 0.00011416 | 0.0012777 | 0.79385 | 0 | 0.054132 | 0.50609 | 0 | 0
2213 | 1 | 7.0834e-05 | 0.00026701 | 0 | 9.3987e-05 | 0.00011416 | 0.051959 | 0.76933 | 0 | 0.084823 | 0.50708 | 0 | 0
2214 | 1 | 8.8408e-05 | 0.00025435 | 0 | 0.0001821 | 0.00011416 | 0.15886 | 0.79102 | 0 | 0.090556 | 0.52147 | 0 | 0
2215 | 1 | 0.00012033 | 0.00022925 | 0 | 0.0001586 | 0.00011416 | 0.31559 | 0.83192 | 0 | 0.063406 | 0.53559 | 0 | 0.0082011
2216 | 1 | 0.00013446 | 0.00020422 | 0 | 0.00014685 | 0.00011416 | 0.47615 | 0.85714 | 0 | 0.07032 | 0.53662 | 0 | 0.077889
2217 | 1 | 0.00013442 | 0.0001854 | 0 | 0.00016448 | 0.00011416 | 0.5954 | 0.86103 | 0 | 0.069646 | 0.53419 | 0 | 0.096464
2218 | 1 | 0.00013961 | 0.00017008 | 0 | 0.00018797 | 0.00011416 | 0.65758 | 0.88166 | 0 | 0.066863 | 0.52034 | 0 | 0.11419
2219 | 1 | 0.00013851 | 0.00015778 | 0 | 0.00020677 | 0.00011416 | 0.67547 | 0.88661 | 0 | 0.062226 | 0.51777 | 0 | 0.078334
2220 | 1 | 0.00012557 | 0.00014751 | 0 | 0.00018797 | 0.00011416 | 0.64182 | 0.88708 | 0 | 0.088533 | 0.51637 | 0 | 0.045407
2221 | 1 | 0.00011108 | 0.00014 | 0 | 0.00019032 | 0.00011416 | 0.55579 | 0.83274 | 0 | 0.096712 | 0.5129 | 0 | 0.054043
2222 | 1 | 0.00011107 | 0.00013723 | 0 | 0.00021382 | 0.00011416 | 0.42419 | 0.69908 | 0 | 0.090978 | 0.51263 | 0 | 0.087583
2223 | 1 | 0.00011617 | 0.00013889 | 0 | 0.00022322 | 0.00011416 | 0.27981 | 0.49305 | 0 | 0.067032 | 0.51146 | 0 | 0.10352
2224 | 1 | 0.0001099 | 0.00014559 | 0 | 0.00022322 | 0.00011416 | 0.14693 | 0.32355 | 0 | 0.071669 | 0.50298 | 0 | 0
2225 | 1 | 0.00011402 | 0.0001657 | 0 | 0.00016448 | 0.00011416 | 0.036201 | 0.21888 | 0 | 0.11467 | 0.517 | 0 | 0
2226 | 1 | 0.00011867 | 0.00019967 | 0 | 0.00011748 | 0.00011416 | 0.0025554 | 0.16902 | 0 | 0.17057 | 0.52562 | 0 | 0
2227 | 1 | 0.00012382 | 0.00020959 | 0 | 8.8113e-05 | 0.00011416 | 0 | 0.13366 | 0 | 0.21349 | 0.52539 | 0 | 0
2228 | 1 | 0.00011401 | 0.00021678 | 0 | 5.8742e-05 | 0.00011416 | 0 | 0.124 | 0 | 0.15464 | 0.52553 | 0 | 0
2229 | 1 | 9.2997e-05 | 0.00022468 | 0 | 3.7595e-05 | 0.00011416 | 0 | 0.09347 | 0 | 0.1457 | 0.51827 | 0 | 0
2230 | 1 | 9.2009e-05 | 0.00023247 | 0 | 2.3497e-05 | 0.00011416 | 0 | 0.052687 | 0 | 0.086256 | 0.51421 | 0 | 0
2231 | 1 | 8.3898e-05 | 0.00023889 | 0 | 9.3987e-06 | 0.00011416 | 0 | 0.037364 | 0 | 0.047555 | 0.49743 | 0 | 0
2232 | 1 | 8.332e-05 | 0.00024395 | 0 | 5.8742e-06 | 0.00011416 | 0 | 0.0376 | 0 | 0.036425 | 0.49387 | 0 | 0
2233 | 1 | 7.3274e-05 | 0.00024869 | 0 | 2.3497e-06 | 0.00011416 | 0 | 0.040901 | 0 | 0.069056 | 0.49459 | 0 | 0
2234 | 1 | 6.7827e-05 | 0.00025217 | 0 | 1.1748e-06 | 0.00011416 | 0 | 0.037011 | 0 | 0.036088 | 0.49287 | 0 | 0
2235 | 1 | 6.2115e-05 | 0.00025538 | 0 | 1.4098e-05 | 0.00011416 | 0 | 0.031825 | 0 | 0.043255 | 0.494 | 0 | 0
2236 | 1 | 6.0565e-05 | 0.00025642 | 0 | 3.7595e-05 | 0.00011416 | 0 | 0.02876 | 0 | 0.052445 | 0.48895 | 0 | 0
2237 | 1 | 6.761e-05 | 0.00025372 | 0 | 9.3987e-05 | 0.00011416 | 0.00042589 | 0.034064 | 0 | 0.049831 | 0.48629 | 0 | 0
2238 | 1 | 7.8782e-05 | 0.00023155 | 0 | 0.0001821 | 0.00011416 | 0.050256 | 0.025695 | 0 | 0.089545 | 0.49919 | 0 | 0
2239 | 1 | 9.9069e-05 | 0.00020518 | 0 | 0.0001586 | 0.00011416 | 0.14991 | 0.016502 | 0 | 0.16374 | 0.5092 | 0 | 0
2240 | 1 | 0.00010652 | 0.00017969 | 0 | 0.00014685 | 0.00011416 | 0.28109 | 0.0061292 | 0 | 0.1887 | 0.50893 | 0 | 0
2241 | 1 | 0.00011109 | 0.00016685 | 0 | 0.00016448 | 0.00011416 | 0.41184 | 0.01273 | 0 | 0.18229 | 0.50591 | 0 | 0
2242 | 1 | 0.0001168 | 0.00015927 | 0 | 0.00018797 | 0.00011416 | 0.51107 | 0.015794 | 0 | 0.12007 | 0.5 | 0 | 0.0015934
2243 | 1 | 0.00012544 | 0.00015282 | 0 | 0.00020677 | 0.00011416 | 0.5592 | 0.028289 | 0 | 0.092664 | 0.49166 | 0 | 0
2244 | 1 | 0.00012495 | 0.00014858 | 0 | 0.00018797 | 0.00011416 | 0.55366 | 0.027817 | 0 | 0.060287 | 0.48872 | 0 | 0.004368
2245 | 1 | 0.00012039 | 0.00014824 | 0 | 0.00019032 | 0.00011416 | 0.50383 | 0.028642 | 0 | 0.057504 | 0.4853 | 0 | 0.004134
2246 | 1 | 0.00011668 | 0.00015144 | 0 | 0.00021382 | 0.00011416 | 0.42291 | 0.030764 | 0 | 0.059444 | 0.48304 | 0 | 0
2247 | 1 | 0.00011537 | 0.00015715 | 0 | 0.00022322 | 0.00011416 | 0.31601 | 0.032414 | 0 | 0.057757 | 0.48209 | 0 | 0
2248 | 1 | 0.00011993 | 0.00016558 | 0 | 0.00022322 | 0.00011416 | 0.2138 | 0.031825 | 0 | 0.056998 | 0.47975 | 0 | 0
2249 | 1 | 0.00012028 | 0.00018208 | 0 | 0.00016448 | 0.00011416 | 0.11797 | 0.033593 | 0 | 0.077909 | 0.50636 | 0 | 0
2250 | 1 | 0.00010998 | 0.00020477 | 0 | 0.00011748 | 0.00011416 | 0.027683 | 0.036775 | 0 | 0.085413 | 0.5101 | 0 | 0
2251 | 1 | 0.00011177 | 0.00021408 | 0 | 8.8113e-05 | 0.00011416 | 0.0017036 | 0.044437 | 0 | 0.10051 | 0.51506 | 0 | 0
2252 | 1 | 0.00010777 | 0.00022064 | 0 | 5.8742e-05 | 0.00011416 | 0 | 0.079679 | 0 | 0.083474 | 0.50649 | 0 | 0
2253 | 1 | 9.4395e-05 | 0.00022782 | 0 | 3.7595e-05 | 0.00011416 | 0 | 0.14745 | 0 | 0.10523 | 0.48918 | 0 | 0
2254 | 1 | 8.9218e-05 | 0.00023715 | 0 | 2.3497e-05 | 0.00011416 | 0 | 0.12211 | 0 | 0.070236 | 0.48137 | 0 | 0
2255 | 1 | 8.0934e-05 | 0.0002487 | 0 | 9.3987e-06 | 0.00011416 | 0 | 0.11634 | 0 | 0.069983 | 0.48097 | 0 | 0
2256 | 1 | 6.6415e-05 | 0.00025931 | 0 | 5.8742e-06 | 0.00011416 | 0 | 0.124 | 0 | 0.045868 | 0.47411 | 0 | 0
2257 | 1 | 5.2594e-05 | 0.00026867 | 0 | 2.3497e-06 | 0.00011416 | 0 | 0.16077 | 0 | 0.042664 | 0.46874 | 0 | 0
2258 | 1 | 4.8237e-05 | 0.00027726 | 0 | 1.1748e-06 | 0.00011416 | 0 | 0.17421 | 0 | 0.080438 | 0.46807 | 0 | 0
2259 | 1 | 4.4054e-05 | 0.00028296 | 0 | 1.4098e-05 | 0.00011416 | 0 | 0.20533 | 0 | 0.082125 | 0.46852 | 0 | 0
2260 | 1 | 4.4732e-05 | 0.00028605 | 0 | 3.7595e-05 | 0.00011416 | 0 | 0.26214 | 0 | 0.082884 | 0.46243 | 0 | 0
2261 | 1 | 4.8042e-05 | 0.00028678 | 0 | 9.3987e-05 | 0.00011416 | 0.0017036 | 0.27864 | 0 | 0.088364 | 0.44755 | 0 | 0
2262 | 1 | 5.0574e-05 | 0.00026543 | 0 | 0.0001821 | 0.00011416 | 0.058348 | 0.24705 | 0 | 0.075211 | 0.45129 | 0 | 0
2263 | 1 | 6.7937e-05 | 0.00023203 | 0 | 0.0001586 | 0.00011416 | 0.17589 | 0.22737 | 0 | 0.068803 | 0.45968 | 0 | 0
2264 | 1 | 8.2652e-05 | 0.00020321 | 0 | 0.00014685 | 0.00011416 | 0.33049 | 0.26874 | 0 | 0.05253 | 0.46329 | 0 | 0.0035434
2265 | 1 | 0.00010168 | 0.0001893 | 0 | 0.00016448 | 0.00011416 | 0.45954 | 0.31188 | 0 | 0.053204 | 0.46843 | 0 | 0.014998
2266 | 1 | 0.00011233 | 0.00018061 | 0 | 0.00018797 | 0.00011416 | 0.53194 | 0.33923 | 0 | 0.053373 | 0.46658 | 0 | 0
2267 | 1 | 0.0001176 | 0.00017403 | 0 | 0.00020677 | 0.00011416 | 0.54685 | 0.34936 | 0 | 0.050506 | 0.45625 | 0 | 0
2268 | 1 | 0.00010686 | 0.00016991 | 0 | 0.00018797 | 0.00011416 | 0.52555 | 0.32956 | 0 | 0.049241 | 0.45111 | 0 | 0
2269 | 1 | 9.1423e-05 | 0.000168 | 0 | 0.00019032 | 0.00011416 | 0.49361 | 0.27817 | 0 | 0.05 | 0.44989 | 0 | 0
2270 | 1 | 8.7242e-05 | 0.00016847 | 0 | 0.00021382 | 0.00011416 | 0.47998 | 0.39969 | 0 | 0.045531 | 0.44741 | 0 | 0
2271 | 1 | 8.2737e-05 | 0.00017169 | 0 | 0.00022322 | 0.00011416 | 0.38927 | 0.41242 | 0 | 0.044351 | 0.44624 | 0 | 0
2272 | 1 | 8.33e-05 | 0.000179 | 0 | 0.00022322 | 0.00011416 | 0.25639 | 0.39404 | 0 | 0.040051 | 0.44313 | 0 | 0
2273 | 1 | 8.6747e-05 | 0.00019531 | 0 | 0.00016448 | 0.00011416 | 0.13629 | 0.35066 | 0 | 0.016442 | 0.45733 | 0 | 0
2274 | 1 | 9.795e-05 | 0.00022824 | 0 | 0.00011748 | 0.00011416 | 0.03322 | 0.35573 | 0 | 0.022934 | 0.46717 | 0 | 0
2275 | 1 | 9.4428e-05 | 0.00024354 | 0 | 8.8113e-05 | 0.00011416 | 0.0021295 | 0.29055 | 0 | 0.083052 | 0.48025 | 0 | 0
2276 | 1 | 9.1405e-05 | 0.00025074 | 0 | 5.8742e-05 | 0.00011416 | 0 | 0.28501 | 0 | 0.069477 | 0.47506 | 0 | 0
2277 | 1 | 8.5532e-05 | 0.00025502 | 0 | 3.7595e-05 | 0.00011416 | 0 | 0.29821 | 0 | 0.096543 | 0.46496 | 0 | 0
2278 | 1 | 8.6677e-05 | 0.00025872 | 0 | 2.3497e-05 | 0.00011416 | 0 | 0.25719 | 0 | 0.03946 | 0.44732 | 0 | 0
2279 | 1 | 8.4019e-05 | 0.00026203 | 0 | 9.3987e-06 | 0.00011416 | 0 | 0.23043 | 0 | 0.036088 | 0.45472 | 0 | 0
2280 | 1 | 6.4713e-05 | 0.00026609 | 0 | 5.8742e-06 | 0.00011416 | 0 | 0.20603 | 0 | 0.03828 | 0.44773 | 0 | 0
2281 | 1 | 5.5741e-05 | 0.00027078 | 0 | 2.3497e-06 | 0.00011416 | 0 | 0.23032 | 0 | 0.037015 | 0.44583 | 0 | 0
2282 | 1 | 5.1809e-05 | 0.00027475 | 0 | 1.1748e-06 | 0.00011416 | 0 | 0.25896 | 0 | 0.037774 | 0.44128 | 0 | 0
2283 | 1 | 4.8303e-05 | 0.00027865 | 0 | 1.4098e-05 | 0.00011416 | 0 | 0.23998 | 0 | 0.04199 | 0.44083 | 0 | 0
2284 | 1 | 4.9624e-05 | 0.00028267 | 0 | 3.7595e-05 | 0.00011416 | 0 | 0.23279 | 0 | 0.046121 | 0.43514 | 0 | 0
2285 | 1 | 5.2935e-05 | 0.00028365 | 0 | 9.3987e-05 | 0.00011416 | 0.0017036 | 0.25778 | 0 | 0.05683 | 0.43397 | 0 | 0
2286 | 1 | 5.6446e-05 | 0.00025779 | 0 | 0.0001821 | 0.00011416 | 0.058773 | 0.25884 | 0 | 0.055902 | 0.43776 | 0 | 0
2287 | 1 | 7.4049e-05 | 0.00022458 | 0 | 0.0001586 | 0.00011416 | 0.16908 | 0.20674 | 0 | 0.071417 | 0.44268 | 0 | 0
2288 | 1 | 8.7481e-05 | 0.00019714 | 0 | 0.00014685 | 0.00011416 | 0.30707 | 0.26025 | 0 | 0.049916 | 0.44777 | 0 | 0.04212
2289 | 1 | 9.5651e-05 | 0.00018438 | 0 | 0.00016448 | 0.00011416 | 0.44165 | 0.48409 | 0 | 0.055902 | 0.44475 | 0 | 0
2290 | 1 | 9.6657e-05 | 0.00018128 | 0 | 0.00018797 | 0.00011416 | 0.52726 | 0.56294 | 0 | 0.057167 | 0.43108 | 0 | 0.047324
2291 | 1 | 0.00010834 | 0.00018039 | 0 | 0.00020677 | 0.00011416 | 0.5362 | 0.50955 | 0 | 0.060118 | 0.42648 | 0 | 0
2292 | 1 | 0.00010394 | 0.0001817 | 0 | 0.00018797 | 0.00011416 | 0.48424 | 0.51851 | 0 | 0.080101 | 0.42883 | 0 | 0
2293 | 1 | 8.9841e-05 | 0.00018316 | 0 | 0.00019032 | 0.00011416 | 0.46082 | 0.54078 | 0 | 0.084992 | 0.42766 | 0 | 0
2294 | 1 | 8.5136e-05 | 0.00018689 | 0 | 0.00021382 | 0.00011416 | 0.42164 | 0.59972 | 0 | 0.084486 | 0.4286 | 0 | 0
2295 | 1 | 7.8163e-05 | 0.00019297 | 0 | 0.00022322 | 0.00011416 | 0.33731 | 0.56412 | 0 | 0.083221 | 0.42635 | 0 | 0.0011254
2296 | 1 | 7.8949e-05 | 0.00020038 | 0 | 0.00022322 | 0.00011416 | 0.23722 | 0.54632 | 0 | 0.046627 | 0.42878 | 0 | 0
2297 | 1 | 8.0831e-05 | 0.00021301 | 0 | 0.00016448 | 0.00011416 | 0.13245 | 0.58828 | 0 | 0.0586 | 0.4461 | 0 | 0
2298 | 1 | 9.1143e-05 | 0.0002318 | 0 | 0.00011748 | 0.00011416 | 0.033646 | 0.57791 | 0 | 0.081703 | 0.45535 | 0 | 0
2299 | 1 | 9.4431e-05 | 0.00024051 | 0 | 8.8113e-05 | 0.00011416 | 0.0021295 | 0.64628 | 0 | 0.14469 | 0.46184 | 0 | 0
2300 | 1 | 9.1804e-05 | 0.00024523 | 0 | 5.8742e-05 | 0.00011416 | 0 | 0.70332 | 0 | 0.074705 | 0.45571 | 0 | 0
2301 | 1 | 8.9295e-05 | 0.00024971 | 0 | 3.7595e-05 | 0.00011416 | 0 | 0.76167 | 0 | 0.078752 | 0.44128 | 0 | 0
2302 | 1 | 8.4864e-05 | 0.00025406 | 0 | 2.3497e-05 | 0.00011416 | 0 | 0.77499 | 0 | 0.070067 | 0.42734 | 0 | 0
2303 | 1 | 7.4103e-05 | 0.00025734 | 0 | 9.3987e-06 | 0.00011416 | 0 | 0.77982 | 0 | 0.048398 | 0.42585 | 0 | 0
2304 | 1 | 6.9728e-05 | 0.00026094 | 0 | 5.8742e-06 | 0.00011416 | 0 | 0.76521 | 0 | 0.055396 | 0.42373 | 0 | 0
2305 | 1 | 5.981e-05 | 0.00026587 | 0 | 2.3497e-06 | 0.00011416 | 0 | 0.74081 | 0 | 0.050337 | 0.42969 | 0 | 0
2306 | 1 | 5.6172e-05 | 0.00027134 | 0 | 1.1748e-06 | 0.00011416 | 0 | 0.75401 | 0 | 0.040219 | 0.42328 | 0 | 0
2307 | 1 | 5.2039e-05 | 0.00027638 | 0 | 1.4098e-05 | 0.00011416 | 0 | 0.78135 | 0 | 0.066863 | 0.42089 | 0 | 0
2308 | 1 | 5.7494e-05 | 0.00027924 | 0 | 3.7595e-05 | 0.00011416 | 0 | 0.79326 | 0 | 0.11948 | 0.41773 | 0 | 0
2309 | 1 | 7.6675e-05 | 0.00027983 | 0 | 9.3987e-05 | 0.00011416 | 0.0012777 | 0.80964 | 0 | 0.25852 | 0.42581 | 0 | 0
2310 | 1 | 0.00010164 | 0.00026396 | 0 | 0.0001821 | 0.00011416 | 0.056218 | 0.76497 | 0 | 0.22268 | 0.45201 | 0 | 0
2311 | 1 | 0.00013488 | 0.0002355 | 0 | 0.0001586 | 0.00011416 | 0.17164 | 0.73385 | 0 | 0.17884 | 0.44958 | 0 | 0
2312 | 1 | 0.00015268 | 0.000209 | 0 | 0.00014685 | 0.00011416 | 0.33305 | 0.72855 | 0 | 0.070067 | 0.44836 | 0 | 0.0069531
2313 | 1 | 0.00017095 | 0.00019204 | 0 | 0.00016448 | 0.00011416 | 0.47445 | 0.76049 | 0 | 0.065852 | 0.43163 | 0 | 0
2314 | 1 | 0.00016797 | 0.00017657 | 0 | 0.00018797 | 0.00011416 | 0.56729 | 0.75672 | 0 | 0.069224 | 0.43316 | 0 | 0.0015711
2315 | 1 | 0.00016875 | 0.00016239 | 0 | 0.00020677 | 0.00011416 | 0.6201 | 0.7144 | 0 | 0.063828 | 0.42432 | 0 | 0.0075103
2316 | 1 | 0.00016626 | 0.0001509 | 0 | 0.00018797 | 0.00011416 | 0.61414 | 0.71582 | 0 | 0.063153 | 0.41679 | 0 | 0.010029
2317 | 1 | 0.00017664 | 0.00014179 | 0 | 0.00019032 | 0.00011416 | 0.57879 | 0.80328 | 0 | 0.062226 | 0.42283 | 0 | 0.010831
2318 | 1 | 0.00017002 | 0.00013722 | 0 | 0.00021382 | 0.00011416 | 0.5098 | 0.81459 | 0 | 0.063659 | 0.41259 | 0 | 0.045207
2319 | 1 | 0.00016486 | 0.00013892 | 0 | 0.00022322 | 0.00011416 | 0.4029 | 0.80434 | 0 | 0.060624 | 0.4102 | 0 | 0.0089254
2320 | 1 | 0.00015813 | 0.00014674 | 0 | 0.00022322 | 0.00011416 | 0.27598 | 0.74564 | 0 | 0.051602 | 0.41192 | 0 | 0
2321 | 1 | 0.0001484 | 0.00016529 | 0 | 0.00016448 | 0.00011416 | 0.14693 | 0.62317 | 0 | 0.044604 | 0.42121 | 0 | 0
2322 | 1 | 0.00016018 | 0.0001992 | 0 | 0.00011748 | 0.00011416 | 0.036627 | 0.50436 | 0 | 0.21349 | 0.44655 | 0 | 0
2323 | 1 | 0.00014374 | 0.00021338 | 0 | 8.8113e-05 | 0.00011416 | 0.0029813 | 0.61834 | 0 | 0.2285 | 0.45481 | 0 | 0
2324 | 1 | 0.00013499 | 0.00022022 | 0 | 5.8742e-05 | 0.00011416 | 0 | 0.65276 | 0 | 0.25607 | 0.44416 | 0 | 0
2325 | 1 | 0.00011138 | 0.00022767 | 0 | 3.7595e-05 | 0.00011416 | 0 | 0.57225 | 0 | 0.13255 | 0.40898 | 0 | 0
2326 | 1 | 0.0001259 | 0.00023161 | 0 | 2.3497e-05 | 0.00011416 | 0 | 0.57025 | 0 | 0.046121 | 0.3969 | 0 | 0
2327 | 1 | 0.00010099 | 0.00023399 | 0 | 9.3987e-06 | 0.00011416 | 0 | 0.6141 | 0 | 0.063406 | 0.39974 | 0 | 0
2328 | 1 | 8.2864e-05 | 0.0002359 | 0 | 5.8742e-06 | 0.00011416 | 0 | 0.71393 | 0 | 0.067369 | 0.39541 | 0 | 0
2329 | 1 | 7.2346e-05 | 0.00023648 | 0 | 2.3497e-06 | 0.00011416 | 0 | 0.79573 | 0 | 0.065093 | 0.39536 | 0 | 0
2330 | 1 | 6.5341e-05 | 0.00023517 | 0 | 1.1748e-06 | 0.00011416 | 0 | 0.7975 | 0 | 0.067454 | 0.39415 | 0 | 0
2331 | 1 | 6.2281e-05 | 0.00023456 | 0 | 1.4098e-05 | 0.00011416 | 0 | 0.72584 | 0 | 0.070152 | 0.39514 | 0 | 0
2332 | 1 | 6.748e-05 | 0.00023524 | 0 | 3.7595e-05 | 0.00011416 | 0 | 0.69378 | 0 | 0.051096 | 0.3959 | 0 | 0
2333 | 1 | 8.9434e-05 | 0.00023566 | 0 | 9.3987e-05 | 0.00011416 | 0.0021295 | 0.72796 | 0 | 0.078668 | 0.40953 | 0 | 0
2334 | 1 | 0.00012268 | 0.00022165 | 0 | 0.0001821 | 0.00011416 | 0.056644 | 0.65559 | 0 | 0.21425 | 0.42211 | 0 | 0
2335 | 1 | 0.00015157 | 0.00019312 | 0 | 0.0001586 | 0.00011416 | 0.1546 | 0.60714 | 0 | 0.25312 | 0.43063 | 0 | 0.10151
2336 | 1 | 0.00016731 | 0.0001643 | 0 | 0.00014685 | 0.00011416 | 0.28109 | 0.56341 | 0 | 0.21315 | 0.436 | 0 | 0.22193
2337 | 1 | 0.00017074 | 0.00014178 | 0 | 0.00016448 | 0.00011416 | 0.4063 | 0.56942 | 0 | 0.20472 | 0.43965 | 0 | 0.055391
2338 | 1 | 0.00016781 | 0.00012832 | 0 | 0.00018797 | 0.00011416 | 0.50894 | 0.56636 | 0 | 0.15953 | 0.42044 | 0 | 0.065442
2339 | 1 | 0.00017573 | 0.00011888 | 0 | 0.00020677 | 0.00011416 | 0.57794 | 0.48597 | 0 | 0.065599 | 0.41381 | 0 | 0.11942
2340 | 1 | 0.00017741 | 0.00010966 | 0 | 0.00018797 | 0.00011416 | 0.5822 | 0.55092 | 0 | 0.062563 | 0.40853 | 0 | 0.091182
2341 | 1 | 0.00016846 | 0.00010449 | 0 | 0.00019032 | 0.00011416 | 0.55963 | 0.73161 | 0 | 0.052361 | 0.40547 | 0 | 0.08619
2342 | 1 | 0.0001635 | 0.00010253 | 0 | 0.00021382 | 0.00011416 | 0.51065 | 0.81035 | 0 | 0.057926 | 0.40438 | 0 | 0.052416
2343 | 1 | 0.00016493 | 0.00010419 | 0 | 0.00022322 | 0.00011416 | 0.4178 | 0.79349 | 0 | 0.056239 | 0.40497 | 0 | 0.043201
2344 | 1 | 0.00016373 | 0.00011067 | 0 | 0.00022322 | 0.00011416 | 0.28748 | 0.72725 | 0 | 0.047892 | 0.40975 | 0 | 0
2345 | 1 | 0.00016298 | 0.00012668 | 0 | 0.00016448 | 0.00011416 | 0.14864 | 0.62612 | 0 | 0.16661 | 0.41832 | 0 | 0
2346 | 1 | 0.00015102 | 0.00015674 | 0 | 0.00011748 | 0.00011416 | 0.035775 | 0.54715 | 0 | 0.16239 | 0.43149 | 0 | 0
2347 | 1 | 0.00014873 | 0.00017009 | 0 | 8.8113e-05 | 0.00011416 | 0.0029813 | 0.53418 | 0 | 0.17293 | 0.43789 | 0 | 0
2348 | 1 | 0.00014224 | 0.000176 | 0 | 5.8742e-05 | 0.00011416 | 0 | 0.51709 | 0 | 0.19182 | 0.43154 | 0 | 0
2349 | 1 | 0.0001237 | 0.00018199 | 0 | 3.7595e-05 | 0.00011416 | 0 | 0.54338 | 0 | 0.17673 | 0.40411 | 0 | 0
2350 | 1 | 0.0001143 | 0.00018644 | 0 | 2.3497e-05 | 0.00011416 | 0 | 0.54538 | 0 | 0.037943 | 0.4006 | 0 | 0
2351 | 1 | 9.7268e-05 | 0.00019122 | 0 | 9.3987e-06 | 0.00011416 | 0 | 0.60278 | 0 | 0.035245 | 0.38513 | 0 | 0
2352 | 1 | 8.8118e-05 | 0.00019674 | 0 | 5.8742e-06 | 0.00011416 | 0 | 0.6319 | 0 | 0.062732 | 0.38454 | 0 | 0
2353 | 1 | 7.8074e-05 | 0.00019962 | 0 | 2.3497e-06 | 0.00011416 | 0 | 0.58746 | 0 | 0.060877 | 0.38504 | 0 | 0
2354 | 1 | 7.2804e-05 | 0.00020301 | 0 | 1.1748e-06 | 0.00011416 | 0 | 0.42775 | 0 | 0.061467 | 0.38824 | 0 | 0
2355 | 1 | 7.231e-05 | 0.00020595 | 0 | 1.4098e-05 | 0.00011416 | 0 | 0.40476 | 0 | 0.065008 | 0.39221 | 0 | 0
2356 | 1 | 7.7295e-05 | 0.00020811 | 0 | 3.7595e-05 | 0.00011416 | 0 | 0.35149 | 0 | 0.048229 | 0.39189 | 0 | 0
2357 | 1 | 9.9091e-05 | 0.00020963 | 0 | 9.3987e-05 | 0.00011416 | 0.0038331 | 0.31341 | 0 | 0.14772 | 0.40371 | 0 | 0
2358 | 1 | 0.00012644 | 0.00018971 | 0 | 0.0001821 | 0.00011416 | 0.073254 | 0.26379 | 0 | 0.17985 | 0.43735 | 0 | 0
2359 | 1 | 0.00015499 | 0.00015629 | 0 | 0.0001586 | 0.00011416 | 0.20954 | 0.19024 | 0 | 0.19384 | 0.43126 | 0 | 0.15729
2360 | 1 | 0.00017106 | 0.00012496 | 0 | 0.00014685 | 0.00011416 | 0.39182 | 0.14427 | 0 | 0.15497 | 0.43086 | 0 | 0.20276
2361 | 1 | 0.00017764 | 9.8259e-05 | 0 | 0.00016448 | 0.00011416 | 0.56559 | 0.081801 | 0 | 0.1274 | 0.42721 | 0 | 0.35256
2362 | 1 | 0.00018456 | 7.431e-05 | 0 | 0.00018797 | 0.00011416 | 0.69293 | 0.026992 | 0 | 0.053963 | 0.41309 | 0 | 0.3856
2363 | 1 | 0.00018779 | 5.3541e-05 | 0 | 0.00020677 | 0.00011416 | 0.76405 | 0.0068364 | 0 | 0.051265 | 0.39694 | 0 | 0.429
2364 | 1 | 0.00017732 | 3.7746e-05 | 0 | 0.00018797 | 0.00011416 | 0.78066 | 0.0036539 | 0 | 0.052614 | 0.38982 | 0 | 0.38545
2365 | 1 | 0.00017401 | 2.7974e-05 | 0 | 0.00019032 | 0.00011416 | 0.74872 | 0.0034182 | 0 | 0.048482 | 0.38657 | 0 | 0.29735
2366 | 1 | 0.00017084 | 2.5042e-05 | 0 | 0.00021382 | 0.00011416 | 0.66014 | 0.0086044 | 0 | 0.047133 | 0.37444 | 0 | 0.22951
2367 | 1 | 0.00015818 | 2.9024e-05 | 0 | 0.00022322 | 0.00011416 | 0.52172 | 0.021688 | 0 | 0.042917 | 0.37859 | 0 | 0.24197
2368 | 1 | 0.00015015 | 4.0532e-05 | 0 | 0.00022322 | 0.00011416 | 0.35009 | 0.024163 | 0 | 0.056408 | 0.3996 | 0 | 0
2369 | 1 | 0.00015233 | 7.1072e-05 | 0 | 0.00016448 | 0.00011416 | 0.17888 | 0.035243 | 0 | 0.1699 | 0.41228 | 0 | 0
2370 | 1 | 0.0001479 | 0.00011973 | 0 | 0.00011748 | 0.00011416 | 0.045145 | 0.0752 | 0 | 0.14823 | 0.44407 | 0 | 0
2371 | 1 | 0.00014283 | 0.00013703 | 0 | 8.8113e-05 | 0.00011416 | 0.0034072 | 0.15111 | 0 | 0.16543 | 0.44222 | 0 | 0
2372 | 1 | 0.00014046 | 0.0001454 | 0 | 5.8742e-05 | 0.00011416 | 0 | 0.2038 | 0 | 0.11189 | 0.43284 | 0 | 0
2373 | 1 | 0.0001282 | 0.00015377 | 0 | 3.7595e-05 | 0.00011416 | 0 | 0.28666 | 0 | 0.071669 | 0.41534 | 0 | 0
2374 | 1 | 0.00012082 | 0.00016077 | 0 | 2.3497e-05 | 0.00011416 | 0 | 0.41608 | 0 | 0.033642 | 0.40668 | 0 | 0
2375 | 1 | 9.0683e-05 | 0.00016472 | 0 | 9.3987e-06 | 0.00011416 | 0 | 0.45875 | 0 | 0.062057 | 0.40375 | 0 | 0
2376 | 1 | 7.9607e-05 | 0.00016865 | 0 | 5.8742e-06 | 0.00011416 | 0 | 0.44472 | 0 | 0.068128 | 0.40181 | 0 | 0
2377 | 1 | 6.6282e-05 | 0.00017325 | 0 | 2.3497e-06 | 0.00011416 | 0 | 0.46865 | 0 | 0.054806 | 0.40213 | 0 | 0
2378 | 1 | 6.22e-05 | 0.00017795 | 0 | 1.1748e-06 | 0.00011416 | 0 | 0.52522 | 0 | 0.055228 | 0.40204 | 0 | 0
2379 | 1 | 5.4409e-05 | 0.00018125 | 0 | 1.4098e-05 | 0.00011416 | 0 | 0.54609 | 0 | 0.058769 | 0.40411 | 0 | 0
2380 | 1 | 6.0617e-05 | 0.00018535 | 0 | 3.7595e-05 | 0.00011416 | 0 | 0.50919 | 0 | 0.055649 | 0.40962 | 0 | 0
2381 | 1 | 8.3692e-05 | 0.00018704 | 0 | 9.3987e-05 | 0.00011416 | 0.0046848 | 0.40618 | 0 | 0.099241 | 0.42775 | 0 | 0
2382 | 1 | 0.00011722 | 0.0001627 | 0 | 0.0001821 | 0.00011416 | 0.07879 | 0.31907 | 0 | 0.093592 | 0.46563 | 0 | 0
2383 | 1 | 0.00015256 | 0.00012162 | 0 | 0.0001586 | 0.00011416 | 0.22104 | 0.19814 | 0 | 0.044688 | 0.46662 | 0 | 0.27518
2384 | 1 | 0.00017609 | 7.7927e-05 | 0 | 0.00014685 | 0.00011416 | 0.40673 | 0.1794 | 0 | 0.054806 | 0.46978 | 0 | 0.24304
2385 | 1 | 0.00016797 | 3.9088e-05 | 0 | 0.00016448 | 0.00011416 | 0.58433 | 0.23975 | 0 | 0.058769 | 0.47596 | 0 | 0.39822
2386 | 1 | 0.00016218 | 1.2106e-05 | 0 | 0.00018797 | 0.00011416 | 0.7155 | 0.23645 | 0 | 0.051602 | 0.45336 | 0 | 0.40638
2387 | 1 | 0.00017053 | 0 | 0 | 0.00020677 | 0.00011416 | 0.79131 | 0.22065 | 0 | 0.051686 | 0.45228 | 0 | 0.44142
2388 | 1 | 0.00015848 | 0 | 0 | 0.00018797 | 0.00011416 | 0.80877 | 0.21794 | 0 | 0.055143 | 0.45603 | 0 | 0.39611
2389 | 1 | 0.00015009 | 0 | 0 | 0.00019032 | 0.00011416 | 0.76831 | 0.19802 | 0 | 0.050084 | 0.4517 | 0 | 0.40495
2390 | 1 | 0.00014867 | 0 | 0 | 0.00021382 | 0.00011416 | 0.67078 | 0.1781 | 0 | 0.048061 | 0.45003 | 0 | 0.34652
2391 | 1 | 0.00014461 | 0 | 0 | 0.00022322 | 0.00011416 | 0.52598 | 0.18317 | 0 | 0.040556 | 0.45043 | 0 | 0.23152
2392 | 1 | 0.00013468 | 0 | 0 | 0.00022322 | 0.00011416 | 0.35136 | 0.19896 | 0 | 0.059106 | 0.44944 | 0 | 0
2393 | 1 | 0.00013904 | 2.284e-05 | 0 | 0.00016448 | 0.00011416 | 0.1776 | 0.21264 | 0 | 0.11113 | 0.48002 | 0 | 0
2394 | 1 | 0.0001411 | 6.5166e-05 | 0 | 0.00011748 | 0.00011416 | 0.044719 | 0.23326 | 0 | 0.20329 | 0.4857 | 0 | 0
2395 | 1 | 0.00013888 | 8.5687e-05 | 0 | 8.8113e-05 | 0.00011416 | 0.0029813 | 0.29043 | 0 | 0.22496 | 0.48467 | 0 | 0
2396 | 1 | 0.00013482 | 9.8215e-05 | 0 | 5.8742e-05 | 0.00011416 | 0 | 0.32933 | 0 | 0.064165 | 0.48286 | 0 | 0
2397 | 1 | 0.00011317 | 0.00010965 | 0 | 3.7595e-05 | 0.00011416 | 0 | 0.33569 | 0 | 0.11037 | 0.4802 | 0 | 0
2398 | 1 | 9.915e-05 | 0.00012082 | 0 | 2.3497e-05 | 0.00011416 | 0 | 0.31589 | 0 | 0.048314 | 0.47312 | 0 | 0
2399 | 1 | 8.2791e-05 | 0.0001296 | 0 | 9.3987e-06 | 0.00011416 | 0 | 0.27522 | 0 | 0.064418 | 0.4599 | 0 | 0
2400 | 1 | 8.292e-05 | 0.00013633 | 0 | 5.8742e-06 | 0.00011416 | 0 | 0.24257 | 0 | 0.039882 | 0.46193 | 0 | 0
2401 | 1 | 7.4891e-05 | 0.00014019 | 0 | 2.3497e-06 | 0.00011416 | 0 | 0.22242 | 0 | 0.033895 | 0.45729 | 0 | 0
2402 | 1 | 6.2226e-05 | 0.00014188 | 0 | 1.1748e-06 | 0.00011416 | 0 | 0.21452 | 0 | 0.029005 | 0.46347 | 0 | 0
2403 | 1 | 5.7087e-05 | 0.00014355 | 0 | 1.4098e-05 | 0.00011416 | 0 | 0.17433 | 0 | 0.05312 | 0.46279 | 0 | 0
2404 | 1 | 6.3639e-05 | 0.00014947 | 0 | 3.7595e-05 | 0.00011416 | 0 | 0.13366 | 0 | 0.0543 | 0.46577 | 0 | 0
2405 | 1 | 7.1738e-05 | 0.00015198 | 0 | 9.3987e-05 | 0.00011416 | 0.0055366 | 0.11669 | 0 | 0.036172 | 0.46793 | 0 | 0
2406 | 1 | 8.5992e-05 | 0.00013385 | 0 | 0.0001821 | 0.00011416 | 0.076235 | 0.0686 | 0 | 0.065514 | 0.48521 | 0 | 0
2407 | 1 | 0.00010792 | 0.00010137 | 0 | 0.0001586 | 0.00011416 | 0.2006 | 0.026992 | 0 | 0.053288 | 0.49815 | 0 | 0.001794
2408 | 1 | 0.00012183 | 6.922e-05 | 0 | 0.00014685 | 0.00011416 | 0.3586 | 0.014616 | 0 | 0.049325 | 0.48913 | 0 | 0.091973
2409 | 1 | 0.00012488 | 3.7935e-05 | 0 | 0.00016448 | 0.00011416 | 0.50767 | 0.021099 | 0 | 0.083474 | 0.49477 | 0 | 0.40819
2410 | 1 | 0.00013065 | 1.7021e-05 | 0 | 0.00018797 | 0.00011416 | 0.61244 | 0.03265 | 0 | 0.038449 | 0.4857 | 0 | 0.062734
2411 | 1 | 0.0001365 | 2.6545e-06 | 0 | 0.00020677 | 0.00011416 | 0.66695 | 0.027346 | 0 | 0.02774 | 0.48669 | 0 | 0.1909
2412 | 1 | 0.00012402 | 0 | 0 | 0.00018797 | 0.00011416 | 0.66865 | 0.029821 | 0 | 0.027066 | 0.49039 | 0 | 0.057497
2413 | 1 | 0.00011628 | 0 | 0 | 0.00019032 | 0.00011416 | 0.62606 | 0.026992 | 0 | 0.035497 | 0.48877 | 0 | 0
2414 | 1 | 0.00011139 | 3.5733e-06 | 0 | 0.00021382 | 0.00011416 | 0.52896 | 0.029703 | 0 | 0.03027 | 0.48674 | 0 | 0
2415 | 1 | 0.00010822 | 1.336e-05 | 0 | 0.00022322 | 0.00011416 | 0.40034 | 0.037011 | 0 | 0.032799 | 0.48796 | 0 | 0
2416 | 1 | 0.00010544 | 2.7361e-05 | 0 | 0.00022322 | 0.00011416 | 0.26107 | 0.034182 | 0 | 0.032631 | 0.48656 | 0 | 0
2417 | 1 | 0.00010625 | 4.9793e-05 | 0 | 0.00016448 | 0.00011416 | 0.12947 | 0.041961 | 0 | 0.026391 | 0.51078 | 0 | 0
2418 | 1 | 0.00011018 | 8.2711e-05 | 0 | 0.00011748 | 0.00011416 | 0.029813 | 0.26638 | 0 | 0.01602 | 0.5092 | 0 | 0
2419 | 1 | 9.9667e-05 | 0.00010151 | 0 | 8.8113e-05 | 0.00011416 | 0.0017036 | 0.3219 | 0 | 0.016105 | 0.50861 | 0 | 0
2420 | 1 | 9.0714e-05 | 0.00011118 | 0 | 5.8742e-05 | 0.00011416 | 0 | 0.16584 | 0 | 0.018044 | 0.50789 | 0 | 0
2421 | 1 | 8.8817e-05 | 0.00011675 | 0 | 3.7595e-05 | 0.00011416 | 0 | 0.23939 | 0 | 0.04747 | 0.50352 | 0 | 0
2422 | 1 | 8.4238e-05 | 0.0001213 | 0 | 2.3497e-05 | 0.00011416 | 0 | 0.29267 | 0 | 0.015008 | 0.4862 | 0 | 0
2423 | 1 | 7.2723e-05 | 0.00012406 | 0 | 9.3987e-06 | 0.00011416 | 0 | 0.3595 | 0 | 0.028836 | 0.48187 | 0 | 0
2424 | 1 | 6.5019e-05 | 0.0001266 | 0 | 5.8742e-06 | 0.00011416 | 0 | 0.5119 | 0 | 0.015683 | 0.47993 | 0 | 0
2425 | 1 | 5.0782e-05 | 0.00013014 | 0 | 2.3497e-06 | 0.00011416 | 0 | 0.66808 | 0 | 0.0081788 | 0.47132 | 0 | 0
2426 | 1 | 4.4334e-05 | 0.00013465 | 0 | 1.1748e-06 | 0.00011416 | 0 | 0.71511 | 0 | 0.0094435 | 0.46956 | 0 | 0
2427 | 1 | 3.6933e-05 | 0.00013955 | 0 | 1.4098e-05 | 0.00011416 | 0 | 0.67869 | 0 | 0.017791 | 0.48029 | 0 | 0
2428 | 1 | 3.4932e-05 | 0.00014441 | 0 | 3.7595e-05 | 0.00011416 | 0 | 0.65394 | 0 | 0.042749 | 0.47898 | 0 | 0
2429 | 1 | 4.132e-05 | 0.00014543 | 0 | 9.3987e-05 | 0.00011416 | 0.0059625 | 0.59736 | 0 | 0.044857 | 0.48444 | 0 | 0
2430 | 1 | 5.069e-05 | 0.00012019 | 0 | 0.0001821 | 0.00011416 | 0.074957 | 0.4327 | 0 | 0.065261 | 0.49093 | 0 | 0
2431 | 1 | 6.593e-05 | 8.7233e-05 | 0 | 0.0001586 | 0.00011416 | 0.19165 | 0.40771 | 0 | 0.023103 | 0.49418 | 0 | 0.0035434
2432 | 1 | 7.9331e-05 | 5.5204e-05 | 0 | 0.00014685 | 0.00011416 | 0.35264 | 0.53477 | 0 | 0.021754 | 0.50253 | 0 | 0.02486
2433 | 1 | 8.1891e-05 | 3.1256e-05 | 0 | 0.00016448 | 0.00011416 | 0.52002 | 0.38967 | 0 | 0.025042 | 0.50758 | 0 | 0.10926
2434 | 1 | 8.863e-05 | 1.3389e-05 | 0 | 0.00018797 | 0.00011416 | 0.6414 | 0.22006 | 0 | 0.023609 | 0.50834 | 0 | 0.082156
2435 | 1 | 9.7766e-05 | 7.1466e-07 | 0 | 0.00020677 | 0.00011416 | 0.7006 | 0.18223 | 0 | 0.015346 | 0.50077 | 0 | 0.12561
2436 | 1 | 9.7943e-05 | 0 | 0 | 0.00018797 | 0.00011416 | 0.70613 | 0.19213 | 0 | 0.0457 | 0.50117 | 0 | 0.47014
2437 | 1 | 0.00010284 | 0 | 0 | 0.00019032 | 0.00011416 | 0.65119 | 0.19213 | 0 | 0.044772 | 0.50216 | 0 | 0.40591
2438 | 1 | 9.5424e-05 | 0 | 0 | 0.00021382 | 0.00011416 | 0.54642 | 0.15618 | 0 | 0.043508 | 0.49937 | 0 | 0.45457
2439 | 1 | 9.1889e-05 | 0 | 0 | 0.00022322 | 0.00011416 | 0.42334 | 0.1141 | 0 | 0.03027 | 0.50009 | 0 | 0.26706
2440 | 1 | 8.5964e-05 | 8.0217e-07 | 0 | 0.00022322 | 0.00011416 | 0.29557 | 0.088402 | 0 | 0.00016863 | 0.50235 | 0 | 0
2441 | 1 | 8.4379e-05 | 2.3292e-05 | 0 | 0.00016448 | 0.00011416 | 0.16099 | 0.038425 | 0 | 0.040304 | 0.50884 | 0 | 0
2442 | 1 | 8.851e-05 | 5.9667e-05 | 0 | 0.00011748 | 0.00011416 | 0.041738 | 0.013673 | 0 | 0.033052 | 0.51443 | 0 | 0
2443 | 1 | 9.5924e-05 | 7.0839e-05 | 0 | 8.8113e-05 | 0.00011416 | 0.0029813 | 0.0073079 | 0 | 0.12386 | 0.52196 | 0 | 0
2444 | 1 | 9.9459e-05 | 8.0859e-05 | 0 | 5.8742e-05 | 0.00011416 | 0 | 0.0025931 | 0 | 0.066948 | 0.52467 | 0 | 0
2445 | 1 | 9.2067e-05 | 9.6479e-05 | 0 | 3.7595e-05 | 0.00011416 | 0 | 0.0048326 | 0 | 0.03339 | 0.52386 | 0 | 0
2446 | 1 | 9.4768e-05 | 0.0001123 | 0 | 2.3497e-05 | 0.00011416 | 0 | 0.016266 | 0 | 0.0059865 | 0.51303 | 0 | 0
2447 | 1 | 8.6256e-05 | 0.00012241 | 0 | 9.3987e-06 | 0.00011416 | 0 | 0.042197 | 0 | 0.020742 | 0.50131 | 0 | 0
2448 | 1 | 7.0049e-05 | 0.00012876 | 0 | 5.8742e-06 | 0.00011416 | 0 | 0.055398 | 0 | 0.025379 | 0.49125 | 0 | 0
2449 | 1 | 6.3009e-05 | 0.00013388 | 0 | 2.3497e-06 | 0.00011416 | 0 | 0.087694 | 0 | 0.031366 | 0.4774 | 0 | 0
2450 | 1 | 6.22e-05 | 0.00013889 | 0 | 1.1748e-06 | 0.00011416 | 0 | 0.11893 | 0 | 0.036172 | 0.48498 | 0 | 0
2451 | 1 | 5.5324e-05 | 0.00014349 | 0 | 1.4098e-05 | 0.00011416 | 0 | 0.10608 | 0 | 0.034317 | 0.48642 | 0 | 0
2452 | 1 | 6.0211e-05 | 0.0001495 | 0 | 3.7595e-05 | 0.00011416 | 0 | 0.09901 | 0 | 0.030101 | 0.49301 | 0 | 0
2453 | 1 | 7.473e-05 | 0.00015142 | 0 | 9.3987e-05 | 0.00011416 | 0.0068143 | 0.1095 | 0 | 0.068971 | 0.51376 | 0 | 0
2454 | 1 | 0.00010586 | 0.00011172 | 0 | 0.0001821 | 0.00011416 | 0.085179 | 0.1042 | 0 | 0.19132 | 0.54411 | 0 | 0
2455 | 1 | 0.00013306 | 7.2604e-05 | 0 | 0.0001586 | 0.00011416 | 0.22189 | 0.092763 | 0 | 0.16906 | 0.54456 | 0 | 0.26003
2456 | 1 | 0.00015319 | 3.8388e-05 | 0 | 0.00014685 | 0.00011416 | 0.39651 | 0.12306 | 0 | 0.16518 | 0.53964 | 0 | 0.39413
2457 | 1 | 0.0001513 | 1.74e-05 | 0 | 0.00016448 | 0.00011416 | 0.56175 | 0.28395 | 0 | 0.10169 | 0.53635 | 0 | 0.41205
2458 | 1 | 0.0001498 | 4.7255e-06 | 0 | 0.00018797 | 0.00011416 | 0.66908 | 0.60078 | 0 | 0.042074 | 0.53013 | 0 | 0.39025
2459 | 1 | 0.00014713 | 0 | 0 | 0.00020677 | 0.00011416 | 0.73382 | 0.72654 | 0 | 0.041653 | 0.53342 | 0 | 0.50999
2460 | 1 | 0.00013325 | 0 | 0 | 0.00018797 | 0.00011416 | 0.75128 | 0.83168 | 0 | 0.073862 | 0.52774 | 0 | 0.48301
2461 | 1 | 0.00012126 | 0 | 0 | 0.00019032 | 0.00011416 | 0.69591 | 0.85561 | 0 | 0.054132 | 0.53401 | 0 | 0.22942
2462 | 1 | 0.00011578 | 0 | 0 | 0.00021382 | 0.00011416 | 0.56942 | 0.85797 | 0 | 0.066442 | 0.53338 | 0 | 0.084819
2463 | 1 | 0.00012172 | 7.4529e-06 | 0 | 0.00022322 | 0.00011416 | 0.42802 | 0.7546 | 0 | 0.065346 | 0.53342 | 0 | 0.047056
2464 | 1 | 0.00012295 | 2.4269e-05 | 0 | 0.00022322 | 0.00011416 | 0.27896 | 0.53583 | 0 | 0.096796 | 0.53252 | 0 | 0
2465 | 1 | 0.00013716 | 4.8816e-05 | 0 | 0.00016448 | 0.00011416 | 0.14566 | 0.48645 | 0 | 0.1839 | 0.54826 | 0 | 0
2466 | 1 | 0.0001373 | 8.1822e-05 | 0 | 0.00011748 | 0.00011416 | 0.03833 | 0.34382 | 0 | 0.21206 | 0.5571 | 0 | 0
2467 | 1 | 0.00014253 | 0.00010189 | 0 | 8.8113e-05 | 0.00011416 | 0.0029813 | 0.28253 | 0 | 0.19798 | 0.56229 | 0 | 0
2468 | 1 | 0.00013659 | 0.0001136 | 0 | 5.8742e-05 | 0.00011416 | 0 | 0.30457 | 0 | 0.17218 | 0.5506 | 0 | 0
2469 | 1 | 0.00011716 | 0.00012374 | 0 | 3.7595e-05 | 0.00011416 | 0 | 0.29267 | 0 | 0.18331 | 0.54366 | 0 | 0
2470 | 1 | 0.00011233 | 0.00013205 | 0 | 2.3497e-05 | 0.00011416 | 0 | 0.22372 | 0 | 0.13465 | 0.53531 | 0 | 0
2471 | 1 | 9.4456e-05 | 0.00014069 | 0 | 9.3987e-06 | 0.00011416 | 0 | 0.23008 | 0 | 0.17917 | 0.52855 | 0 | 0
2472 | 1 | 8.2692e-05 | 0.00015339 | 0 | 5.8742e-06 | 0.00011416 | 0 | 0.27405 | 0 | 0.080354 | 0.51989 | 0 | 0
2473 | 1 | 7.2981e-05 | 0.00016313 | 0 | 2.3497e-06 | 0.00011416 | 0 | 0.27617 | 0 | 0.073103 | 0.51691 | 0 | 0
2474 | 1 | 6.3951e-05 | 0.00017196 | 0 | 1.1748e-06 | 0.00011416 | 0 | 0.30281 | 0 | 0.049325 | 0.51908 | 0 | 0
2475 | 1 | 5.554e-05 | 0.00017932 | 0 | 1.4098e-05 | 0.00011416 | 0 | 0.31353 | 0 | 0.055565 | 0.51606 | 0 | 0
2476 | 1 | 6.1345e-05 | 0.00018539 | 0 | 3.7595e-05 | 0.00011416 | 0 | 0.28736 | 0 | 0.13145 | 0.52354 | 0 | 0
2477 | 1 | 8.4471e-05 | 0.00018616 | 0 | 9.3987e-05 | 0.00011416 | 0.0063884 | 0.27157 | 0 | 0.12218 | 0.54136 | 0 | 0
2478 | 1 | 0.00011935 | 0.00015782 | 0 | 0.0001821 | 0.00011416 | 0.077939 | 0.22525 | 0 | 0.12622 | 0.55462 | 0 | 0
2479 | 1 | 0.00015025 | 0.00012642 | 0 | 0.0001586 | 0.00011416 | 0.19932 | 0.16572 | 0 | 0.14916 | 0.55525 | 0 | 0.030988
2480 | 1 | 0.00016053 | 9.7311e-05 | 0 | 0.00014685 | 0.00011416 | 0.35477 | 0.15853 | 0 | 0.10658 | 0.55069 | 0 | 0.0016269
2481 | 1 | 0.00016741 | 7.3056e-05 | 0 | 0.00016448 | 0.00011416 | 0.50554 | 0.16702 | 0 | 0.12614 | 0.54912 | 0 | 0.049987
2482 | 1 | 0.00016917 | 5.325e-05 | 0 | 0.00018797 | 0.00011416 | 0.59838 | 0.18977 | 0 | 0.058179 | 0.55069 | 0 | 0.097756
2483 | 1 | 0.00016781 | 3.7498e-05 | 0 | 0.00020677 | 0.00011416 | 0.64353 | 0.27251 | 0 | 0.033727 | 0.54424 | 0 | 0.092508
2484 | 1 | 0.00015749 | 2.5305e-05 | 0 | 0.00018797 | 0.00011416 | 0.65247 | 0.29397 | 0 | 0.051518 | 0.54808 | 0 | 0
2485 | 1 | 0.00016062 | 1.7152e-05 | 0 | 0.00019032 | 0.00011416 | 0.6201 | 0.31766 | 0 | 0.07226 | 0.55133 | 0 | 0.022174
2486 | 1 | 0.00015532 | 1.4249e-05 | 0 | 0.00021382 | 0.00011416 | 0.55153 | 0.34123 | 0 | 0.068887 | 0.55322 | 0 | 0.031323
2487 | 1 | 0.00015235 | 1.7196e-05 | 0 | 0.00022322 | 0.00011416 | 0.44421 | 0.30823 | 0 | 0.06543 | 0.55245 | 0 | 0.078613
2488 | 1 | 0.00014005 | 2.5465e-05 | 0 | 0.00022322 | 0.00011416 | 0.30579 | 0.25778 | 0 | 0.021922 | 0.55913 | 0 | 0
2489 | 1 | 0.00014042 | 4.7722e-05 | 0 | 0.00016448 | 0.00011416 | 0.16227 | 0.19319 | 0 | 0.095278 | 0.56522 | 0 | 0
2490 | 1 | 0.00013668 | 8.7568e-05 | 0 | 0.00011748 | 0.00011416 | 0.043441 | 0.12317 | 0 | 0.16341 | 0.56982 | 0 | 0
2491 | 1 | 0.00012475 | 0.00010481 | 0 | 8.8113e-05 | 0.00011416 | 0.0042589 | 0.084748 | 0 | 0.19123 | 0.57388 | 0 | 0
2492 | 1 | 0.00012944 | 0.0001126 | 0 | 5.8742e-05 | 0.00011416 | 0 | 0.055398 | 0 | 0.18626 | 0.56364 | 0 | 0
2493 | 1 | 0.00010162 | 0.00012205 | 0 | 3.7595e-05 | 0.00011416 | 0 | 0.051391 | 0 | 0.16332 | 0.55696 | 0 | 0
2494 | 1 | 9.5357e-05 | 0.00013058 | 0 | 2.3497e-05 | 0.00011416 | 0 | 0.092999 | 0 | 0.034148 | 0.55385 | 0 | 0
2495 | 1 | 8.3047e-05 | 0.00013627 | 0 | 9.3987e-06 | 0.00011416 | 0 | 0.14074 | 0 | 0.04511 | 0.53536 | 0 | 0
2496 | 1 | 7.6113e-05 | 0.00014039 | 0 | 5.8742e-06 | 0.00011416 | 0 | 0.15205 | 0 | 0.051602 | 0.53058 | 0 | 0
2497 | 1 | 7.2976e-05 | 0.00014404 | 0 | 2.3497e-06 | 0.00011416 | 0 | 0.16195 | 0 | 0.042833 | 0.52828 | 0 | 0
2498 | 1 | 7.1286e-05 | 0.00014594 | 0 | 1.1748e-06 | 0.00011416 | 0 | 0.18116 | 0 | 0.044772 | 0.52052 | 0 | 0
2499 | 1 | 6.6656e-05 | 0.00014639 | 0 | 1.4098e-05 | 0.00011416 | 0 | 0.20061 | 0 | 0.049831 | 0.51975 | 0 | 0
2500 | 1 | 7.2081e-05 | 0.00014792 | 0 | 3.7595e-05 | 0.00011416 | 0 | 0.20945 | 0 | 0.067032 | 0.52896 | 0 | 0
2501 | 1 | 9.1002e-05 | 0.00014703 | 0 | 9.3987e-05 | 0.00011416 | 0.0085179 | 0.21735 | 0 | 0.23406 | 0.54217 | 0 | 0
2502 | 1 | 0.00011502 | 0.00011064 | 0 | 0.0001821 | 0.00011416 | 0.089864 | 0.21311 | 0 | 0.21138 | 0.55696 | 0 | 0
2503 | 1 | 0.0001454 | 6.4743e-05 | 0 | 0.0001586 | 0.00011416 | 0.23382 | 0.15853 | 0 | 0.18094 | 0.55656 | 0 | 0.282
2504 | 1 | 0.00016016 | 2.1804e-05 | 0 | 0.00014685 | 0.00011416 | 0.41525 | 0.17562 | 0 | 0.094182 | 0.55507 | 0 | 0.48259
2505 | 1 | 0.0001669 | 0 | 0 | 0.00016448 | 0.00011416 | 0.58986 | 0.2401 | 0 | 0.049241 | 0.55493 | 0 | 0.41437
2506 | 1 | 0.00016415 | 0 | 0 | 0.00018797 | 0.00011416 | 0.72359 | 0.30563 | 0 | 0.044772 | 0.54447 | 0 | 0.66704
2507 | 1 | 0.00015653 | 0 | 0 | 0.00020677 | 0.00011416 | 0.7994 | 0.45674 | 0 | 0.039798 | 0.54375 | 0 | 0.74923
2508 | 1 | 0.00015734 | 0 | 0 | 0.00018797 | 0.00011416 | 0.81261 | 0.58357 | 0 | 0.037858 | 0.54104 | 0 | 0.81623
2509 | 1 | 0.00014403 | 0 | 0 | 0.00019032 | 0.00011416 | 0.76448 | 0.51662 | 0 | 0.056998 | 0.54677 | 0 | 0.68379
2510 | 1 | 0.00014191 | 0 | 0 | 0.00021382 | 0.00011416 | 0.6661 | 0.39274 | 0 | 0.052361 | 0.54393 | 0 | 0.484
2511 | 1 | 0.00014025 | 0 | 0 | 0.00022322 | 0.00011416 | 0.5247 | 0.31294 | 0 | 0.036847 | 0.54059 | 0 | 0.32607
2512 | 1 | 0.00014018 | 0 | 0 | 0.00022322 | 0.00011416 | 0.35434 | 0.23963 | 0 | 0.021501 | 0.53978 | 0 | 0
2513 | 1 | 0.0001426 | 0 | 0 | 0.00016448 | 0.00011416 | 0.18441 | 0.19861 | 0 | 0.055143 | 0.54447 | 0 | 0
2514 | 1 | 0.00014283 | 2.3336e-05 | 0 | 0.00011748 | 0.00011416 | 0.048126 | 0.22065 | 0 | 0.12437 | 0.55403 | 0 | 0
2515 | 1 | 0.000138 | 4.288e-05 | 0 | 8.8113e-05 | 0.00011416 | 0.0042589 | 0.25613 | 0 | 0.16863 | 0.56459 | 0 | 0
2516 | 1 | 0.00013655 | 5.6065e-05 | 0 | 5.8742e-05 | 0.00011416 | 0 | 0.28253 | 0 | 0.20025 | 0.56012 | 0 | 0
2517 | 1 | 0.0001139 | 7.0766e-05 | 0 | 3.7595e-05 | 0.00011416 | 0 | 0.27051 | 0 | 0.12926 | 0.54519 | 0 | 0
2518 | 1 | 0.00010742 | 8.2317e-05 | 0 | 2.3497e-05 | 0.00011416 | 0 | 0.19554 | 0 | 0.014924 | 0.54185 | 0 | 0
2519 | 1 | 9.0702e-05 | 9.0864e-05 | 0 | 9.3987e-06 | 0.00011416 | 0 | 0.1471 | 0 | 0.056914 | 0.54488 | 0 | 0
2520 | 1 | 8.2036e-05 | 9.7384e-05 | 0 | 5.8742e-06 | 0.00011416 | 0 | 0.13602 | 0 | 0.046796 | 0.53843 | 0 | 0
2521 | 1 | 7.245e-05 | 0.00010227 | 0 | 2.3497e-06 | 0.00011416 | 0 | 0.14203 | 0 | 0.036762 | 0.53757 | 0 | 0
2522 | 1 | 6.9979e-05 | 0.00010557 | 0 | 1.1748e-06 | 0.00011416 | 0 | 0.16667 | 0 | 0.03769 | 0.53667 | 0 | 0
2523 | 1 | 6.5099e-05 | 0.0001079 | 0 | 1.4098e-05 | 0.00011416 | 0 | 0.16572 | 0 | 0.046037 | 0.53662 | 0 | 0
2524 | 1 | 6.9411e-05 | 0.00011353 | 0 | 3.7595e-05 | 0.00011416 | 0 | 0.12977 | 0 | 0.083727 | 0.53653 | 0 | 0
2525 | 1 | 9.0497e-05 | 0.00011626 | 0 | 9.3987e-05 | 0.00011416 | 0.0089438 | 0.15606 | 0 | 0.23583 | 0.54402 | 0 | 0
2526 | 1 | 0.0001258 | 8.1515e-05 | 0 | 0.0001821 | 0.00011416 | 0.091567 | 0.18765 | 0 | 0.24216 | 0.55624 | 0 | 0
2527 | 1 | 0.00015282 | 3.2029e-05 | 0 | 0.0001586 | 0.00011416 | 0.23296 | 0.16148 | 0 | 0.22361 | 0.56296 | 0 | 0.33374
2528 | 1 | 0.00016318 | 0 | 0 | 0.00014685 | 0.00011416 | 0.40886 | 0.098421 | 0 | 0.13777 | 0.55778 | 0 | 0.39212
2529 | 1 | 0.00016817 | 0 | 0 | 0.00016448 | 0.00011416 | 0.56814 | 0.10337 | 0 | 0.074368 | 0.57004 | 0 | 0.37005
2530 | 1 | 0.00016306 | 0 | 0 | 0.00018797 | 0.00011416 | 0.70102 | 0.19189 | 0 | 0.065852 | 0.55593 | 0 | 0.54289
2531 | 1 | 0.00016123 | 0 | 0 | 0.00020677 | 0.00011416 | 0.77896 | 0.40394 | 0 | 0.048567 | 0.55146 | 0 | 0.76549
2532 | 1 | 0.00015057 | 0 | 0 | 0.00018797 | 0.00011416 | 0.79131 | 0.595 | 0 | 0.03086 | 0.54537 | 0 | 0.75754
2533 | 1 | 0.00013865 | 0 | 0 | 0.00019032 | 0.00011416 | 0.74404 | 0.69213 | 0 | 0.030354 | 0.54839 | 0 | 0.16008
2534 | 1 | 0.00013276 | 0 | 0 | 0.00021382 | 0.00011416 | 0.63543 | 0.72973 | 0 | 0.046796 | 0.55881 | 0 | 0.3729
2535 | 1 | 0.00013017 | 0 | 0 | 0.00022322 | 0.00011416 | 0.48424 | 0.67291 | 0 | 0.056998 | 0.56008 | 0 | 0.33337
2536 | 1 | 0.00013058 | 0 | 0 | 0.00022322 | 0.00011416 | 0.32027 | 0.57544 | 0 | 0.16585 | 0.5576 | 0 | 0
2537 | 1 | 0.00013482 | 0 | 0 | 0.00016448 | 0.00011416 | 0.1644 | 0.41054 | 0 | 0.21417 | 0.56883 | 0 | 0
2538 | 1 | 0.00013202 | 2.0186e-05 | 0 | 0.00011748 | 0.00011416 | 0.041738 | 0.38567 | 0 | 0.20278 | 0.56851 | 0 | 0
2539 | 1 | 0.00013494 | 3.5864e-05 | 0 | 8.8113e-05 | 0.00011416 | 0.0034072 | 0.33404 | 0 | 0.18786 | 0.57013 | 0 | 0
2540 | 1 | 0.00013285 | 4.5797e-05 | 0 | 5.8742e-05 | 0.00011416 | 0 | 0.28289 | 0 | 0.1989 | 0.56806 | 0 | 0
2541 | 1 | 0.00011545 | 5.516e-05 | 0 | 3.7595e-05 | 0.00011416 | 0 | 0.2421 | 0 | 0.20717 | 0.56328 | 0 | 0
2542 | 1 | 0.00010641 | 6.2672e-05 | 0 | 2.3497e-05 | 0.00011416 | 0 | 0.1669 | 0 | 0.03887 | 0.55106 | 0 | 0
2543 | 1 | 9.5783e-05 | 6.9512e-05 | 0 | 9.3987e-06 | 0.00011416 | 0 | 0.10479 | 0 | 0.051433 | 0.55133 | 0 | 0
2544 | 1 | 9.126e-05 | 7.6483e-05 | 0 | 5.8742e-06 | 0.00011416 | 0 | 0.073786 | 0 | 0.046543 | 0.53635 | 0 | 0
2545 | 1 | 8.3043e-05 | 8.3178e-05 | 0 | 2.3497e-06 | 0.00011416 | 0 | 0.1016 | 0 | 0.038364 | 0.53861 | 0 | 0
2546 | 1 | 7.6397e-05 | 8.9712e-05 | 0 | 1.1748e-06 | 0.00011416 | 0 | 0.096888 | 0 | 0.03946 | 0.54167 | 0 | 0
2547 | 1 | 7.2944e-05 | 9.5283e-05 | 0 | 1.4098e-05 | 0.00011416 | 0 | 0.094059 | 0 | 0.042917 | 0.54163 | 0 | 0
2548 | 1 | 7.7399e-05 | 0.00010182 | 0 | 3.7595e-05 | 0.00011416 | 0 | 0.056459 | 0 | 0.063828 | 0.54037 | 0 | 0
2549 | 1 | 9.8384e-05 | 0.00010632 | 0 | 9.3987e-05 | 0.00011416 | 0.0085179 | 0.056813 | 0 | 0.17099 | 0.54848 | 0 | 0
2550 | 1 | 0.00013122 | 8.4899e-05 | 0 | 0.0001821 | 0.00011416 | 0.076661 | 0.083333 | 0 | 0.18482 | 0.56923 | 0 | 0
2551 | 1 | 0.00015651 | 6.0046e-05 | 0 | 0.0001586 | 0.00011416 | 0.17419 | 0.13626 | 0 | 0.15776 | 0.57243 | 0 | 0.0082791
2552 | 1 | 0.00016718 | 3.8242e-05 | 0 | 0.00014685 | 0.00011416 | 0.28365 | 0.17185 | 0 | 0.1839 | 0.57424 | 0 | 0
2553 | 1 | 0.00017015 | 2.3628e-05 | 0 | 0.00016448 | 0.00011416 | 0.38884 | 0.15912 | 0 | 0.21847 | 0.57049 | 0 | 0
2554 | 1 | 0.00017446 | 1.5416e-05 | 0 | 0.00018797 | 0.00011416 | 0.46763 | 0.069071 | 0 | 0.12192 | 0.57045 | 0 | 0
2555 | 1 | 0.00018387 | 1.2951e-05 | 0 | 0.00020677 | 0.00011416 | 0.50085 | 0.03206 | 0 | 0.14545 | 0.56165 | 0 | 0
2556 | 1 | 0.00018067 | 1.8348e-05 | 0 | 0.00018797 | 0.00011416 | 0.48296 | 0.034064 | 0 | 0.11804 | 0.56828 | 0 | 0
2557 | 1 | 0.00016816 | 2.7901e-05 | 0 | 0.00019032 | 0.00011416 | 0.43569 | 0.034182 | 0 | 0.0457 | 0.56292 | 0 | 0
2558 | 1 | 0.00016238 | 3.9263e-05 | 0 | 0.00021382 | 0.00011416 | 0.38373 | 0.051037 | 0 | 0.051433 | 0.56305 | 0 | 0
2559 | 1 | 0.0001586 | 5.0858e-05 | 0 | 0.00022322 | 0.00011416 | 0.30707 | 0.094767 | 0 | 0.060287 | 0.56625 | 0 | 0
2560 | 1 | 0.00015643 | 6.3342e-05 | 0 | 0.00022322 | 0.00011416 | 0.19378 | 0.11327 | 0 | 0.059022 | 0.5732 | 0 | 0
2561 | 1 | 0.00015543 | 7.6498e-05 | 0 | 0.00016448 | 0.00011416 | 0.10392 | 0.10679 | 0 | 0.060034 | 0.58321 | 0 | 0
2562 | 1 | 0.00016061 | 9.0937e-05 | 0 | 0.00011748 | 0.00011416 | 0.030239 | 0.17162 | 0 | 0.11366 | 0.59129 | 0 | 0
2563 | 1 | 0.00014613 | 0.00010266 | 0 | 8.8113e-05 | 0.00011416 | 0.0034072 | 0.26544 | 0 | 0.17976 | 0.5953 | 0 | 0
2564 | 1 | 0.00012825 | 0.00011096 | 0 | 5.8742e-05 | 0.00011416 | 0 | 0.30575 | 0 | 0.049663 | 0.59638 | 0 | 0
2565 | 1 | 0.00012042 | 0.0001219 | 0 | 3.7595e-05 | 0.00011416 | 0 | 0.3496 | 0 | 0.048398 | 0.59517 | 0 | 0
2566 | 1 | 9.6539e-05 | 0.00013485 | 0 | 2.3497e-05 | 0.00011416 | 0 | 0.45073 | 0 | 0.034317 | 0.58434 | 0 | 0
2567 | 1 | 7.8328e-05 | 0.00014725 | 0 | 9.3987e-06 | 0.00011416 | 0 | 0.55387 | 0 | 0.034654 | 0.57252 | 0 | 0
2568 | 1 | 6.4007e-05 | 0.0001594 | 0 | 5.8742e-06 | 0.00011416 | 0 | 0.53053 | 0 | 0.015683 | 0.57122 | 0 | 0
2569 | 1 | 5.4864e-05 | 0.00017064 | 0 | 2.3497e-06 | 0.00011416 | 0 | 0.6181 | 0 | 0.01973 | 0.57807 | 0 | 0
2570 | 1 | 5.2013e-05 | 0.00017973 | 0 | 1.1748e-06 | 0.00011416 | 0 | 0.65146 | 0 | 0.021838 | 0.57848 | 0 | 0
2571 | 1 | 4.5895e-05 | 0.00018702 | 0 | 1.4098e-05 | 0.00011416 | 0 | 0.58498 | 0 | 0.032631 | 0.57798 | 0 | 0
2572 | 1 | 4.7176e-05 | 0.00019367 | 0 | 3.7595e-05 | 0.00011416 | 0 | 0.5264 | 0 | 0.045025 | 0.58136 | 0 | 0
2573 | 1 | 5.058e-05 | 0.00019529 | 0 | 9.3987e-05 | 0.00011416 | 0.0085179 | 0.46358 | 0 | 0.01661 | 0.58822 | 0 | 0
2574 | 1 | 6.2286e-05 | 0.0001838 | 0 | 0.0001821 | 0.00011416 | 0.07368 | 0.40052 | 0 | 0.029595 | 0.60013 | 0 | 0
2575 | 1 | 8.246e-05 | 0.00016767 | 0 | 0.0001586 | 0.00011416 | 0.17717 | 0.32626 | 0 | 0.060793 | 0.60811 | 0 | 0
2576 | 1 | 9.8841e-05 | 0.00015036 | 0 | 0.00014685 | 0.00011416 | 0.30366 | 0.32685 | 0 | 0.050253 | 0.61582 | 0 | 0
2577 | 1 | 0.00011083 | 0.00013828 | 0 | 0.00016448 | 0.00011416 | 0.38842 | 0.41301 | 0 | 0.024283 | 0.62611 | 0 | 0
2578 | 1 | 0.00011345 | 0.00012978 | 0 | 0.00018797 | 0.00011416 | 0.45698 | 0.52157 | 0 | 0.029511 | 0.62331 | 0 | 0
2579 | 1 | 0.0001139 | 0.00012267 | 0 | 0.00020677 | 0.00011416 | 0.49063 | 0.53878 | 0 | 0.015599 | 0.62178 | 0 | 0
2580 | 1 | 0.0001002 | 0.00011814 | 0 | 0.00018797 | 0.00011416 | 0.47487 | 0.5765 | 0 | 0.015852 | 0.61948 | 0 | 0
2581 | 1 | 9.1105e-05 | 0.00011687 | 0 | 0.00019032 | 0.00011416 | 0.47147 | 0.59005 | 0 | 0.019899 | 0.61469 | 0 | 0
2582 | 1 | 8.4316e-05 | 0.00011944 | 0 | 0.00021382 | 0.00011416 | 0.44421 | 0.59724 | 0 | 0.021922 | 0.61397 | 0 | 0
2583 | 1 | 8.603e-05 | 0.00012367 | 0 | 0.00022322 | 0.00011416 | 0.39736 | 0.59253 | 0 | 0.027234 | 0.61208 | 0 | 0.0010363
2584 | 1 | 8.4803e-05 | 0.00013059 | 0 | 0.00022322 | 0.00011416 | 0.30281 | 0.54644 | 0 | 0.031956 | 0.61325 | 0 | 0
2585 | 1 | 8.483e-05 | 0.00014355 | 0 | 0.00016448 | 0.00011416 | 0.17589 | 0.38001 | 0 | 0.065346 | 0.6298 | 0 | 0
2586 | 1 | 8.9516e-05 | 0.00017318 | 0 | 0.00011748 | 0.00011416 | 0.056644 | 0.27346 | 0 | 0.055902 | 0.62259 | 0 | 0
2587 | 1 | 9.3283e-05 | 0.00019908 | 0 | 8.8113e-05 | 0.00011416 | 0.008092 | 0.19507 | 0 | 0.13322 | 0.6197 | 0 | 0
2588 | 1 | 9.6501e-05 | 0.00020909 | 0 | 5.8742e-05 | 0.00011416 | 0 | 0.17291 | 0 | 0.1204 | 0.62141 | 0 | 0
2589 | 1 | 8.1417e-05 | 0.00021689 | 0 | 3.7595e-05 | 0.00011416 | 0 | 0.16443 | 0 | 0.097302 | 0.61172 | 0 | 0
2590 | 1 | 8.1116e-05 | 0.00022276 | 0 | 2.3497e-05 | 0.00011416 | 0 | 0.16431 | 0 | 0.076391 | 0.60748 | 0 | 0
2591 | 1 | 6.1025e-05 | 0.00022855 | 0 | 9.3987e-06 | 0.00011416 | 0 | 0.17256 | 0 | 0.044182 | 0.59417 | 0 | 0
2592 | 1 | 5.6897e-05 | 0.00023387 | 0 | 5.8742e-06 | 0.00011416 | 0 | 0.19095 | 0 | 0.055734 | 0.58511 | 0 | 0
2593 | 1 | 4.7375e-05 | 0.00023771 | 0 | 2.3497e-06 | 0.00011416 | 0 | 0.18211 | 0 | 0.050759 | 0.58339 | 0 | 0
2594 | 1 | 5.2152e-05 | 0.00024064 | 0 | 1.1748e-06 | 0.00011416 | 0 | 0.14298 | 0 | 0.025548 | 0.57537 | 0 | 0
2595 | 1 | 3.7221e-05 | 0.00024237 | 0 | 1.4098e-05 | 0.00011416 | 0 | 0.11186 | 0 | 0.027487 | 0.56662 | 0 | 0
2596 | 1 | 3.7972e-05 | 0.00024624 | 0 | 3.7595e-05 | 0.00011416 | 0 | 0.074847 | 0 | 0.023272 | 0.57185 | 0 | 0
2597 | 1 | 4.2696e-05 | 0.00024406 | 0 | 9.3987e-05 | 0.00011416 | 0.01448 | 0.05976 | 0 | 0.013575 | 0.57428 | 0 | 0
2598 | 1 | 5.0447e-05 | 0.00020654 | 0 | 0.0001821 | 0.00011416 | 0.1086 | 0.031942 | 0 | 0.017875 | 0.57509 | 0 | 0
2599 | 1 | 6.7789e-05 | 0.00016679 | 0 | 0.0001586 | 0.00011416 | 0.26448 | 0.021806 | 0 | 0.018887 | 0.57505 | 0 | 0.24251
2600 | 1 | 7.6739e-05 | 0.00013567 | 0 | 0.00014685 | 0.00011416 | 0.45273 | 0.014851 | 0 | 0.014924 | 0.57573 | 0 | 0.38271
2601 | 1 | 9.1885e-05 | 0.00011139 | 0 | 0.00016448 | 0.00011416 | 0.62095 | 0.012494 | 0 | 0.014165 | 0.57104 | 0 | 0.41007
2602 | 1 | 0.00010112 | 9.1739e-05 | 0 | 0.00018797 | 0.00011416 | 0.72871 | 0.024752 | 0 | 0.018381 | 0.5691 | 0 | 0.47716
2603 | 1 | 0.00010632 | 7.5842e-05 | 0 | 0.00020677 | 0.00011416 | 0.773 | 0.036775 | 0 | 0.048482 | 0.56206 | 0 | 0.68098
2604 | 1 | 9.8497e-05 | 6.3517e-05 | 0 | 0.00018797 | 0.00011416 | 0.78407 | 0.011551 | 0 | 0.044688 | 0.54424 | 0 | 0.74404
2605 | 1 | 9.6099e-05 | 5.5569e-05 | 0 | 0.00019032 | 0.00011416 | 0.75724 | 0.012141 | 0 | 0.044941 | 0.53793 | 0 | 0.82679
2606 | 1 | 8.9318e-05 | 5.3016e-05 | 0 | 0.00021382 | 0.00011416 | 0.6793 | 0.020391 | 0 | 0.057589 | 0.53757 | 0 | 0.68574
2607 | 1 | 8.2277e-05 | 5.6604e-05 | 0 | 0.00022322 | 0.00011416 | 0.55111 | 0.036657 | 0 | 0.037437 | 0.53892 | 0 | 0.45563
2608 | 1 | 8.5936e-05 | 6.6026e-05 | 0 | 0.00022322 | 0.00011416 | 0.38501 | 0.038779 | 0 | 0.0025295 | 0.53933 | 0 | 0
2609 | 1 | 9.1908e-05 | 8.4899e-05 | 0 | 0.00016448 | 0.00011416 | 0.21082 | 0.022277 | 0 | 0.022513 | 0.55669 | 0 | 0
2610 | 1 | 9.8582e-05 | 0.0001275 | 0 | 0.00011748 | 0.00011416 | 0.063884 | 0.0083687 | 0 | 0.089376 | 0.55823 | 0 | 0
2611 | 1 | 9.4416e-05 | 0.00014715 | 0 | 8.8113e-05 | 0.00011416 | 0.0089438 | 0.005422 | 0 | 0.13912 | 0.55489 | 0 | 0
2612 | 1 | 0.00010944 | 0.00015321 | 0 | 5.8742e-05 | 0.00011416 | 0 | 0.013673 | 0 | 0.15228 | 0.55024 | 0 | 0
2613 | 1 | 9.6272e-05 | 0.0001642 | 0 | 3.7595e-05 | 0.00011416 | 0 | 0.02711 | 0 | 0.10809 | 0.54194 | 0 | 0
2614 | 1 | 9.8498e-05 | 0.00017604 | 0 | 2.3497e-05 | 0.00011416 | 0 | 0.048916 | 0 | 0.079933 | 0.53211 | 0 | 0
2615 | 1 | 8.4441e-05 | 0.00018555 | 0 | 9.3987e-06 | 0.00011416 | 0 | 0.05917 | 0 | 0.034064 | 0.52859 | 0 | 0
2616 | 1 | 7.0531e-05 | 0.00019067 | 0 | 5.8742e-06 | 0.00011416 | 0 | 0.065889 | 0 | 0.052108 | 0.52174 | 0 | 0
2617 | 1 | 6.8054e-05 | 0.00019534 | 0 | 2.3497e-06 | 0.00011416 | 0 | 0.10101 | 0 | 0.024958 | 0.51791 | 0 | 0
2618 | 1 | 6.8284e-05 | 0.00019907 | 0 | 1.1748e-06 | 0.00011416 | 0 | 0.16643 | 0 | 0.021164 | 0.51407 | 0 | 0
2619 | 1 | 5.5997e-05 | 0.0002024 | 0 | 1.4098e-05 | 0.00011416 | 0 | 0.24729 | 0 | 0.023946 | 0.51312 | 0 | 0
2620 | 1 | 6.0531e-05 | 0.0002069 | 0 | 3.7595e-05 | 0.00011416 | 0 | 0.30469 | 0 | 0.10422 | 0.5175 | 0 | 0
2621 | 1 | 7.9237e-05 | 0.00020489 | 0 | 9.3987e-05 | 0.00011416 | 0.01448 | 0.37341 | 0 | 0.23516 | 0.53383 | 0 | 0
2622 | 1 | 0.00011829 | 0.00017111 | 0 | 0.0001821 | 0.00011416 | 0.10221 | 0.39863 | 0 | 0.24815 | 0.54799 | 0 | 0
2623 | 1 | 0.00015051 | 0.00013084 | 0 | 0.0001586 | 0.00011416 | 0.2385 | 0.41655 | 0 | 0.09317 | 0.53613 | 0 | 0.28607
2624 | 1 | 0.00016133 | 9.7209e-05 | 0 | 0.00014685 | 0.00011416 | 0.39608 | 0.44331 | 0 | 0.060455 | 0.53879 | 0 | 0.40765
2625 | 1 | 0.00015868 | 7.5419e-05 | 0 | 0.00016448 | 0.00011416 | 0.53876 | 0.60985 | 0 | 0.038364 | 0.51836 | 0 | 0.57753
2626 | 1 | 0.00016246 | 5.5846e-05 | 0 | 0.00018797 | 0.00011416 | 0.6546 | 0.74917 | 0 | 0.049916 | 0.51705 | 0 | 0.72804
2627 | 1 | 0.00016535 | 3.9306e-05 | 0 | 0.00020677 | 0.00011416 | 0.71763 | 0.80481 | 0 | 0.040894 | 0.51213 | 0 | 0.82928
2628 | 1 | 0.00015777 | 2.7391e-05 | 0 | 0.00018797 | 0.00011416 | 0.73595 | 0.84029 | 0 | 0.041906 | 0.5134 | 0 | 0.8828
2629 | 1 | 0.00015259 | 2.0419e-05 | 0 | 0.00019032 | 0.00011416 | 0.70911 | 0.8674 | 0 | 0.039629 | 0.52823 | 0 | 0.88739
2630 | 1 | 0.00014563 | 1.9077e-05 | 0 | 0.00021382 | 0.00011416 | 0.63714 | 0.90794 | 0 | 0.042243 | 0.52183 | 0 | 0.71013
2631 | 1 | 0.00014009 | 2.3788e-05 | 0 | 0.00022322 | 0.00011416 | 0.51661 | 0.9169 | 0 | 0.038449 | 0.50812 | 0 | 0.46408
2632 | 1 | 0.00013833 | 3.3779e-05 | 0 | 0.00022322 | 0.00011416 | 0.36244 | 0.9037 | 0 | 0.060202 | 0.50898 | 0 | 0
2633 | 1 | 0.00013472 | 5.2856e-05 | 0 | 0.00016448 | 0.00011416 | 0.2023 | 0.83475 | 0 | 0.15228 | 0.52052 | 0 | 0
2634 | 1 | 0.00012807 | 9.1127e-05 | 0 | 0.00011748 | 0.00011416 | 0.063032 | 0.74682 | 0 | 0.23592 | 0.53825 | 0 | 0
2635 | 1 | 0.00012586 | 0.00011879 | 0 | 8.8113e-05 | 0.00011416 | 0.0093697 | 0.60078 | 0 | 0.24342 | 0.54857 | 0 | 0
2636 | 1 | 0.00013093 | 0.00012776 | 0 | 5.8742e-05 | 0.00011416 | 0 | 0.52793 | 0 | 0.23314 | 0.53816 | 0 | 0
2637 | 1 | 0.00011659 | 0.00013536 | 0 | 3.7595e-05 | 0.00011416 | 0 | 0.50884 | 0 | 0.15624 | 0.52629 | 0 | 0
2638 | 1 | 0.00011192 | 0.00014452 | 0 | 2.3497e-05 | 0.00011416 | 0 | 0.63072 | 0 | 0.071079 | 0.50347 | 0 | 0
2639 | 1 | 9.2656e-05 | 0.00015428 | 0 | 9.3987e-06 | 0.00011416 | 0 | 0.6616 | 0 | 0.034064 | 0.48277 | 0 | 0
2640 | 1 | 7.3543e-05 | 0.0001659 | 0 | 5.8742e-06 | 0.00011416 | 0 | 0.62105 | 0 | 0.055059 | 0.48137 | 0 | 0
2641 | 1 | 6.3732e-05 | 0.00017633 | 0 | 2.3497e-06 | 0.00011416 | 0 | 0.48656 | 0 | 0.056998 | 0.48485 | 0 | 0
2642 | 1 | 6.2367e-05 | 0.00018529 | 0 | 1.1748e-06 | 0.00011416 | 0 | 0.47372 | 0 | 0.050843 | 0.48322 | 0 | 0
2643 | 1 | 5.8018e-05 | 0.00019198 | 0 | 1.4098e-05 | 0.00011416 | 0 | 0.50613 | 0 | 0.052361 | 0.4774 | 0 | 0
2644 | 1 | 6.1893e-05 | 0.00019792 | 0 | 3.7595e-05 | 0.00011416 | 0 | 0.43152 | 0 | 0.036762 | 0.47885 | 0 | 0
2645 | 1 | 8.587e-05 | 0.00019481 | 0 | 9.3987e-05 | 0.00011416 | 0.015332 | 0.36952 | 0 | 0.19578 | 0.51173 | 0 | 0
2646 | 1 | 0.00012368 | 0.00015708 | 0 | 0.0001821 | 0.00011416 | 0.10988 | 0.38661 | 0 | 0.21265 | 0.52386 | 0 | 0
2647 | 1 | 0.00015328 | 0.00011508 | 0 | 0.0001586 | 0.00011416 | 0.25852 | 0.34312 | 0 | 0.19191 | 0.51813 | 0 | 0.35714
2648 | 1 | 0.00016156 | 8.1311e-05 | 0 | 0.00014685 | 0.00011416 | 0.43569 | 0.40959 | 0 | 0.16965 | 0.51412 | 0 | 0.53531
2649 | 1 | 0.00014151 | 5.4562e-05 | 0 | 0.00016448 | 0.00011416 | 0.60307 | 0.50625 | 0 | 0.04941 | 0.51073 | 0 | 0.73856
2650 | 1 | 0.00015856 | 3.3035e-05 | 0 | 0.00018797 | 0.00011416 | 0.72658 | 0.54809 | 0 | 0.058853 | 0.50722 | 0 | 0.86194
2651 | 1 | 0.00015618 | 1.5737e-05 | 0 | 0.00020677 | 0.00011416 | 0.7879 | 0.70427 | 0 | 0.072681 | 0.49369 | 0 | 1
2652 | 1 | 0.00015108 | 2.3336e-06 | 0 | 0.00018797 | 0.00011416 | 0.79259 | 0.84936 | 0 | 0.070489 | 0.48688 | 0 | 0.93219
2653 | 1 | 0.00014451 | 0 | 0 | 0.00019032 | 0.00011416 | 0.74191 | 0.87895 | 0 | 0.066442 | 0.48462 | 0 | 0.6602
2654 | 1 | 0.00013917 | 0 | 0 | 0.00021382 | 0.00011416 | 0.64651 | 0.86587 | 0 | 0.067201 | 0.4913 | 0 | 0.23781
2655 | 1 | 0.00013536 | 0 | 0 | 0.00022322 | 0.00011416 | 0.52087 | 0.90488 | 0 | 0.05742 | 0.4903 | 0 | 0.14428
2656 | 1 | 0.00012845 | 3.7046e-06 | 0 | 0.00022322 | 0.00011416 | 0.37095 | 0.91289 | 0 | 0.029511 | 0.49896 | 0 | 0.13803
2657 | 1 | 0.00012874 | 2.3744e-05 | 0 | 0.00016448 | 0.00011416 | 0.20528 | 0.84123 | 0 | 0.015008 | 0.50541 | 0 | 0
2658 | 1 | 0.00011882 | 6.4582e-05 | 0 | 0.00011748 | 0.00011416 | 0.061329 | 0.7276 | 0 | 0.17428 | 0.51651 | 0 | 0
2659 | 1 | 0.0001165 | 9.276e-05 | 0 | 8.8113e-05 | 0.00011416 | 0.0076661 | 0.7929 | 0 | 0.12251 | 0.51691 | 0 | 0
2660 | 1 | 0.00012971 | 0.0001039 | 0 | 5.8742e-05 | 0.00011416 | 0 | 0.80174 | 0 | 0.11358 | 0.52138 | 0 | 0
2661 | 1 | 0.00011219 | 0.00011448 | 0 | 3.7595e-05 | 0.00011416 | 0 | 0.81353 | 0 | 0.014081 | 0.5157 | 0 | 0
2662 | 1 | 9.6647e-05 | 0.00012413 | 0 | 2.3497e-05 | 0.00011416 | 0 | 0.84653 | 0 | 0.02226 | 0.49765 | 0 | 0
2663 | 1 | 8.5338e-05 | 0.00013196 | 0 | 9.3987e-06 | 0.00011416 | 0 | 0.8054 | 0 | 0.052698 | 0.48733 | 0 | 0
2664 | 1 | 8.1883e-05 | 0.00013929 | 0 | 5.8742e-06 | 0.00011416 | 0 | 0.7355 | 0 | 0.054047 | 0.48435 | 0 | 0
2665 | 1 | 6.96e-05 | 0.00014688 | 0 | 2.3497e-06 | 0.00011416 | 0 | 0.69602 | 0 | 0.052614 | 0.48503 | 0 | 0
2666 | 1 | 6.9721e-05 | 0.00015475 | 0 | 1.1748e-06 | 0.00011416 | 0 | 0.55021 | 0 | 0.054384 | 0.48543 | 0 | 0
2667 | 1 | 5.9216e-05 | 0.00016245 | 0 | 1.4098e-05 | 0.00011416 | 0 | 0.48468 | 0 | 0.057841 | 0.48065 | 0 | 0
2668 | 1 | 6.438e-05 | 0.0001692 | 0 | 3.7595e-05 | 0.00011416 | 0 | 0.39545 | 0 | 0.061973 | 0.48029 | 0 | 0
2669 | 1 | 9.9039e-05 | 0.00016622 | 0 | 9.3987e-05 | 0.00011416 | 0.019165 | 0.30481 | 0 | 0.045953 | 0.50658 | 0 | 0
2670 | 1 | 0.00013049 | 0.00012501 | 0 | 0.0001821 | 0.00011416 | 0.11925 | 0.23715 | 0 | 0.026138 | 0.51899 | 0 | 0
2671 | 1 | 0.00017133 | 8.0699e-05 | 0 | 0.0001586 | 0.00011416 | 0.27598 | 0.15052 | 0 | 0.11754 | 0.51254 | 0 | 0.34699
2672 | 1 | 0.00017328 | 4.1728e-05 | 0 | 0.00014685 | 0.00011416 | 0.45997 | 0.12518 | 0 | 0.17125 | 0.51484 | 0 | 0.51759
2673 | 1 | 0.00017251 | 1.5402e-05 | 0 | 0.00016448 | 0.00011416 | 0.6201 | 0.13083 | 0 | 0.10059 | 0.51331 | 0 | 0.80856
2674 | 1 | 0.00016316 | 0 | 0 | 0.00018797 | 0.00011416 | 0.73126 | 0.12871 | 0 | 0.10624 | 0.49941 | 0 | 0.86338
2675 | 1 | 0.00016327 | 0 | 0 | 0.00020677 | 0.00011416 | 0.78152 | 0.13296 | 0 | 0.073946 | 0.50171 | 0 | 1
2676 | 1 | 0.00015564 | 0 | 0 | 0.00018797 | 0.00011416 | 0.77768 | 0.097242 | 0 | 0.083811 | 0.50289 | 0 | 1
2677 | 1 | 0.00015662 | 0 | 0 | 0.00019032 | 0.00011416 | 0.72572 | 0.072725 | 0 | 0.086847 | 0.49585 | 0 | 1
2678 | 1 | 0.0001542 | 0 | 0 | 0.00021382 | 0.00011416 | 0.63671 | 0.041961 | 0 | 0.083895 | 0.49549 | 0 | 0.8333
2679 | 1 | 0.0001508 | 0 | 0 | 0.00022322 | 0.00011416 | 0.5132 | 0.038661 | 0 | 0.079258 | 0.49382 | 0 | 0.58579
2680 | 1 | 0.00014808 | 0 | 0 | 0.00022322 | 0.00011416 | 0.35647 | 0.049033 | 0 | 0.10497 | 0.49418 | 0 | 0.29252
2681 | 1 | 0.00014044 | 9.8448e-06 | 0 | 0.00016448 | 0.00011416 | 0.19549 | 0.035832 | 0 | 0.15717 | 0.50834 | 0 | 0
2682 | 1 | 0.00014132 | 5.99e-05 | 0 | 0.00011748 | 0.00011416 | 0.060903 | 0.032768 | 0 | 0.14191 | 0.52183 | 0 | 0
2683 | 1 | 0.00013496 | 9.2031e-05 | 0 | 8.8113e-05 | 0.00011416 | 0.0093697 | 0.043729 | 0 | 0.15287 | 0.52914 | 0 | 0
2684 | 1 | 0.00013765 | 0.00010383 | 0 | 5.8742e-05 | 0.00011416 | 0 | 0.065064 | 0 | 0.14646 | 0.52873 | 0 | 0
2685 | 1 | 0.00012795 | 0.00011712 | 0 | 3.7595e-05 | 0.00011416 | 0 | 0.061999 | 0 | 0.15067 | 0.52526 | 0 | 0
2686 | 1 | 0.00011479 | 0.00012822 | 0 | 2.3497e-05 | 0.00011416 | 0 | 0.064828 | 0 | 0.068634 | 0.51597 | 0 | 0
2687 | 1 | 8.9177e-05 | 0.00013733 | 0 | 9.3987e-06 | 0.00011416 | 0 | 0.068482 | 0 | 0.07597 | 0.49923 | 0 | 0
2688 | 1 | 8.0977e-05 | 0.00014426 | 0 | 5.8742e-06 | 0.00011416 | 0 | 0.062353 | 0 | 0.077234 | 0.49486 | 0 | 0
2689 | 1 | 6.916e-05 | 0.0001513 | 0 | 2.3497e-06 | 0.00011416 | 0 | 0.076379 | 0 | 0.051433 | 0.49594 | 0 | 0
2690 | 1 | 6.7086e-05 | 0.00015661 | 0 | 1.1748e-06 | 0.00011416 | 0 | 0.074257 | 0 | 0.05118 | 0.49274 | 0 | 0
2691 | 1 | 6.0825e-05 | 0.00016039 | 0 | 1.4098e-05 | 0.00011416 | 0 | 0.078972 | 0 | 0.052782 | 0.49224 | 0 | 0
2692 | 1 | 6.5199e-05 | 0.0001636 | 0 | 3.7595e-05 | 0.00011416 | 0 | 0.074965 | 0 | 0.083305 | 0.49923 | 0 | 0
2693 | 1 | 8.651e-05 | 0.00016315 | 0 | 9.3987e-05 | 0.00011416 | 0.012351 | 0.054573 | 0 | 0.15455 | 0.51303 | 0 | 0
2694 | 1 | 0.00012096 | 0.00014144 | 0 | 0.0001821 | 0.00011416 | 0.083475 | 0.028406 | 0 | 0.1511 | 0.52634 | 0 | 0
2695 | 1 | 0.00015055 | 0.00011445 | 0 | 0.0001586 | 0.00011416 | 0.1908 | 0.01049 | 0 | 0.2355 | 0.51791 | 0 | 0
2696 | 1 | 0.00015914 | 8.2113e-05 | 0 | 0.00014685 | 0.00011416 | 0.32027 | 0.0087223 | 0 | 0.23938 | 0.52102 | 0 | 0
2697 | 1 | 0.00016179 | 5.5044e-05 | 0 | 0.00016448 | 0.00011416 | 0.43526 | 0.018623 | 0 | 0.1027 | 0.51754 | 0 | 0.026598
2698 | 1 | 0.00016965 | 3.5616e-05 | 0 | 0.00018797 | 0.00011416 | 0.52087 | 0.028524 | 0 | 0.064081 | 0.51727 | 0 | 0
2699 | 1 | 0.000174 | 2.23e-05 | 0 | 0.00020677 | 0.00011416 | 0.56048 | 0.051037 | 0 | 0.046543 | 0.49229 | 0 | 0
2700 | 1 | 0.00016757 | 1.3389e-05 | 0 | 0.00018797 | 0.00011416 | 0.56857 | 0.10431 | 0 | 0.050506 | 0.48922 | 0 | 0
2701 | 1 | 0.00016472 | 1.0093e-05 | 0 | 0.00019032 | 0.00011416 | 0.54685 | 0.14415 | 0 | 0.046965 | 0.51637 | 0 | 0
2702 | 1 | 0.00015809 | 1.2645e-05 | 0 | 0.00021382 | 0.00011416 | 0.49489 | 0.15394 | 0 | 0.053879 | 0.52012 | 0 | 0
2703 | 1 | 0.00015309 | 2.0025e-05 | 0 | 0.00022322 | 0.00011416 | 0.40119 | 0.17527 | 0 | 0.053035 | 0.5216 | 0 | 0
2704 | 1 | 0.00014787 | 3.2466e-05 | 0 | 0.00022322 | 0.00011416 | 0.28109 | 0.15759 | 0 | 0.054553 | 0.5193 | 0 | 0
2705 | 1 | 0.00014592 | 5.4533e-05 | 0 | 0.00016448 | 0.00011416 | 0.16823 | 0.17079 | 0 | 0.17361 | 0.53703 | 0 | 0
2706 | 1 | 0.00015111 | 8.9552e-05 | 0 | 0.00011748 | 0.00011416 | 0.057922 | 0.3496 | 0 | 0.18027 | 0.54366 | 0 | 0
2707 | 1 | 0.00013124 | 0.00011299 | 0 | 8.8113e-05 | 0.00011416 | 0.0093697 | 0.47831 | 0 | 0.23019 | 0.53712 | 0 | 0
2708 | 1 | 0.00012447 | 0.00012104 | 0 | 5.8742e-05 | 0.00011416 | 0 | 0.4545 | 0 | 0.21779 | 0.53455 | 0 | 0
2709 | 1 | 0.00011093 | 0.00012938 | 0 | 3.7595e-05 | 0.00011416 | 0 | 0.36198 | 0 | 0.21223 | 0.53108 | 0 | 0
2710 | 1 | 0.00010247 | 0.00013732 | 0 | 2.3497e-05 | 0.00011416 | 0 | 0.28772 | 0 | 0.077656 | 0.52638 | 0 | 0
2711 | 1 | 8.1099e-05 | 0.00014347 | 0 | 9.3987e-06 | 0.00011416 | 0 | 0.28159 | 0 | 0.085497 | 0.51033 | 0 | 0
2712 | 1 | 8.2379e-05 | 0.00014936 | 0 | 5.8742e-06 | 0.00011416 | 0 | 0.26096 | 0 | 0.097386 | 0.50248 | 0 | 0
2713 | 1 | 7.6546e-05 | 0.00015448 | 0 | 2.3497e-06 | 0.00011416 | 0 | 0.22867 | 0 | 0.10363 | 0.50298 | 0 | 0
2714 | 1 | 7.4345e-05 | 0.00015971 | 0 | 1.1748e-06 | 0.00011416 | 0 | 0.19613 | 0 | 0.11223 | 0.50113 | 0 | 0
2715 | 1 | 7.0343e-05 | 0.00016364 | 0 | 1.4098e-05 | 0.00011416 | 0 | 0.15052 | 0 | 0.10337 | 0.49608 | 0 | 0
2716 | 1 | 7.7343e-05 | 0.00016637 | 0 | 3.7595e-05 | 0.00011416 | 0 | 0.1405 | 0 | 0.1715 | 0.50063 | 0 | 0
2717 | 1 | 9.2858e-05 | 0.00016316 | 0 | 9.3987e-05 | 0.00011416 | 0.015758 | 0.14486 | 0 | 0.27108 | 0.52467 | 0 | 0
2718 | 1 | 0.00011966 | 0.00014077 | 0 | 0.0001821 | 0.00011416 | 0.11073 | 0.16973 | 0 | 0.28314 | 0.5359 | 0 | 0
2719 | 1 | 0.00014876 | 0.00010453 | 0 | 0.0001586 | 0.00011416 | 0.25511 | 0.072607 | 0 | 0.29519 | 0.52472 | 0 | 0.074991
2720 | 1 | 0.00016811 | 7.0008e-05 | 0 | 0.00014685 | 0.00011416 | 0.41652 | 0.046322 | 0 | 0.29486 | 0.52345 | 0 | 0.19111
2721 | 1 | 0.00016018 | 4.2515e-05 | 0 | 0.00016448 | 0.00011416 | 0.57112 | 0.027346 | 0 | 0.14376 | 0.51921 | 0 | 0.0014709
2722 | 1 | 0.00016624 | 2.2257e-05 | 0 | 0.00018797 | 0.00011416 | 0.69037 | 0.028524 | 0 | 0.11037 | 0.50789 | 0 | 0
2723 | 1 | 0.0001711 | 7.3508e-06 | 0 | 0.00020677 | 0.00011416 | 0.75724 | 0.042079 | 0 | 0.11358 | 0.51123 | 0 | 0
2724 | 1 | 0.00016063 | 0 | 0 | 0.00018797 | 0.00011416 | 0.77939 | 0.048798 | 0 | 0.082546 | 0.50943 | 0 | 0.14232
2725 | 1 | 0.00015338 | 0 | 0 | 0.00019032 | 0.00011416 | 0.75298 | 0.049623 | 0 | 0.08086 | 0.5087 | 0 | 0.36162
2726 | 1 | 0.00014782 | 0 | 0 | 0.00021382 | 0.00011416 | 0.6776 | 0.049976 | 0 | 0.079595 | 0.50934 | 0 | 0.37481
2727 | 1 | 0.00014237 | 0 | 0 | 0.00022322 | 0.00011416 | 0.55153 | 0.072254 | 0 | 0.082799 | 0.50907 | 0 | 0.30749
2728 | 1 | 0.0001409 | 1.3126e-06 | 0 | 0.00022322 | 0.00011416 | 0.38714 | 0.056106 | 0 | 0.10675 | 0.50879 | 0 | 0.15862
2729 | 1 | 0.00014369 | 1.4775e-05 | 0 | 0.00016448 | 0.00011416 | 0.21508 | 0.040311 | 0 | 0.12791 | 0.52571 | 0 | 0
2730 | 1 | 0.00013475 | 4.727e-05 | 0 | 0.00011748 | 0.00011416 | 0.070273 | 0.039604 | 0 | 0.20658 | 0.53892 | 0 | 0
2731 | 1 | 0.00013039 | 7.2443e-05 | 0 | 8.8113e-05 | 0.00011416 | 0.010647 | 0.062471 | 0 | 0.20599 | 0.54429 | 0 | 0
2732 | 1 | 0.00012986 | 8.9362e-05 | 0 | 5.8742e-05 | 0.00011416 | 0 | 0.075436 | 0 | 0.207 | 0.54213 | 0 | 0
2733 | 1 | 0.00011528 | 0.00010576 | 0 | 3.7595e-05 | 0.00011416 | 0 | 0.085691 | 0 | 0.10304 | 0.52494 | 0 | 0
2734 | 1 | 0.0001018 | 0.00011928 | 0 | 2.3497e-05 | 0.00011416 | 0 | 0.0719 | 0 | 0.15944 | 0.51362 | 0 | 0
2735 | 1 | 8.1461e-05 | 0.00013019 | 0 | 9.3987e-06 | 0.00011416 | 0 | 0.046912 | 0 | 0.074621 | 0.50144 | 0 | 0
2736 | 1 | 7.9358e-05 | 0.00013902 | 0 | 5.8742e-06 | 0.00011416 | 0 | 0.045733 | 0 | 0.060287 | 0.49508 | 0 | 0
2737 | 1 | 7.0411e-05 | 0.00014661 | 0 | 2.3497e-06 | 0.00011416 | 0 | 0.047737 | 0 | 0.038702 | 0.49743 | 0 | 0
2738 | 1 | 6.7326e-05 | 0.00015317 | 0 | 1.1748e-06 | 0.00011416 | 0 | 0.051391 | 0 | 0.045447 | 0.48259 | 0 | 0
2739 | 1 | 6.2244e-05 | 0.00015868 | 0 | 1.4098e-05 | 0.00011416 | 0 | 0.037247 | 0 | 0.040809 | 0.47438 | 0 | 0
2740 | 1 | 6.1345e-05 | 0.00016325 | 0 | 3.7595e-05 | 0.00011416 | 0 | 0.03265 | 0 | 0.019562 | 0.47168 | 0 | 0
2741 | 1 | 6.8464e-05 | 0.0001558 | 0 | 9.3987e-05 | 0.00011416 | 0.021721 | 0.052923 | 0 | 0.023019 | 0.47348 | 0 | 0
2742 | 1 | 8.022e-05 | 0.00011104 | 0 | 0.0001821 | 0.00011416 | 0.12266 | 0.057284 | 0 | 0.06855 | 0.48543 | 0 | 0
2743 | 1 | 0.00010263 | 7.4456e-05 | 0 | 0.0001586 | 0.00011416 | 0.27598 | 0.033711 | 0 | 0.06973 | 0.5074 | 0 | 0.080284
2744 | 1 | 0.00012368 | 2.9359e-05 | 0 | 0.00014685 | 0.00011416 | 0.45613 | 0.033593 | 0 | 0.071079 | 0.51173 | 0 | 0.46024
2745 | 1 | 0.00013076 | 0 | 0 | 0.00016448 | 0.00011416 | 0.61797 | 0.059524 | 0 | 0.067791 | 0.51705 | 0 | 0.52753
2746 | 1 | 0.00013075 | 0 | 0 | 0.00018797 | 0.00011416 | 0.72828 | 0.13508 | 0 | 0.073862 | 0.51191 | 0 | 0.58664
2747 | 1 | 0.00012909 | 0 | 0 | 0.00020677 | 0.00011416 | 0.78024 | 0.22171 | 0 | 0.04882 | 0.50528 | 0 | 0.71319
2748 | 1 | 0.00011945 | 0 | 0 | 0.00018797 | 0.00011416 | 0.77257 | 0.24847 | 0 | 0.060624 | 0.49549 | 0 | 0.91717
2749 | 1 | 0.00011336 | 0 | 0 | 0.00019032 | 0.00011416 | 0.71124 | 0.25212 | 0 | 0.059444 | 0.49793 | 0 | 0.79922
2750 | 1 | 0.00011473 | 0 | 0 | 0.00021382 | 0.00011416 | 0.61499 | 0.24811 | 0 | 0.05312 | 0.49278 | 0 | 0.6266
2751 | 1 | 0.00011329 | 0 | 0 | 0.00022322 | 0.00011416 | 0.4868 | 0.24811 | 0 | 0.045616 | 0.49157 | 0 | 0.22832
2752 | 1 | 0.00011453 | 0 | 0 | 0.00022322 | 0.00011416 | 0.33646 | 0.26167 | 0 | 0.037184 | 0.49964 | 0 | 0.013628
2753 | 1 | 0.00011156 | 0 | 0 | 0.00016448 | 0.00011416 | 0.18782 | 0.2619 | 0 | 0.11922 | 0.51146 | 0 | 0
2754 | 1 | 0.00010738 | 2.8164e-05 | 0 | 0.00011748 | 0.00011416 | 0.060051 | 0.28406 | 0 | 0.10287 | 0.52079 | 0 | 0
2755 | 1 | 0.00010303 | 4.9341e-05 | 0 | 8.8113e-05 | 0.00011416 | 0.0093697 | 0.35797 | 0 | 0.03339 | 0.51804 | 0 | 0
2756 | 1 | 0.00010425 | 5.8165e-05 | 0 | 5.8742e-05 | 0.00011416 | 0 | 0.38437 | 0 | 0.074536 | 0.51475 | 0 | 0
2757 | 1 | 9.3508e-05 | 6.7105e-05 | 0 | 3.7595e-05 | 0.00011416 | 0 | 0.35054 | 0 | 0.10885 | 0.50717 | 0 | 0
2758 | 1 | 8.774e-05 | 7.5565e-05 | 0 | 2.3497e-05 | 0.00011416 | 0 | 0.32815 | 0 | 0.074283 | 0.49995 | 0 | 0
2759 | 1 | 7.5003e-05 | 8.1997e-05 | 0 | 9.3987e-06 | 0.00011416 | 0 | 0.248 | 0 | 0.040809 | 0.48746 | 0 | 0
2760 | 1 | 6.5647e-05 | 8.7247e-05 | 0 | 5.8742e-06 | 0.00011416 | 0 | 0.1471 | 0 | 0.051855 | 0.48056 | 0 | 0
2761 | 1 | 5.3909e-05 | 9.2717e-05 | 0 | 2.3497e-06 | 0.00011416 | 0 | 0.096181 | 0 | 0.029764 | 0.47925 | 0 | 0
2762 | 1 | 5.2742e-05 | 9.7705e-05 | 0 | 1.1748e-06 | 0.00011416 | 0 | 0.057284 | 0 | 0.036088 | 0.47407 | 0 | 0
2763 | 1 | 4.5409e-05 | 0.00010167 | 0 | 1.4098e-05 | 0.00011416 | 0 | 0.027817 | 0 | 0.018718 | 0.47186 | 0 | 0
2764 | 1 | 4.5258e-05 | 0.00010501 | 0 | 3.7595e-05 | 0.00011416 | 0 | 0.039132 | 0 | 0.019899 | 0.46929 | 0 | 0
2765 | 1 | 4.7845e-05 | 0.00010199 | 0 | 9.3987e-05 | 0.00011416 | 0.017462 | 0.044201 | 0 | 0.0095278 | 0.47817 | 0 | 0
2766 | 1 | 5.7343e-05 | 7.94e-05 | 0 | 0.0001821 | 0.00011416 | 0.10221 | 0.0343 | 0 | 0.01231 | 0.48918 | 0 | 0
2767 | 1 | 7.7005e-05 | 4.937e-05 | 0 | 0.0001586 | 0.00011416 | 0.22189 | 0.027228 | 0 | 0.03457 | 0.49567 | 0 | 0.38399
2768 | 1 | 8.626e-05 | 1.9106e-05 | 0 | 0.00014685 | 0.00011416 | 0.36201 | 0.042433 | 0 | 0.028078 | 0.50059 | 0 | 0.39328
2769 | 1 | 0.0001032 | 0 | 0 | 0.00016448 | 0.00011416 | 0.50937 | 0.045262 | 0 | 0.017201 | 0.50537 | 0 | 0.73394
2770 | 1 | 0.00011312 | 0 | 0 | 0.00018797 | 0.00011416 | 0.6167 | 0.05033 | 0 | 0.030776 | 0.51001 | 0 | 0.9472
2771 | 1 | 0.0001142 | 0 | 0 | 0.00020677 | 0.00011416 | 0.68739 | 0.045615 | 0 | 0.03339 | 0.50794 | 0 | 1
2772 | 1 | 0.00010097 | 0 | 0 | 0.00018797 | 0.00011416 | 0.70997 | 0.054809 | 0 | 0.051349 | 0.50014 | 0 | 0.98383
2773 | 1 | 8.499e-05 | 0 | 0 | 0.00019032 | 0.00011416 | 0.69037 | 0.038543 | 0 | 0.041484 | 0.50122 | 0 | 0.85855
2774 | 1 | 7.8092e-05 | 0 | 0 | 0.00021382 | 0.00011416 | 0.62521 | 0.023102 | 0 | 0.052782 | 0.49977 | 0 | 0.65078
2775 | 1 | 7.6417e-05 | 0 | 0 | 0.00022322 | 0.00011416 | 0.51917 | 0.016148 | 0 | 0.051939 | 0.50293 | 0 | 0.30801
2776 | 1 | 7.9574e-05 | 0 | 0 | 0.00022322 | 0.00011416 | 0.37138 | 0.026992 | 0 | 0.026307 | 0.50392 | 0 | 0.26995
2777 | 1 | 8.3294e-05 | 0 | 0 | 0.00016448 | 0.00011416 | 0.20869 | 0.06082 | 0 | 0.18811 | 0.51443 | 0 | 0
2778 | 1 | 8.5337e-05 | 2.634e-05 | 0 | 0.00011748 | 0.00011416 | 0.067717 | 0.11339 | 0 | 0.09882 | 0.51939 | 0 | 0
2779 | 1 | 9.3621e-05 | 5.5335e-05 | 0 | 8.8113e-05 | 0.00011416 | 0.010221 | 0.12694 | 0 | 0.13609 | 0.52178 | 0 | 0
2780 | 1 | 0.00010245 | 6.6799e-05 | 0 | 5.8742e-05 | 0.00011416 | 0 | 0.10349 | 0 | 0.079342 | 0.52417 | 0 | 0
2781 | 1 | 9.2301e-05 | 7.5944e-05 | 0 | 3.7595e-05 | 0.00011416 | 0 | 0.088284 | 0 | 0.12875 | 0.53261 | 0 | 0
2782 | 1 | 8.6495e-05 | 8.4461e-05 | 0 | 2.3497e-05 | 0.00011416 | 0 | 0.078854 | 0 | 0.11298 | 0.53365 | 0 | 0
2783 | 1 | 7.4757e-05 | 9.3052e-05 | 0 | 9.3987e-06 | 0.00011416 | 0 | 0.11858 | 0 | 0.079174 | 0.52539 | 0 | 0
2784 | 1 | 6.4825e-05 | 0.00010196 | 0 | 5.8742e-06 | 0.00011416 | 0 | 0.17409 | 0 | 0.091568 | 0.51533 | 0 | 0
2785 | 1 | 5.7829e-05 | 0.00010949 | 0 | 2.3497e-06 | 0.00011416 | 0 | 0.24481 | 0 | 0.046796 | 0.51213 | 0 | 0
2786 | 1 | 5.4408e-05 | 0.00011458 | 0 | 1.1748e-06 | 0.00011416 | 0 | 0.31388 | 0 | 0.042159 | 0.50663 | 0 | 0
2787 | 1 | 4.906e-05 | 0.00011809 | 0 | 1.4098e-05 | 0.00011416 | 0 | 0.30835 | 0 | 0.044857 | 0.50938 | 0 | 0
2788 | 1 | 5.5894e-05 | 0.00012192 | 0 | 3.7595e-05 | 0.00011416 | 0 | 0.28901 | 0 | 0.03086 | 0.51836 | 0 | 0
2789 | 1 | 8.0792e-05 | 0.00011379 | 0 | 9.3987e-05 | 0.00011416 | 0.02385 | 0.29125 | 0 | 0.21535 | 0.53089 | 0 | 0
2790 | 1 | 0.00010583 | 8.5001e-05 | 0 | 0.0001821 | 0.00011416 | 0.12436 | 0.27982 | 0 | 0.25801 | 0.54695 | 0 | 0
2791 | 1 | 0.00014553 | 5.1456e-05 | 0 | 0.0001586 | 0.00011416 | 0.26789 | 0.29856 | 0 | 0.23457 | 0.53861 | 0 | 0
2792 | 1 | 0.00016063 | 1.1901e-05 | 0 | 0.00014685 | 0.00011416 | 0.42547 | 0.39722 | 0 | 0.22985 | 0.54222 | 0 | 0.199
2793 | 1 | 0.0001586 | 0 | 0 | 0.00016448 | 0.00011416 | 0.56772 | 0.53277 | 0 | 0.20616 | 0.54298 | 0 | 0.1142
2794 | 1 | 0.00015665 | 0 | 0 | 0.00018797 | 0.00011416 | 0.6448 | 0.61834 | 0 | 0.14545 | 0.54231 | 0 | 0.27299
2795 | 1 | 0.00015626 | 0 | 0 | 0.00020677 | 0.00011416 | 0.67334 | 0.67669 | 0 | 0.12943 | 0.53874 | 0 | 0.60508
2796 | 1 | 0.00013997 | 0 | 0 | 0.00018797 | 0.00011416 | 0.66099 | 0.73892 | 0 | 0.11906 | 0.5332 | 0 | 0.19126
2797 | 1 | 0.00013788 | 0 | 0 | 0.00019032 | 0.00011416 | 0.60988 | 0.76945 | 0 | 0.075464 | 0.54001 | 0 | 0.45012
2798 | 1 | 0.00014076 | 0 | 0 | 0.00021382 | 0.00011416 | 0.546 | 0.81836 | 0 | 0.078499 | 0.54073 | 0 | 0.23094
2799 | 1 | 0.00013827 | 0 | 0 | 0.00022322 | 0.00011416 | 0.46082 | 0.86693 | 0 | 0.076981 | 0.53527 | 0 | 0.01277
2800 | 1 | 0.00013039 | 0 | 0 | 0.00022322 | 0.00011416 | 0.33007 | 0.86704 | 0 | 0.16602 | 0.54271 | 0 | 0
2801 | 1 | 0.00012931 | 0 | 0 | 0.00016448 | 0.00011416 | 0.19378 | 0.84807 | 0 | 0.16745 | 0.54988 | 0 | 0
2802 | 1 | 0.00012828 | 1.0399e-05 | 0 | 0.00011748 | 0.00011416 | 0.068143 | 0.86091 | 0 | 0.17782 | 0.55453 | 0 | 0
2803 | 1 | 0.00012265 | 4.0371e-05 | 0 | 8.8113e-05 | 0.00011416 | 0.010647 | 0.81047 | 0 | 0.16155 | 0.5599 | 0 | 0
2804 | 1 | 0.00012448 | 5.5204e-05 | 0 | 5.8742e-05 | 0.00011416 | 0 | 0.69519 | 0 | 0.14216 | 0.56039 | 0 | 0
2805 | 1 | 0.00010944 | 6.9264e-05 | 0 | 3.7595e-05 | 0.00011416 | 0 | 0.56153 | 0 | 0.080776 | 0.55796 | 0 | 0
2806 | 1 | 0.00010353 | 8.1369e-05 | 0 | 2.3497e-05 | 0.00011416 | 0 | 0.56919 | 0 | 0.0414 | 0.54894 | 0 | 0
2807 | 1 | 8.0704e-05 | 9.0573e-05 | 0 | 9.3987e-06 | 0.00011416 | 0 | 0.52145 | 0 | 0.055312 | 0.54023 | 0 | 0
2808 | 1 | 8.0032e-05 | 9.8171e-05 | 0 | 5.8742e-06 | 0.00011416 | 0 | 0.48609 | 0 | 0.057083 | 0.53581 | 0 | 0
2809 | 1 | 7.1958e-05 | 0.00010465 | 0 | 2.3497e-06 | 0.00011416 | 0 | 0.4954 | 0 | 0.038364 | 0.5368 | 0 | 0
2810 | 1 | 6.6276e-05 | 0.0001098 | 0 | 1.1748e-06 | 0.00011416 | 0 | 0.37152 | 0 | 0.030776 | 0.53595 | 0 | 0
2811 | 1 | 6.6381e-05 | 0.00011419 | 0 | 1.4098e-05 | 0.00011416 | 0 | 0.3331 | 0 | 0.033221 | 0.5299 | 0 | 0
2812 | 1 | 6.8231e-05 | 0.00011824 | 0 | 3.7595e-05 | 0.00011416 | 0 | 0.32438 | 0 | 0.048651 | 0.53067 | 0 | 0
2813 | 1 | 8.8286e-05 | 0.00011086 | 0 | 9.3987e-05 | 0.00011416 | 0.021295 | 0.24941 | 0 | 0.1484 | 0.54664 | 0 | 0
2814 | 1 | 0.00012266 | 8.5424e-05 | 0 | 0.0001821 | 0.00011416 | 0.10733 | 0.13107 | 0 | 0.21686 | 0.57288 | 0 | 0
2815 | 1 | 0.00015038 | 6.2526e-05 | 0 | 0.0001586 | 0.00011416 | 0.21593 | 0.073668 | 0 | 0.24123 | 0.57721 | 0 | 0
2816 | 1 | 0.00016373 | 4.5432e-05 | 0 | 0.00014685 | 0.00011416 | 0.32112 | 0.075318 | 0 | 0.22909 | 0.58448 | 0 | 0.12594
2817 | 1 | 0.00016804 | 3.7265e-05 | 0 | 0.00016448 | 0.00011416 | 0.40332 | 0.086752 | 0 | 0.23659 | 0.58705 | 0 | 0.061832
2818 | 1 | 0.00017237 | 3.6914e-05 | 0 | 0.00018797 | 0.00011416 | 0.44719 | 0.10856 | 0 | 0.20776 | 0.59034 | 0 | 0
2819 | 1 | 0.00017528 | 4.1523e-05 | 0 | 0.00020677 | 0.00011416 | 0.42717 | 0.10078 | 0 | 0.14553 | 0.58443 | 0 | 0
2820 | 1 | 0.00017644 | 5.1572e-05 | 0 | 0.00018797 | 0.00011416 | 0.41141 | 0.13437 | 0 | 0.14815 | 0.57694 | 0 | 0
2821 | 1 | 0.00016767 | 7.1758e-05 | 0 | 0.00019032 | 0.00011416 | 0.4029 | 0.25224 | 0 | 0.082884 | 0.57505 | 0 | 0
2822 | 1 | 0.00017102 | 9.4292e-05 | 0 | 0.00021382 | 0.00011416 | 0.38543 | 0.78076 | 0 | 0.056577 | 0.57334 | 0 | 0
2823 | 1 | 0.00015556 | 0.00011054 | 0 | 0.00022322 | 0.00011416 | 0.32283 | 0.96169 | 0 | 0.048482 | 0.57974 | 0 | 0
2824 | 1 | 0.00015064 | 0.00012139 | 0 | 0.00022322 | 0.00011416 | 0.2402 | 0.95167 | 0 | 0.059528 | 0.58362 | 0 | 0
2825 | 1 | 0.00014536 | 0.00013297 | 0 | 0.00016448 | 0.00011416 | 0.14566 | 0.94884 | 0 | 0.13449 | 0.5902 | 0 | 0
2826 | 1 | 0.00013769 | 0.00014483 | 0 | 0.00011748 | 0.00011416 | 0.049404 | 0.94554 | 0 | 0.14941 | 0.59756 | 0 | 0
2827 | 1 | 0.00012791 | 0.00015571 | 0 | 8.8113e-05 | 0.00011416 | 0.0089438 | 0.92857 | 0 | 0.15152 | 0.59968 | 0 | 0
2828 | 1 | 0.00012513 | 0.00016093 | 0 | 5.8742e-05 | 0.00011416 | 0 | 0.92975 | 0 | 0.085076 | 0.59589 | 0 | 0
2829 | 1 | 0.00011461 | 0.00016493 | 0 | 3.7595e-05 | 0.00011416 | 0 | 0.91879 | 0 | 0.068634 | 0.58389 | 0 | 0
2830 | 1 | 0.00010121 | 0.00016843 | 0 | 2.3497e-05 | 0.00011416 | 0 | 0.90606 | 0 | 0.033305 | 0.57758 | 0 | 0
2831 | 1 | 8.233e-05 | 0.00017276 | 0 | 9.3987e-06 | 0.00011416 | 0 | 0.92798 | 0 | 0.052277 | 0.56499 | 0 | 0
2832 | 1 | 7.5266e-05 | 0.00017763 | 0 | 5.8742e-06 | 0.00011416 | 0 | 0.90347 | 0 | 0.052108 | 0.5599 | 0 | 0
2833 | 1 | 6.5302e-05 | 0.00018411 | 0 | 2.3497e-06 | 0.00011416 | 0 | 0.86516 | 0 | 0.048735 | 0.5608 | 0 | 0
2834 | 1 | 6.0573e-05 | 0.00019112 | 0 | 1.1748e-06 | 0.00011416 | 0 | 0.83286 | 0 | 0.094098 | 0.55782 | 0 | 0
2835 | 1 | 5.6039e-05 | 0.00019771 | 0 | 1.4098e-05 | 0.00011416 | 0 | 0.79833 | 0 | 0.097218 | 0.55539 | 0 | 0
2836 | 1 | 5.9372e-05 | 0.00020406 | 0 | 3.7595e-05 | 0.00011416 | 0 | 0.75012 | 0 | 0.1011 | 0.55502 | 0 | 0
2837 | 1 | 8.1981e-05 | 0.00020063 | 0 | 9.3987e-05 | 0.00011416 | 0.028109 | 0.64144 | 0 | 0.12116 | 0.57018 | 0 | 0
2838 | 1 | 0.0001203 | 0.00017137 | 0 | 0.0001821 | 0.00011416 | 0.14182 | 0.54019 | 0 | 0.14132 | 0.58696 | 0 | 0
2839 | 1 | 0.00015269 | 0.00013565 | 0 | 0.0001586 | 0.00011416 | 0.31005 | 0.47265 | 0 | 0.1188 | 0.58696 | 0 | 0.41414
2840 | 1 | 0.00016094 | 0.00010568 | 0 | 0.00014685 | 0.00011416 | 0.49574 | 0.45309 | 0 | 0.024621 | 0.58867 | 0 | 0.68091
2841 | 1 | 0.00015609 | 8.1486e-05 | 0 | 0.00016448 | 0.00011416 | 0.64395 | 0.49635 | 0 | 0.03828 | 0.58917 | 0 | 0.80539
2842 | 1 | 0.000159 | 6.1694e-05 | 0 | 0.00018797 | 0.00011416 | 0.74489 | 0.46075 | 0 | 0.047049 | 0.57767 | 0 | 0.98312
2843 | 1 | 0.00016366 | 4.5826e-05 | 0 | 0.00020677 | 0.00011416 | 0.81687 | 0.38956 | 0 | 0.046796 | 0.57266 | 0 | 0.96545
2844 | 1 | 0.00015527 | 3.3925e-05 | 0 | 0.00018797 | 0.00011416 | 0.83049 | 0.26403 | 0 | 0.045363 | 0.56932 | 0 | 1
2845 | 1 | 0.00015383 | 2.7084e-05 | 0 | 0.00019032 | 0.00011416 | 0.79046 | 0.20839 | 0 | 0.029174 | 0.56716 | 0 | 0.85866
2846 | 1 | 0.00015306 | 2.6253e-05 | 0 | 0.00021382 | 0.00011416 | 0.70145 | 0.16172 | 0 | 0.027403 | 0.56837 | 0 | 0.46661
2847 | 1 | 0.00014887 | 3.1985e-05 | 0 | 0.00022322 | 0.00011416 | 0.56601 | 0.10785 | 0 | 0.03828 | 0.57027 | 0 | 0.37989
2848 | 1 | 0.000146 | 4.3099e-05 | 0 | 0.00022322 | 0.00011416 | 0.40204 | 0.091231 | 0 | 0.10556 | 0.57027 | 0 | 0.31847
2849 | 1 | 0.00013996 | 6.1053e-05 | 0 | 0.00016448 | 0.00011416 | 0.23169 | 0.077086 | 0 | 0.22462 | 0.58127 | 0 | 0
2850 | 1 | 0.00013452 | 9.7515e-05 | 0 | 0.00011748 | 0.00011416 | 0.082624 | 0.072843 | 0 | 0.23297 | 0.57988 | 0 | 0
2851 | 1 | 0.00012773 | 0.00012932 | 0 | 8.8113e-05 | 0.00011416 | 0.01448 | 0.10337 | 0 | 0.20742 | 0.58366 | 0 | 0
2852 | 1 | 0.00013 | 0.00014016 | 0 | 5.8742e-05 | 0.00011416 | 0 | 0.095592 | 0 | 0.20405 | 0.57807 | 0 | 0
2853 | 1 | 0.0001209 | 0.00014871 | 0 | 3.7595e-05 | 0.00011416 | 0 | 0.086516 | 0 | 0.14351 | 0.56585 | 0 | 0
2854 | 1 | 0.00011274 | 0.00015505 | 0 | 2.3497e-05 | 0.00011416 | 0 | 0.071311 | 0 | 0.06855 | 0.55999 | 0 | 0
2855 | 1 | 9.5145e-05 | 0.00016011 | 0 | 9.3987e-06 | 0.00011416 | 0 | 0.071429 | 0 | 0.067116 | 0.54127 | 0 | 0
2856 | 1 | 8.4669e-05 | 0.00016567 | 0 | 5.8742e-06 | 0.00011416 | 0 | 0.069307 | 0 | 0.062395 | 0.53635 | 0 | 0
2857 | 1 | 7.9059e-05 | 0.00017038 | 0 | 2.3497e-06 | 0.00011416 | 0 | 0.068128 | 0 | 0.060034 | 0.53644 | 0 | 0
2858 | 1 | 7.4855e-05 | 0.00017535 | 0 | 1.1748e-06 | 0.00011416 | 0 | 0.11339 | 0 | 0.052782 | 0.53531 | 0 | 0
2859 | 1 | 7.0175e-05 | 0.00017983 | 0 | 1.4098e-05 | 0.00011416 | 0 | 0.17008 | 0 | 0.051518 | 0.53162 | 0 | 0
2860 | 1 | 7.2431e-05 | 0.0001837 | 0 | 3.7595e-05 | 0.00011416 | 0 | 0.18187 | 0 | 0.063744 | 0.53265 | 0 | 0
2861 | 1 | 9.4935e-05 | 0.00017306 | 0 | 9.3987e-05 | 0.00011416 | 0.025128 | 0.19165 | 0 | 0.085582 | 0.55516 | 0 | 0
2862 | 1 | 0.00013077 | 0.00014866 | 0 | 0.0001821 | 0.00011416 | 0.11371 | 0.18105 | 0 | 0.24266 | 0.57568 | 0 | 0
2863 | 1 | 0.00014993 | 0.00012263 | 0 | 0.0001586 | 0.00011416 | 0.21934 | 0.10844 | 0 | 0.23954 | 0.57036 | 0 | 0
2864 | 1 | 0.00016077 | 9.7194e-05 | 0 | 0.00014685 | 0.00011416 | 0.32283 | 0.094177 | 0 | 0.16737 | 0.57297 | 0 | 0
2865 | 1 | 0.00016343 | 7.6863e-05 | 0 | 0.00016448 | 0.00011416 | 0.41823 | 0.082744 | 0 | 0.17513 | 0.57297 | 0 | 0
2866 | 1 | 0.0001719 | 6.1738e-05 | 0 | 0.00018797 | 0.00011416 | 0.49532 | 0.06471 | 0 | 0.12369 | 0.56567 | 0 | 0
2867 | 1 | 0.00018108 | 5.1864e-05 | 0 | 0.00020677 | 0.00011416 | 0.52087 | 0.048798 | 0 | 0.052614 | 0.56468 | 0 | 0
2868 | 1 | 0.00017105 | 4.7124e-05 | 0 | 0.00018797 | 0.00011416 | 0.49319 | 0.031117 | 0 | 0.063153 | 0.56305 | 0 | 0
2869 | 1 | 0.00016849 | 4.6293e-05 | 0 | 0.00019032 | 0.00011416 | 0.43612 | 0.03206 | 0 | 0.069646 | 0.56183 | 0 | 0
2870 | 1 | 0.00016941 | 4.7912e-05 | 0 | 0.00021382 | 0.00011416 | 0.36968 | 0.0343 | 0 | 0.067791 | 0.56026 | 0 | 0
2871 | 1 | 0.00016645 | 5.1208e-05 | 0 | 0.00022322 | 0.00011416 | 0.32581 | 0.038543 | 0 | 0.13364 | 0.55796 | 0 | 0.041563
2872 | 1 | 0.00015827 | 5.8879e-05 | 0 | 0.00022322 | 0.00011416 | 0.25809 | 0.033239 | 0 | 0.19258 | 0.56269 | 0 | 0.073989
2873 | 1 | 0.00016066 | 7.2954e-05 | 0 | 0.00016448 | 0.00011416 | 0.16269 | 0.11174 | 0 | 0.22563 | 0.57712 | 0 | 0
2874 | 1 | 0.00014902 | 9.6888e-05 | 0 | 0.00011748 | 0.00011416 | 0.063884 | 0.3892 | 0 | 0.20666 | 0.57455 | 0 | 0
2875 | 1 | 0.00012847 | 0.00012301 | 0 | 8.8113e-05 | 0.00011416 | 0.012777 | 0.32744 | 0 | 0.16543 | 0.57379 | 0 | 0
2876 | 1 | 0.00012921 | 0.00013557 | 0 | 5.8742e-05 | 0.00011416 | 0 | 0.18152 | 0 | 0.17395 | 0.56977 | 0 | 0
2877 | 1 | 0.00011843 | 0.00014465 | 0 | 3.7595e-05 | 0.00011416 | 0 | 0.10066 | 0 | 0.16813 | 0.5562 | 0 | 0
2878 | 1 | 0.00011284 | 0.00015017 | 0 | 2.3497e-05 | 0.00011416 | 0 | 0.037836 | 0 | 0.048482 | 0.55205 | 0 | 0
2879 | 1 | 9.7908e-05 | 0.00015321 | 0 | 9.3987e-06 | 0.00011416 | 0 | 0.016266 | 0 | 0.05489 | 0.53689 | 0 | 0
2880 | 1 | 7.9664e-05 | 0.00015644 | 0 | 5.8742e-06 | 0.00011416 | 0 | 0.023927 | 0 | 0.059528 | 0.5373 | 0 | 0
2881 | 1 | 6.8801e-05 | 0.00015905 | 0 | 2.3497e-06 | 0.00011416 | 0 | 0.035007 | 0 | 0.05489 | 0.53198 | 0 | 0
2882 | 1 | 6.3665e-05 | 0.00015925 | 0 | 1.1748e-06 | 0.00011416 | 0 | 0.044201 | 0 | 0.053626 | 0.52602 | 0 | 0
2883 | 1 | 5.7849e-05 | 0.00015756 | 0 | 1.4098e-05 | 0.00011416 | 0 | 0.036893 | 0 | 0.063491 | 0.52553 | 0 | 0
2884 | 1 | 5.8666e-05 | 0.00015663 | 0 | 3.7595e-05 | 0.00011416 | 0 | 0.037247 | 0 | 0.057504 | 0.51615 | 0 | 0
2885 | 1 | 6.408e-05 | 0.00015015 | 0 | 9.3987e-05 | 0.00011416 | 0.022147 | 0.045969 | 0 | 0.034992 | 0.5193 | 0 | 0
2886 | 1 | 6.8808e-05 | 0.0001363 | 0 | 0.0001821 | 0.00011416 | 0.10477 | 0.039368 | 0 | 0.037521 | 0.53243 | 0 | 0
2887 | 1 | 8.0549e-05 | 0.00012247 | 0 | 0.0001586 | 0.00011416 | 0.21039 | 0.01662 | 0 | 0.039545 | 0.53811 | 0 | 0
2888 | 1 | 9.3829e-05 | 9.9046e-05 | 0 | 0.00014685 | 0.00011416 | 0.32453 | 0.01108 | 0 | 0.045363 | 0.54501 | 0 | 0.024425
2889 | 1 | 0.00010594 | 7.2473e-05 | 0 | 0.00016448 | 0.00011416 | 0.42589 | 0.011198 | 0 | 0.038196 | 0.54727 | 0 | 0.035401
2890 | 1 | 0.00011174 | 5.4081e-05 | 0 | 0.00018797 | 0.00011416 | 0.50213 | 0.01108 | 0 | 0.10211 | 0.54636 | 0 | 0.096765
2891 | 1 | 0.00011749 | 4.4251e-05 | 0 | 0.00020677 | 0.00011416 | 0.53918 | 0.01603 | 0 | 0.07344 | 0.54709 | 0 | 0.034777
2892 | 1 | 0.00011358 | 3.7717e-05 | 0 | 0.00018797 | 0.00011416 | 0.53748 | 0.020627 | 0 | 0.093255 | 0.52729 | 0 | 0.032013
2893 | 1 | 0.00010975 | 3.4114e-05 | 0 | 0.00019032 | 0.00011416 | 0.5 | 0.016855 | 0 | 0.048314 | 0.51524 | 0 | 0.0012034
2894 | 1 | 0.00010655 | 3.0876e-05 | 0 | 0.00021382 | 0.00011416 | 0.43867 | 0.011198 | 0 | 0.028499 | 0.51407 | 0 | 0
2895 | 1 | 0.00010898 | 3.2058e-05 | 0 | 0.00022322 | 0.00011416 | 0.36584 | 0.0093116 | 0 | 0.027234 | 0.52242 | 0 | 0
2896 | 1 | 0.00010683 | 4.148e-05 | 0 | 0.00022322 | 0.00011416 | 0.27513 | 0.020627 | 0 | 0.029005 | 0.5235 | 0 | 0
2897 | 1 | 0.00010918 | 5.6152e-05 | 0 | 0.00016448 | 0.00011416 | 0.16738 | 0.035361 | 0 | 0.042411 | 0.5331 | 0 | 0
2898 | 1 | 0.00010505 | 7.6236e-05 | 0 | 0.00011748 | 0.00011416 | 0.062606 | 0.045969 | 0 | 0.037605 | 0.54465 | 0 | 0
2899 | 1 | 9.705e-05 | 9.4204e-05 | 0 | 8.8113e-05 | 0.00011416 | 0.011925 | 0.068364 | 0 | 0.12673 | 0.54903 | 0 | 0
2900 | 1 | 0.00010126 | 0.00010148 | 0 | 5.8742e-05 | 0.00011416 | 0 | 0.056106 | 0 | 0.093423 | 0.55196 | 0 | 0
2901 | 1 | 9.3117e-05 | 0.00010682 | 0 | 3.7595e-05 | 0.00011416 | 0 | 0.024163 | 0 | 0.097639 | 0.55056 | 0 | 0
2902 | 1 | 9.1538e-05 | 0.00010902 | 0 | 2.3497e-05 | 0.00011416 | 0 | 0.020156 | 0 | 0.10852 | 0.52932 | 0 | 0
2903 | 1 | 7.9534e-05 | 0.00011106 | 0 | 9.3987e-06 | 0.00011416 | 0 | 0.028171 | 0 | 0.039882 | 0.50162 | 0 | 0
2904 | 1 | 7.0206e-05 | 0.00011433 | 0 | 5.8742e-06 | 0.00011416 | 0 | 0.027935 | 0 | 0.023272 | 0.49152 | 0 | 0
2905 | 1 | 6.0933e-05 | 0.00011737 | 0 | 2.3497e-06 | 0.00011416 | 0 | 0.033239 | 0 | 0.032125 | 0.48981 | 0 | 0
2906 | 1 | 5.65e-05 | 0.0001186 | 0 | 1.1748e-06 | 0.00011416 | 0 | 0.03265 | 0 | 0.035666 | 0.48778 | 0 | 0
2907 | 1 | 5.3845e-05 | 0.00011974 | 0 | 1.4098e-05 | 0.00011416 | 0 | 0.02711 | 0 | 0.03398 | 0.48512 | 0 | 0
2908 | 1 | 5.5592e-05 | 0.00012196 | 0 | 3.7595e-05 | 0.00011416 | 0 | 0.029585 | 0 | 0.036003 | 0.48264 | 0 | 0
2909 | 1 | 6.2756e-05 | 0.00012059 | 0 | 9.3987e-05 | 0.00011416 | 0.020017 | 0.031235 | 0 | 0.046121 | 0.49486 | 0 | 0
2910 | 1 | 7.2369e-05 | 0.00011341 | 0 | 0.0001821 | 0.00011416 | 0.097956 | 0.050802 | 0 | 0.060961 | 0.5221 | 0 | 0
2911 | 1 | 9.301e-05 | 0.00010434 | 0 | 0.0001586 | 0.00011416 | 0.19463 | 0.10655 | 0 | 0.066357 | 0.52882 | 0 | 0.007098
2912 | 1 | 0.00010796 | 9.1054e-05 | 0 | 0.00014685 | 0.00011416 | 0.31005 | 0.15618 | 0 | 0.066779 | 0.53031 | 0 | 0.07283
2913 | 1 | 0.0001185 | 7.5419e-05 | 0 | 0.00016448 | 0.00011416 | 0.41099 | 0.22112 | 0 | 0.056071 | 0.53031 | 0 | 0.27905
2914 | 1 | 0.00012215 | 6.1753e-05 | 0 | 0.00018797 | 0.00011416 | 0.46039 | 0.23975 | 0 | 0.066273 | 0.53464 | 0 | 0.0234
2915 | 1 | 0.00012788 | 4.6497e-05 | 0 | 0.00020677 | 0.00011416 | 0.46508 | 0.27039 | 0 | 0.058432 | 0.53076 | 0 | 0.0079894
2916 | 1 | 0.00012061 | 3.3793e-05 | 0 | 0.00018797 | 0.00011416 | 0.52129 | 0.27275 | 0 | 0.044519 | 0.53378 | 0 | 0.1977
2917 | 1 | 0.00011428 | 2.4634e-05 | 0 | 0.00019032 | 0.00011416 | 0.52555 | 0.29078 | 0 | 0.06602 | 0.53189 | 0 | 0.028838
2918 | 1 | 0.00010768 | 2.0681e-05 | 0 | 0.00021382 | 0.00011416 | 0.44378 | 0.2711 | 0 | 0.083895 | 0.52769 | 0 | 0.089243
2919 | 1 | 0.00010444 | 2.2417e-05 | 0 | 0.00022322 | 0.00011416 | 0.36712 | 0.25754 | 0 | 0.071417 | 0.51872 | 0 | 0.044025
2920 | 1 | 0.00010463 | 2.9564e-05 | 0 | 0.00022322 | 0.00011416 | 0.29131 | 0.19531 | 0 | 0.063997 | 0.55042 | 0 | 0.0036214
2921 | 1 | 0.00010138 | 4.2938e-05 | 0 | 0.00016448 | 0.00011416 | 0.1793 | 0.14781 | 0 | 0.16981 | 0.57027 | 0 | 0
2922 | 1 | 9.4299e-05 | 6.6405e-05 | 0 | 0.00011748 | 0.00011416 | 0.068569 | 0.10337 | 0 | 0.15438 | 0.57929 | 0 | 0
2923 | 1 | 8.9742e-05 | 8.977e-05 | 0 | 8.8113e-05 | 0.00011416 | 0.01448 | 0.096888 | 0 | 0.19207 | 0.58547 | 0 | 0
2924 | 1 | 9.2113e-05 | 9.8769e-05 | 0 | 5.8742e-05 | 0.00011416 | 0 | 0.069661 | 0 | 0.16358 | 0.5847 | 0 | 0
2925 | 1 | 8.4833e-05 | 0.00010611 | 0 | 3.7595e-05 | 0.00011416 | 0 | 0.039368 | 0 | 0.11948 | 0.58326 | 0 | 0
2926 | 1 | 8.0016e-05 | 0.00010943 | 0 | 2.3497e-05 | 0.00011416 | 0 | 0.015087 | 0 | 0.081872 | 0.58001 | 0 | 0
2927 | 1 | 6.7293e-05 | 0.00011209 | 0 | 9.3987e-06 | 0.00011416 | 0 | 0.005422 | 0 | 0.022513 | 0.57762 | 0 | 0
2928 | 1 | 6.1537e-05 | 0.00011295 | 0 | 5.8742e-06 | 0.00011416 | 0 | 0.0055398 | 0 | 0.020405 | 0.57198 | 0 | 0
2929 | 1 | 5.2048e-05 | 0.000114 | 0 | 2.3497e-06 | 0.00011416 | 0 | 0.0041254 | 0 | 0.020826 | 0.57825 | 0 | 0
2930 | 1 | 4.8901e-05 | 0.00011613 | 0 | 1.1748e-06 | 0.00011416 | 0 | 0.0060113 | 0 | 0.020826 | 0.57699 | 0 | 0
2931 | 1 | 4.4411e-05 | 0.00011868 | 0 | 1.4098e-05 | 0.00011416 | 0 | 0.014616 | 0 | 0.047639 | 0.57505 | 0 | 0
2932 | 1 | 4.1206e-05 | 0.00012085 | 0 | 3.7595e-05 | 0.00011416 | 0 | 0.037129 | 0 | 0.049747 | 0.57122 | 0 | 0
2933 | 1 | 4.4472e-05 | 0.0001157 | 0 | 9.3987e-05 | 0.00011416 | 0.022147 | 0.067303 | 0 | 0.02403 | 0.57338 | 0 | 0
2934 | 1 | 5.1931e-05 | 0.00010094 | 0 | 0.0001821 | 0.00011416 | 0.10179 | 0.10396 | 0 | 0.039292 | 0.58258 | 0 | 0
2935 | 1 | 6.494e-05 | 8.7933e-05 | 0 | 0.0001586 | 0.00011416 | 0.19974 | 0.11374 | 0 | 0.033052 | 0.59954 | 0 | 0
2936 | 1 | 8.3553e-05 | 6.9176e-05 | 0 | 0.00014685 | 0.00011416 | 0.29898 | 0.12753 | 0 | 0.044266 | 0.61036 | 0 | 0.0014151
2937 | 1 | 9.1039e-05 | 4.8612e-05 | 0 | 0.00016448 | 0.00011416 | 0.38586 | 0.14781 | 0 | 0.044772 | 0.61614 | 0 | 0.071537
2938 | 1 | 9.9985e-05 | 3.1926e-05 | 0 | 0.00018797 | 0.00011416 | 0.45954 | 0.20203 | 0 | 0.047976 | 0.61727 | 0 | 0.04524
2939 | 1 | 0.00010691 | 2.1673e-05 | 0 | 0.00020677 | 0.00011416 | 0.51235 | 0.25224 | 0 | 0.038449 | 0.61938 | 0 | 0
2940 | 1 | 9.9244e-05 | 1.6744e-05 | 0 | 0.00018797 | 0.00011416 | 0.53237 | 0.22843 | 0 | 0.073524 | 0.60432 | 0 | 0.27066
2941 | 1 | 9.3465e-05 | 1.546e-05 | 0 | 0.00019032 | 0.00011416 | 0.51363 | 0.19472 | 0 | 0.073019 | 0.6018 | 0 | 0.0071871
2942 | 1 | 9.0921e-05 | 1.6393e-05 | 0 | 0.00021382 | 0.00011416 | 0.45741 | 0.13826 | 0 | 0.072766 | 0.60198 | 0 | 0
2943 | 1 | 8.9865e-05 | 1.8362e-05 | 0 | 0.00022322 | 0.00011416 | 0.37138 | 0.11575 | 0 | 0.070658 | 0.6073 | 0 | 0
2944 | 1 | 8.8441e-05 | 2.0215e-05 | 0 | 0.00022322 | 0.00011416 | 0.27002 | 0.1049 | 0 | 0.049831 | 0.61821 | 0 | 0
2945 | 1 | 9.1804e-05 | 2.4721e-05 | 0 | 0.00016448 | 0.00011416 | 0.16525 | 0.10726 | 0 | 0.051518 | 0.62498 | 0 | 0
2946 | 1 | 9.5455e-05 | 4.0123e-05 | 0 | 0.00011748 | 0.00011416 | 0.062606 | 0.10137 | 0 | 0.043676 | 0.63129 | 0 | 0
2947 | 1 | 9.4378e-05 | 6.0848e-05 | 0 | 8.8113e-05 | 0.00011416 | 0.011925 | 0.11327 | 0 | 0.021417 | 0.63891 | 0 | 0
2948 | 1 | 9.8235e-05 | 6.9512e-05 | 0 | 5.8742e-05 | 0.00011416 | 0 | 0.12942 | 0 | 0.013238 | 0.65023 | 0 | 0
2949 | 1 | 8.8056e-05 | 7.3027e-05 | 0 | 3.7595e-05 | 0.00011416 | 0 | 0.14616 | 0 | 0.025801 | 0.64911 | 0 | 0
2950 | 1 | 8.8763e-05 | 7.5098e-05 | 0 | 2.3497e-05 | 0.00011416 | 0 | 0.15512 | 0 | 0.036088 | 0.63657 | 0 | 0
2951 | 1 | 7.645e-05 | 7.6615e-05 | 0 | 9.3987e-06 | 0.00011416 | 0 | 0.13237 | 0 | 0.041062 | 0.61681 | 0 | 0
2952 | 1 | 7.1884e-05 | 7.8059e-05 | 0 | 5.8742e-06 | 0.00011416 | 0 | 0.11315 | 0 | 0.058938 | 0.62047 | 0 | 0
2953 | 1 | 6.334e-05 | 8.1282e-05 | 0 | 2.3497e-06 | 0.00011416 | 0 | 0.11103 | 0 | 0.04511 | 0.62092 | 0 | 0
2954 | 1 | 6.2739e-05 | 8.4097e-05 | 0 | 1.1748e-06 | 0.00011416 | 0 | 0.085926 | 0 | 0.050084 | 0.62583 | 0 | 0
2955 | 1 | 5.7175e-05 | 8.5774e-05 | 0 | 1.4098e-05 | 0.00011416 | 0 | 0.065535 | 0 | 0.054806 | 0.62872 | 0 | 0
2956 | 1 | 6.1775e-05 | 8.6708e-05 | 0 | 3.7595e-05 | 0.00011416 | 0 | 0.064828 | 0 | 0.038364 | 0.62971 | 0 | 0
2957 | 1 | 8.4439e-05 | 7.38e-05 | 0 | 9.3987e-05 | 0.00011416 | 0.025554 | 0.046205 | 0 | 0.085329 | 0.64739 | 0 | 0
2958 | 1 | 0.00012015 | 5.2506e-05 | 0 | 0.0001821 | 0.00011416 | 0.12053 | 0.02487 | 0 | 0.22251 | 0.66282 | 0 | 0
2959 | 1 | 0.00014569 | 3.1358e-05 | 0 | 0.0001586 | 0.00011416 | 0.24617 | 0.018741 | 0 | 0.18963 | 0.67049 | 0 | 0
2960 | 1 | 0.00016262 | 4.7401e-06 | 0 | 0.00014685 | 0.00011416 | 0.38075 | 0.014026 | 0 | 0.07032 | 0.6754 | 0 | 0
2961 | 1 | 0.00016475 | 0 | 0 | 0.00016448 | 0.00011416 | 0.4983 | 0.013437 | 0 | 0.093002 | 0.6768 | 0 | 0
2962 | 1 | 0.0001675 | 0 | 0 | 0.00018797 | 0.00011416 | 0.58348 | 0.026874 | 0 | 0.10169 | 0.67315 | 0 | 0.02184
2963 | 1 | 0.00017276 | 0 | 0 | 0.00020677 | 0.00011416 | 0.63714 | 0.044319 | 0 | 0.070911 | 0.67518 | 0 | 0.0092597
2964 | 1 | 0.00016829 | 0 | 0 | 0.00018797 | 0.00011416 | 0.62479 | 0.025931 | 0 | 0.068634 | 0.66638 | 0 | 0.050644
2965 | 1 | 0.00016526 | 0 | 0 | 0.00019032 | 0.00011416 | 0.56133 | 0.017327 | 0 | 0.066357 | 0.65682 | 0 | 0.20273
2966 | 1 | 0.00016152 | 0 | 0 | 0.00021382 | 0.00011416 | 0.47445 | 0.033121 | 0 | 0.064587 | 0.65844 | 0 | 0.1213
2967 | 1 | 0.00015659 | 0 | 0 | 0.00022322 | 0.00011416 | 0.37308 | 0.025106 | 0 | 0.067201 | 0.65876 | 0 | 0.018018
2968 | 1 | 0.00015156 | 0 | 0 | 0.00022322 | 0.00011416 | 0.26405 | 0.02711 | 0 | 0.075211 | 0.65975 | 0 | 0.089466
2969 | 1 | 0.00015041 | 0 | 0 | 0.00016448 | 0.00011416 | 0.15758 | 0.047383 | 0 | 0.19511 | 0.66945 | 0 | 0
2970 | 1 | 0.00015048 | 0 | 0 | 0.00011748 | 0.00011416 | 0.05707 | 0.088284 | 0 | 0.19207 | 0.67829 | 0 | 0
2971 | 1 | 0.00014671 | 4.5067e-06 | 0 | 8.8113e-05 | 0.00011416 | 0.010221 | 0.15064 | 0 | 0.19916 | 0.6814 | 0 | 0
2972 | 1 | 0.00014185 | 1.7925e-05 | 0 | 5.8742e-05 | 0.00011416 | 0 | 0.19519 | 0 | 0.12344 | 0.67558 | 0 | 0
2973 | 1 | 0.00012255 | 2.8732e-05 | 0 | 3.7595e-05 | 0.00011416 | 0 | 0.22053 | 0 | 0.056492 | 0.67062 | 0 | 0
2974 | 1 | 0.00011589 | 3.8096e-05 | 0 | 2.3497e-05 | 0.00011416 | 0 | 0.26379 | 0 | 0.032546 | 0.6579 | 0 | 0
2975 | 1 | 9.4741e-05 | 4.6074e-05 | 0 | 9.3987e-06 | 0.00011416 | 0 | 0.26308 | 0 | 0.055987 | 0.65605 | 0 | 0
2976 | 1 | 8.3106e-05 | 5.2987e-05 | 0 | 5.8742e-06 | 0.00011416 | 0 | 0.17893 | 0 | 0.067707 | 0.65461 | 0 | 0
2977 | 1 | 7.7394e-05 | 5.8194e-05 | 0 | 2.3497e-06 | 0.00011416 | 0 | 0.16219 | 0 | 0.066948 | 0.65768 | 0 | 0
2978 | 1 | 7.4974e-05 | 6.0367e-05 | 0 | 1.1748e-06 | 0.00011416 | 0 | 0.22619 | 0 | 0.066695 | 0.65244 | 0 | 0
2979 | 1 | 6.8705e-05 | 6.2467e-05 | 0 | 1.4098e-05 | 0.00011416 | 0 | 0.27959 | 0 | 0.05683 | 0.65172 | 0 | 0
2980 | 1 | 7.009e-05 | 6.7937e-05 | 0 | 3.7595e-05 | 0.00011416 | 0 | 0.19943 | 0 | 0.068634 | 0.65605 | 0 | 0
2981 | 1 | 9.3643e-05 | 5.5335e-05 | 0 | 9.3987e-05 | 0.00011416 | 0.028535 | 0.19826 | 0 | 0.050759 | 0.66656 | 0 | 0
2982 | 1 | 0.00012381 | 3.092e-05 | 0 | 0.0001821 | 0.00011416 | 0.12947 | 0.17645 | 0 | 0.03086 | 0.68334 | 0 | 0
2983 | 1 | 0.00015679 | 1.6773e-06 | 0 | 0.0001586 | 0.00011416 | 0.27598 | 0.12506 | 0 | 0.12555 | 0.6842 | 0 | 0.0013817
2984 | 1 | 0.00016532 | 0 | 0 | 0.00014685 | 0.00011416 | 0.45315 | 0.16667 | 0 | 0.1941 | 0.68235 | 0 | 0.11086
2985 | 1 | 0.00016318 | 0 | 0 | 0.00016448 | 0.00011416 | 0.62308 | 0.1794 | 0 | 0.21762 | 0.68253 | 0 | 0.072261
2986 | 1 | 0.00016555 | 0 | 0 | 0.00018797 | 0.00011416 | 0.74532 | 0.20651 | 0 | 0.27403 | 0.67612 | 0 | 0.029919
2987 | 1 | 0.00017057 | 0 | 0.00010101 | 0.00020677 | 0.00011416 | 0.79727 | 0.24092 | 0 | 0.077656 | 0.66913 | 0 | 0.37278
2988 | 1 | 0.00015979 | 0 | 0.00032851 | 0.00018797 | 0.00011416 | 0.80068 | 0.25471 | 0 | 0.057504 | 0.66967 | 0 | 0.42763
2989 | 1 | 0.00015705 | 0 | 0.00042629 | 0.00019032 | 0.00011416 | 0.76065 | 0.31518 | 0 | 0.054216 | 0.66241 | 0 | 0.53109
2990 | 1 | 0.00014997 | 0 | 0.00039596 | 0.00021382 | 0.00011416 | 0.66525 | 0.33593 | 0 | 0.056492 | 0.6598 | 0 | 0.039178
2991 | 1 | 0.0001463 | 0 | 0.00035852 | 0.00022322 | 0.00011416 | 0.52385 | 0.29491 | 0 | 0.050843 | 0.66512 | 0 | 0.013215
2992 | 1 | 0.00014617 | 0 | 0.00014296 | 0.00022322 | 0.00011416 | 0.35264 | 0.25589 | 0 | 0.077993 | 0.6657 | 0 | 0.029896
2993 | 1 | 0.00014804 | 0 | 0 | 0.00016448 | 0.00011416 | 0.19463 | 0.25024 | 0 | 0.091231 | 0.67707 | 0 | 0
2994 | 1 | 0.00014724 | 0 | 0 | 0.00011748 | 0.00011416 | 0.068143 | 0.27051 | 0 | 0.096037 | 0.68086 | 0 | 0
2995 | 1 | 0.00014084 | 0 | 0 | 8.8113e-05 | 0.00011416 | 0.011499 | 0.20686 | 0 | 0.099494 | 0.68239 | 0 | 0
2996 | 1 | 0.00014382 | 0 | 0 | 5.8742e-05 | 0.00011416 | 0 | 0.14875 | 0 | 0.15978 | 0.68735 | 0 | 0
2997 | 1 | 0.00013409 | 0 | 0 | 3.7595e-05 | 0.00011416 | 0 | 0.11009 | 0 | 0.14916 | 0.67933 | 0 | 0
2998 | 1 | 0.00012537 | 7.0737e-06 | 0 | 2.3497e-05 | 0.00011416 | 0 | 0.058227 | 0 | 0.12858 | 0.66309 | 0 | 0
2999 | 1 | 0.00010708 | 1.4614e-05 | 0 | 9.3987e-06 | 0.00011416 | 0 | 0.03925 | 0 | 0.065514 | 0.66733 | 0 | 0
3000 | 1 | 9.5555e-05 | 2.4503e-05 | 0 | 5.8742e-06 | 0.00011416 | 0 | 0.04479 | 0 | 0.058685 | 0.66773 | 0 | 0
3001 | 1 | 8.6161e-05 | 3.0424e-05 | 0 | 2.3497e-06 | 0.00011416 | 0 | 0.084276 | 0 | 0.052951 | 0.66841 | 0 | 0
3002 | 1 | 7.8887e-05 | 3.5719e-05 | 0 | 1.1748e-06 | 0.00011416 | 0 | 0.30764 | 0 | 0.043255 | 0.66945 | 0 | 0
3003 | 1 | 6.5475e-05 | 3.8942e-05 | 0 | 1.4098e-05 | 0.00011416 | 0 | 0.47595 | 0 | 0.050169 | 0.66706 | 0 | 0
3004 | 1 | 6.3241e-05 | 4.2442e-05 | 0 | 3.7595e-05 | 0.00011416 | 0 | 0.59736 | 0 | 0.060708 | 0.67112 | 0 | 0
3005 | 1 | 8.1543e-05 | 3.8563e-05 | 0 | 9.3987e-05 | 0.00011416 | 0.025128 | 0.57261 | 0 | 0.076391 | 0.67748 | 0 | 0
3006 | 1 | 0.00011807 | 2.4065e-05 | 0 | 0.0001821 | 0.00011416 | 0.11116 | 0.3496 | 0 | 0.21012 | 0.69845 | 0 | 0
3007 | 1 | 0.00015517 | 7.8029e-06 | 0 | 0.0001586 | 0.00011416 | 0.22359 | 0.31907 | 0 | 0.3215 | 0.69903 | 0 | 0.094937
3008 | 1 | 0.00016832 | 0 | 0 | 0.00014685 | 0.00011416 | 0.35945 | 0.27581 | 0 | 0.32428 | 0.69038 | 0 | 0.34749
3009 | 1 | 0.00017563 | 0 | 0 | 0.00016448 | 0.00011416 | 0.48807 | 0.22772 | 0 | 0.30944 | 0.68794 | 0 | 0.52707
3010 | 1 | 0.00018543 | 0 | 0 | 0.00018797 | 0.00011416 | 0.5856 | 0.22831 | 0 | 0.23761 | 0.68794 | 0 | 0.60677
3011 | 1 | 0.00019035 | 0 | 0 | 0.00020677 | 0.00011416 | 0.65247 | 0.24929 | 0 | 0.037605 | 0.67951 | 0 | 0
3012 | 1 | 0.00018703 | 0 | 0 | 0.00018797 | 0.00011416 | 0.66141 | 0.32343 | 0 | 0.035076 | 0.68068 | 0 | 0
3013 | 1 | 0.00018431 | 0 | 0 | 0.00019032 | 0.00011416 | 0.61584 | 0.51167 | 0 | 0.024874 | 0.67076 | 0 | 0
3014 | 1 | 0.00017116 | 0 | 0 | 0.00021382 | 0.00011416 | 0.49702 | 0.73998 | 0 | 0.028331 | 0.66724 | 0 | 0
3015 | 1 | 0.00015923 | 0 | 0 | 0.00022322 | 0.00011416 | 0.36286 | 0.83263 | 0 | 0.050759 | 0.66773 | 0 | 0
3016 | 1 | 0.00014825 | 7.0737e-06 | 0 | 0.00022322 | 0.00011416 | 0.2402 | 0.72395 | 0 | 0.043929 | 0.66584 | 0 | 0
3017 | 1 | 0.0001384 | 2.4138e-05 | 0 | 0.00016448 | 0.00011416 | 0.14182 | 0.61186 | 0 | 0.083642 | 0.68338 | 0 | 0
3018 | 1 | 0.00013553 | 4.428e-05 | 0 | 0.00011748 | 0.00011416 | 0.059199 | 0.63378 | 0 | 0.14739 | 0.6874 | 0 | 0
3019 | 1 | 0.00012383 | 6.766e-05 | 0 | 8.8113e-05 | 0.00011416 | 0.013203 | 0.67633 | 0 | 0.10034 | 0.68988 | 0 | 0
3020 | 1 | 0.00011611 | 8.1647e-05 | 0 | 5.8742e-05 | 0.00011416 | 0 | 0.61669 | 0 | 0.055059 | 0.69024 | 0 | 0
3021 | 1 | 0.0001027 | 9.1973e-05 | 0 | 3.7595e-05 | 0.00011416 | 0 | 0.502 | 0 | 0.042411 | 0.68158 | 0 | 0
3022 | 1 | 9.912e-05 | 9.9965e-05 | 0 | 2.3497e-05 | 0.00011416 | 0 | 0.43753 | 0 | 0.058263 | 0.67468 | 0 | 0
3023 | 1 | 8.1729e-05 | 0.00010584 | 0 | 9.3987e-06 | 0.00011416 | 0 | 0.31848 | 0 | 0.048482 | 0.66552 | 0 | 0
3024 | 1 | 8.607e-05 | 0.00011117 | 0 | 5.8742e-06 | 0.00011416 | 0 | 0.32166 | 0 | 0.040978 | 0.66395 | 0 | 0
3025 | 1 | 7.5514e-05 | 0.00011354 | 0 | 2.3497e-06 | 0.00011416 | 0 | 0.42928 | 0 | 0.041821 | 0.66331 | 0 | 0
3026 | 1 | 6.8605e-05 | 0.00011525 | 0 | 1.1748e-06 | 0.00011416 | 0 | 0.45886 | 0 | 0.046121 | 0.66322 | 0 | 0
3027 | 1 | 6.4627e-05 | 0.0001178 | 0 | 1.4098e-05 | 0.00011416 | 0 | 0.33934 | 0 | 0.045784 | 0.66386 | 0 | 0
3028 | 1 | 7.2181e-05 | 0.00012279 | 0 | 3.7595e-05 | 0.00011416 | 0.00085179 | 0.27027 | 0 | 0.055818 | 0.66422 | 0 | 0
3029 | 1 | 9.2462e-05 | 0.00011206 | 0 | 9.3987e-05 | 0.00011416 | 0.034072 | 0.23043 | 0 | 0.089545 | 0.66882 | 0 | 0
3030 | 1 | 0.00012478 | 8.3484e-05 | 0 | 0.0001821 | 0.00011416 | 0.14353 | 0.2302 | 0 | 0.15809 | 0.67797 | 0 | 0
3031 | 1 | 0.00015302 | 4.9895e-05 | 0 | 0.0001586 | 0.00011416 | 0.29727 | 0.20238 | 0 | 0.15658 | 0.6708 | 0 | 0.25809
3032 | 1 | 0.00016797 | 1.8654e-05 | 0 | 0.00014685 | 0.00011416 | 0.46508 | 0.24752 | 0 | 0.087268 | 0.67409 | 0 | 0.36365
3033 | 1 | 0.00017043 | 0 | 0 | 0.00016448 | 0.00011416 | 0.61286 | 0.23114 | 0 | 0.11459 | 0.67436 | 0 | 0.51648
3034 | 1 | 0.00016888 | 0 | 0 | 0.00018797 | 0.00011416 | 0.7138 | 0.14922 | 0 | 0.10405 | 0.67405 | 0 | 0.65841
3035 | 1 | 0.00017463 | 0 | 0 | 0.00020677 | 0.00011416 | 0.77172 | 0.11433 | 0 | 0.12757 | 0.66715 | 0 | 0.7193
3036 | 1 | 0.00016937 | 0 | 0 | 0.00018797 | 0.00011416 | 0.77768 | 0.099717 | 0 | 0.097808 | 0.67121 | 0 | 0.68017
3037 | 1 | 0.00016464 | 0 | 0 | 0.00019032 | 0.00011416 | 0.72913 | 0.098892 | 0 | 0.04511 | 0.6657 | 0 | 0.6134
3038 | 1 | 0.00015984 | 0 | 0 | 0.00021382 | 0.00011416 | 0.64991 | 0.092763 | 0 | 0.073609 | 0.66579 | 0 | 0.43201
3039 | 1 | 0.00015682 | 0 | 0 | 0.00022322 | 0.00011416 | 0.53663 | 0.086162 | 0 | 0.093592 | 0.67599 | 0 | 0.14878
3040 | 1 | 0.00015648 | 0 | 0 | 0.00022322 | 0.00011416 | 0.39182 | 0.074729 | 0 | 0.092833 | 0.67351 | 0 | 0.090201
3041 | 1 | 0.00015691 | 0 | 0 | 0.00016448 | 0.00011416 | 0.23552 | 0.054691 | 0 | 0.16223 | 0.68384 | 0 | 0
3042 | 1 | 0.00015147 | 2.0098e-05 | 0 | 0.00011748 | 0.00011416 | 0.091567 | 0.042433 | 0 | 0.21661 | 0.68708 | 0 | 0
3043 | 1 | 0.00013728 | 5.1149e-05 | 0 | 8.8113e-05 | 0.00011416 | 0.017888 | 0.042079 | 0 | 0.21492 | 0.68907 | 0 | 0
3044 | 1 | 0.00013661 | 6.1257e-05 | 0 | 5.8742e-05 | 0.00011416 | 0 | 0.05257 | 0 | 0.23954 | 0.69286 | 0 | 0
3045 | 1 | 0.00012522 | 6.9322e-05 | 0 | 3.7595e-05 | 0.00011416 | 0 | 0.064828 | 0 | 0.24435 | 0.69033 | 0 | 0
3046 | 1 | 0.00011346 | 7.8861e-05 | 0 | 2.3497e-05 | 0.00011416 | 0 | 0.06471 | 0 | 0.13415 | 0.68596 | 0 | 0
3047 | 1 | 9.8607e-05 | 8.7145e-05 | 0 | 9.3987e-06 | 0.00011416 | 0 | 0.055045 | 0 | 0.069646 | 0.67775 | 0 | 0
3048 | 1 | 8.1922e-05 | 9.2702e-05 | 0 | 5.8742e-06 | 0.00011416 | 0 | 0.055752 | 0 | 0.057589 | 0.67833 | 0 | 0
3049 | 1 | 6.9196e-05 | 9.5531e-05 | 0 | 2.3497e-06 | 0.00011416 | 0 | 0.072725 | 0 | 0.049325 | 0.67824 | 0 | 0
3050 | 1 | 6.3086e-05 | 9.7807e-05 | 0 | 1.1748e-06 | 0.00011416 | 0 | 0.075672 | 0 | 0.04199 | 0.68 | 0 | 0
3051 | 1 | 6.4143e-05 | 0.00010084 | 0 | 1.4098e-05 | 0.00011416 | 0 | 0.072254 | 0 | 0.044857 | 0.67739 | 0 | 0
3052 | 1 | 6.8374e-05 | 0.00010376 | 0 | 3.7595e-05 | 0.00011416 | 0.00042589 | 0.074375 | 0 | 0.049916 | 0.66476 | 0 | 0
3053 | 1 | 8.4478e-05 | 9.3927e-05 | 0 | 9.3987e-05 | 0.00011416 | 0.029387 | 0.079679 | 0 | 0.060708 | 0.66773 | 0 | 0
3054 | 1 | 0.00011527 | 7.0664e-05 | 0 | 0.0001821 | 0.00011416 | 0.12053 | 0.092527 | 0 | 0.18339 | 0.67626 | 0 | 0
3055 | 1 | 0.00014835 | 4.568e-05 | 0 | 0.0001586 | 0.00011416 | 0.23978 | 0.064003 | 0 | 0.25556 | 0.67315 | 0 | 0.30908
3056 | 1 | 0.00016276 | 1.3272e-05 | 0 | 0.00014685 | 0.00011416 | 0.36755 | 0.051155 | 0 | 0.17395 | 0.68045 | 0 | 0.50944
3057 | 1 | 0.00016441 | 0 | 0 | 0.00016448 | 0.00011416 | 0.49106 | 0.08298 | 0 | 0.15489 | 0.67725 | 0 | 0.72956
3058 | 1 | 0.00016522 | 0 | 0 | 0.00018797 | 0.00011416 | 0.57879 | 0.16843 | 0 | 0.074705 | 0.68131 | 0 | 0.85754
3059 | 1 | 0.00015731 | 0 | 0 | 0.00020677 | 0.00011416 | 0.63543 | 0.16785 | 0 | 0.081703 | 0.68167 | 0 | 0.42356
3060 | 1 | 0.00015228 | 0 | 0 | 0.00018797 | 0.00011416 | 0.64949 | 0.1372 | 0 | 0.087268 | 0.67698 | 0 | 0.65289
3061 | 1 | 0.00014686 | 0 | 0 | 0.00019032 | 0.00011416 | 0.64012 | 0.14439 | 0 | 0.11029 | 0.67008 | 0 | 0.77114
3062 | 1 | 0.00014824 | 0 | 0 | 0.00021382 | 0.00011416 | 0.58518 | 0.16242 | 0 | 0.12125 | 0.68032 | 0 | 0.16032
3063 | 1 | 0.00014557 | 0 | 0 | 0.00022322 | 0.00011416 | 0.47061 | 0.16997 | 0 | 0.10987 | 0.68036 | 0 | 0.089455
3064 | 1 | 0.00014278 | 0 | 0 | 0.00022322 | 0.00011416 | 0.33262 | 0.15865 | 0 | 0.114 | 0.68135 | 0 | 0.083449
3065 | 1 | 0.00014761 | 0 | 0 | 0.00016448 | 0.00011416 | 0.19549 | 0.13284 | 0 | 0.15809 | 0.69597 | 0 | 0
3066 | 1 | 0.00015257 | 0 | 0 | 0.00011748 | 0.00011416 | 0.075383 | 0.15382 | 0 | 0.25295 | 0.69714 | 0 | 0
3067 | 1 | 0.00013384 | 2.6165e-05 | 0 | 8.8113e-05 | 0.00011416 | 0.014906 | 0.22254 | 0 | 0.20784 | 0.69024 | 0 | 0
3068 | 1 | 0.00012495 | 3.9365e-05 | 0 | 5.8742e-05 | 0.00011416 | 0 | 0.26709 | 0 | 0.18583 | 0.68875 | 0 | 0
3069 | 1 | 0.0001143 | 4.9385e-05 | 0 | 3.7595e-05 | 0.00011416 | 0 | 0.2955 | 0 | 0.10126 | 0.68699 | 0 | 0
3070 | 1 | 0.00010245 | 5.9959e-05 | 0 | 2.3497e-05 | 0.00011416 | 0 | 0.25507 | 0 | 0.056408 | 0.68172 | 0 | 0
3071 | 1 | 8.8586e-05 | 7.1058e-05 | 0 | 9.3987e-06 | 0.00011416 | 0 | 0.17126 | 0 | 0.055228 | 0.66782 | 0 | 0
3072 | 1 | 8.1626e-05 | 7.9094e-05 | 0 | 5.8742e-06 | 0.00011416 | 0 | 0.10467 | 0 | 0.035919 | 0.66976 | 0 | 0
3073 | 1 | 7.5637e-05 | 8.1865e-05 | 0 | 2.3497e-06 | 0.00011416 | 0 | 0.080622 | 0 | 0.034654 | 0.66886 | 0 | 0
3074 | 1 | 6.4417e-05 | 8.433e-05 | 0 | 1.1748e-06 | 0.00011416 | 0 | 0.088402 | 0 | 0.042917 | 0.6699 | 0 | 0
3075 | 1 | 5.9395e-05 | 8.7845e-05 | 0 | 1.4098e-05 | 0.00011416 | 0 | 0.076261 | 0 | 0.060287 | 0.66882 | 0 | 0
3076 | 1 | 5.7273e-05 | 9.2308e-05 | 0 | 3.7595e-05 | 0.00011416 | 0.00085179 | 0.069189 | 0 | 0.054384 | 0.66954 | 0 | 0
3077 | 1 | 6.182e-05 | 8.0669e-05 | 0 | 9.3987e-05 | 0.00011416 | 0.031516 | 0.086634 | 0 | 0.040556 | 0.6694 | 0 | 0
3078 | 1 | 7.9143e-05 | 5.9419e-05 | 0 | 0.0001821 | 0.00011416 | 0.12734 | 0.098892 | 0 | 0.036003 | 0.67887 | 0 | 0
3079 | 1 | 9.9435e-05 | 3.7819e-05 | 0 | 0.0001586 | 0.00011416 | 0.25213 | 0.11068 | 0 | 0.03339 | 0.68735 | 0 | 0
3080 | 1 | 0.00011706 | 1.5708e-05 | 0 | 0.00014685 | 0.00011416 | 0.38245 | 0.14698 | 0 | 0.040894 | 0.69543 | 0 | 0
3081 | 1 | 0.00011059 | 0 | 0 | 0.00016448 | 0.00011416 | 0.47572 | 0.18164 | 0 | 0.034486 | 0.69304 | 0 | 0
3082 | 1 | 9.7328e-05 | 0 | 0 | 0.00018797 | 0.00011416 | 0.54642 | 0.2256 | 0 | 0.034907 | 0.69056 | 0 | 0
3083 | 1 | 9.8603e-05 | 0 | 0 | 0.00020677 | 0.00011416 | 0.59242 | 0.32944 | 0 | 0.03086 | 0.67576 | 0 | 0
3084 | 1 | 9.2364e-05 | 0 | 0 | 0.00018797 | 0.00011416 | 0.5839 | 0.35962 | 0 | 0.037437 | 0.67721 | 0 | 0
3085 | 1 | 8.7532e-05 | 0 | 0 | 0.00019032 | 0.00011416 | 0.53918 | 0.37199 | 0 | 0.033221 | 0.68275 | 0 | 0
3086 | 1 | 8.3034e-05 | 0 | 0 | 0.00021382 | 0.00011416 | 0.47998 | 0.38696 | 0 | 0.032546 | 0.68235 | 0 | 0
3087 | 1 | 8.1122e-05 | 0 | 0 | 0.00022322 | 0.00011416 | 0.38586 | 0.29302 | 0 | 0.044098 | 0.68041 | 0 | 0
3088 | 1 | 8.0967e-05 | 0 | 0 | 0.00022322 | 0.00011416 | 0.27257 | 0.23397 | 0 | 0.046627 | 0.68099 | 0 | 0
3089 | 1 | 8.7285e-05 | 4.463e-06 | 0 | 0.00016448 | 0.00011416 | 0.17802 | 0.20179 | 0 | 0.035666 | 0.69168 | 0 | 0
3090 | 1 | 8.2985e-05 | 2.529e-05 | 0 | 0.00011748 | 0.00011416 | 0.077513 | 0.22313 | 0 | 0.062142 | 0.6901 | 0 | 0
3091 | 1 | 7.9482e-05 | 4.7722e-05 | 0 | 8.8113e-05 | 0.00011416 | 0.01661 | 0.3575 | 0 | 0.044688 | 0.68988 | 0 | 0
3092 | 1 | 8.059e-05 | 5.7611e-05 | 0 | 5.8742e-05 | 0.00011416 | 0 | 0.49752 | 0 | 0.0414 | 0.6892 | 0 | 0
3093 | 1 | 6.943e-05 | 6.3342e-05 | 0 | 3.7595e-05 | 0.00011416 | 0 | 0.46794 | 0 | 0.057841 | 0.68505 | 0 | 0
3094 | 1 | 6.573e-05 | 6.8928e-05 | 0 | 2.3497e-05 | 0.00011416 | 0 | 0.39003 | 0 | 0.070911 | 0.68099 | 0 | 0
3095 | 1 | 5.56e-05 | 7.4048e-05 | 0 | 9.3987e-06 | 0.00011416 | 0 | 0.36198 | 0 | 0.075885 | 0.66151 | 0 | 0
3096 | 1 | 4.4801e-05 | 7.8409e-05 | 0 | 5.8742e-06 | 0.00011416 | 0 | 0.31872 | 0 | 0.042074 | 0.6598 | 0 | 0
3097 | 1 | 3.6475e-05 | 8.1253e-05 | 0 | 2.3497e-06 | 0.00011416 | 0 | 0.35585 | 0 | 0.026138 | 0.66029 | 0 | 0
3098 | 1 | 3.9722e-05 | 8.4666e-05 | 0 | 1.1748e-06 | 0.00011416 | 0 | 0.40971 | 0 | 0.029848 | 0.65452 | 0 | 0
3099 | 1 | 3.4369e-05 | 8.98e-05 | 0 | 1.4098e-05 | 0.00011416 | 0 | 0.44401 | 0 | 0.027572 | 0.65091 | 0 | 0
3100 | 1 | 3.3049e-05 | 9.5021e-05 | 0 | 3.7595e-05 | 0.00011416 | 0.0017036 | 0.50754 | 0 | 0.022681 | 0.64852 | 0 | 0
3101 | 1 | 2.9859e-05 | 8.8399e-05 | 0 | 9.3987e-05 | 0.00011416 | 0.039608 | 0.43953 | 0 | 0.058938 | 0.65051 | 0 | 0
3102 | 1 | 3.5957e-05 | 6.7645e-05 | 0 | 0.0001821 | 0.00011416 | 0.14438 | 0.4881 | 0 | 0.061046 | 0.66025 | 0 | 0
3103 | 1 | 5.0433e-05 | 4.3842e-05 | 0 | 0.0001586 | 0.00011416 | 0.273 | 0.65983 | 0 | 0.047133 | 0.66092 | 0 | 0
3104 | 1 | 5.8714e-05 | 2.1834e-05 | 0 | 0.00014685 | 0.00011416 | 0.41056 | 0.65547 | 0 | 0.029933 | 0.66674 | 0 | 0
3105 | 1 | 7.0159e-05 | 5.8048e-06 | 0 | 0.00016448 | 0.00011416 | 0.5115 | 0.80398 | 0 | 0.02968 | 0.66557 | 0 | 0.0081566
3106 | 1 | 7.5861e-05 | 0 | 0 | 0.00018797 | 0.00011416 | 0.53279 | 0.86127 | 0 | 0.035919 | 0.65781 | 0 | 0
3107 | 1 | 8.2182e-05 | 0 | 0 | 0.00020677 | 0.00011416 | 0.59625 | 0.80387 | 0 | 0.030691 | 0.63964 | 0 | 0.12427
3108 | 1 | 8.1797e-05 | 0 | 0 | 0.00018797 | 0.00011416 | 0.5971 | 0.8186 | 0 | 0.048567 | 0.63855 | 0 | 0.069453
3109 | 1 | 7.2104e-05 | 0 | 0 | 0.00019032 | 0.00011416 | 0.55409 | 0.82697 | 0 | 0.061551 | 0.63237 | 0 | 0
3110 | 1 | 6.9355e-05 | 0 | 0 | 0.00021382 | 0.00011416 | 0.47998 | 0.80811 | 0 | 0.065346 | 0.62692 | 0 | 0
3111 | 1 | 6.7525e-05 | 0 | 0 | 0.00022322 | 0.00011416 | 0.40375 | 0.79149 | 0 | 0.037268 | 0.63436 | 0 | 0.14881
3112 | 1 | 6.1537e-05 | 0 | 0 | 0.00022322 | 0.00011416 | 0.32453 | 0.6517 | 0 | 0.05253 | 0.65393 | 0 | 0.061843
3113 | 1 | 6.4716e-05 | 0 | 0 | 0.00016448 | 0.00011416 | 0.2121 | 0.50236 | 0 | 0.03398 | 0.66598 | 0 | 0
3114 | 1 | 7.713e-05 | 2.2432e-05 | 0 | 0.00011748 | 0.00011416 | 0.085179 | 0.42598 | 0 | 0.10371 | 0.66295 | 0 | 0
3115 | 1 | 7.485e-05 | 5.9332e-05 | 0 | 8.8113e-05 | 0.00011416 | 0.017036 | 0.38296 | 0 | 0.080101 | 0.66954 | 0 | 0
3116 | 1 | 7.7889e-05 | 7.3844e-05 | 0 | 5.8742e-05 | 0.00011416 | 0 | 0.33663 | 0 | 0.10346 | 0.67369 | 0 | 0
3117 | 1 | 7.5205e-05 | 8.4388e-05 | 0 | 3.7595e-05 | 0.00011416 | 0 | 0.43977 | 0 | 0.091568 | 0.67472 | 0 | 0
3118 | 1 | 7.0972e-05 | 9.5954e-05 | 0 | 2.3497e-05 | 0.00011416 | 0 | 0.47843 | 0 | 0.070067 | 0.66395 | 0 | 0
3119 | 1 | 5.4824e-05 | 0.00010589 | 0 | 9.3987e-06 | 0.00011416 | 0 | 0.53347 | 0 | 0.044772 | 0.65817 | 0 | 0
3120 | 1 | 4.8384e-05 | 0.00011642 | 0 | 5.8742e-06 | 0.00011416 | 0 | 0.376 | 0 | 0.014587 | 0.65488 | 0 | 0
3121 | 1 | 4.6419e-05 | 0.00012645 | 0 | 2.3497e-06 | 0.00011416 | 0 | 0.2388 | 0 | 0.043676 | 0.6547 | 0 | 0
3122 | 1 | 3.9102e-05 | 0.0001346 | 0 | 1.1748e-06 | 0.00011416 | 0 | 0.16313 | 0 | 0.039882 | 0.65244 | 0 | 0
3123 | 1 | 3.7683e-05 | 0.00014086 | 0 | 1.4098e-05 | 0.00011416 | 0 | 0.12258 | 0 | 0.030691 | 0.65181 | 0 | 0
3124 | 1 | 4.1462e-05 | 0.00014639 | 0 | 3.7595e-05 | 0.00011416 | 0.0017036 | 0.11292 | 0 | 0.033558 | 0.65014 | 0 | 0
3125 | 1 | 5.8188e-05 | 0.00012966 | 0 | 9.3987e-05 | 0.00011416 | 0.044293 | 0.15134 | 0 | 0.1129 | 0.65398 | 0 | 0
3126 | 1 | 9.7125e-05 | 9.1491e-05 | 0 | 0.0001821 | 0.00011416 | 0.16865 | 0.1352 | 0 | 0.24207 | 0.66751 | 0 | 0
3127 | 1 | 0.0001169 | 5.7085e-05 | 0 | 0.0001586 | 0.00011416 | 0.3322 | 0.11115 | 0 | 0.2414 | 0.66205 | 0 | 0.36642
3128 | 1 | 0.00013032 | 2.8586e-05 | 0 | 0.00014685 | 0.00011416 | 0.50639 | 0.099953 | 0 | 0.17521 | 0.66701 | 0 | 0.57106
3129 | 1 | 0.00013272 | 2.2607e-06 | 0 | 0.00016448 | 0.00011416 | 0.65886 | 0.10797 | 0 | 0.16889 | 0.65971 | 0 | 0.77067
3130 | 1 | 0.00013713 | 0 | 0 | 0.00018797 | 0.00011416 | 0.7598 | 0.11787 | 0 | 0.17007 | 0.65754 | 0 | 0.87357
3131 | 1 | 0.00013877 | 0 | 0 | 0.00020677 | 0.00011416 | 0.81175 | 0.1339 | 0 | 0.15776 | 0.64189 | 0 | 0.88512
3132 | 1 | 0.00013407 | 0 | 0 | 0.00018797 | 0.00011416 | 0.82496 | 0.14309 | 0 | 0.16206 | 0.63513 | 0 | 0.82335
3133 | 1 | 0.00012598 | 0 | 0 | 0.00019032 | 0.00011416 | 0.78578 | 0.1148 | 0 | 0.097133 | 0.63409 | 0 | 0.81471
3134 | 1 | 0.00013021 | 0 | 0 | 0.00021382 | 0.00011416 | 0.70145 | 0.085926 | 0 | 0.08887 | 0.64 | 0 | 0.63985
3135 | 1 | 0.00012862 | 0 | 0 | 0.00022322 | 0.00011416 | 0.57496 | 0.074022 | 0 | 0.09747 | 0.63828 | 0 | 0.45302
3136 | 1 | 0.00012673 | 0 | 0 | 0.00022322 | 0.00011416 | 0.41482 | 0.058345 | 0 | 0.15641 | 0.63594 | 0 | 0.28434
3137 | 1 | 0.00012941 | 0 | 0 | 0.00016448 | 0.00011416 | 0.24872 | 0.044672 | 0 | 0.19435 | 0.63936 | 0 | 0
3138 | 1 | 0.00012769 | 1.2003e-05 | 0 | 0.00011748 | 0.00011416 | 0.098382 | 0.044554 | 0 | 0.25944 | 0.64739 | 0 | 0
3139 | 1 | 0.0001212 | 5.2258e-05 | 0 | 8.8113e-05 | 0.00011416 | 0.020869 | 0.039132 | 0 | 0.23212 | 0.65014 | 0 | 0
3140 | 1 | 0.00011525 | 6.5443e-05 | 0 | 5.8742e-05 | 0.00011416 | 0 | 0.02487 | 0 | 0.21931 | 0.64378 | 0 | 0
3141 | 1 | 0.00010558 | 7.5535e-05 | 0 | 3.7595e-05 | 0.00011416 | 0 | 0.016855 | 0 | 0.19005 | 0.63982 | 0 | 0
3142 | 1 | 9.4899e-05 | 8.5118e-05 | 0 | 2.3497e-05 | 0.00011416 | 0 | 0.014851 | 0 | 0.12428 | 0.62899 | 0 | 0
3143 | 1 | 7.498e-05 | 9.4583e-05 | 0 | 9.3987e-06 | 0.00011416 | 0 | 0.014498 | 0 | 0.12057 | 0.62687 | 0 | 0
3144 | 1 | 6.2037e-05 | 0.00010361 | 0 | 5.8742e-06 | 0.00011416 | 0 | 0.01827 | 0 | 0.11981 | 0.62714 | 0 | 0
3145 | 1 | 5.6026e-05 | 0.00011022 | 0 | 2.3497e-06 | 0.00011416 | 0 | 0.033357 | 0 | 0.053457 | 0.61857 | 0 | 0
3146 | 1 | 4.5256e-05 | 0.00011494 | 0 | 1.1748e-06 | 0.00011416 | 0 | 0.066478 | 0 | 0.049578 | 0.61393 | 0 | 0
3147 | 1 | 4.5498e-05 | 0.00011961 | 0 | 1.4098e-05 | 0.00011416 | 0 | 0.13107 | 0 | 0.042159 | 0.61352 | 0 | 0
3148 | 1 | 4.9524e-05 | 0.00012496 | 0 | 3.7595e-05 | 0.00011416 | 0.0017036 | 0.21417 | 0 | 0.039207 | 0.61627 | 0 | 0
3149 | 1 | 6.9896e-05 | 0.00010793 | 0 | 9.3987e-05 | 0.00011416 | 0.041312 | 0.25566 | 0 | 0.14132 | 0.63025 | 0 | 0
3150 | 1 | 0.00010239 | 6.6843e-05 | 0 | 0.0001821 | 0.00011416 | 0.15417 | 0.20922 | 0 | 0.22226 | 0.64595 | 0 | 0
3151 | 1 | 0.0001276 | 2.6326e-05 | 0 | 0.0001586 | 0.00011416 | 0.30281 | 0.17008 | 0 | 0.27411 | 0.65051 | 0 | 0.35479
3152 | 1 | 0.00014163 | 0 | 0 | 0.00014685 | 0.00011416 | 0.47572 | 0.25672 | 0 | 0.24073 | 0.64965 | 0 | 0.5913
3153 | 1 | 0.0001431 | 0 | 0 | 0.00016448 | 0.00011416 | 0.63373 | 0.3786 | 0 | 0.2328 | 0.65447 | 0 | 0.7447
3154 | 1 | 0.00013858 | 0 | 0 | 0.00018797 | 0.00011416 | 0.73935 | 0.37541 | 0 | 0.22201 | 0.64784 | 0 | 0.49026
3155 | 1 | 0.00014228 | 0 | 0 | 0.00020677 | 0.00011416 | 0.79302 | 0.33663 | 0 | 0.22445 | 0.63129 | 0 | 0.50031
3156 | 1 | 0.0001289 | 0 | 0.00022654 | 0.00018797 | 0.00011416 | 0.79302 | 0.31601 | 0 | 0.2301 | 0.62791 | 0 | 0.55089
3157 | 1 | 0.00012521 | 0 | 0.00037272 | 0.00019032 | 0.00011416 | 0.72572 | 0.31801 | 0 | 0.11105 | 0.62705 | 0 | 0.34922
3158 | 1 | 0.00012609 | 0 | 0.00039531 | 0.00021382 | 0.00011416 | 0.62479 | 0.33074 | 0 | 0.092074 | 0.63301 | 0 | 0.18144
3159 | 1 | 0.0001266 | 0 | 0.00033593 | 0.00022322 | 0.00011416 | 0.50724 | 0.3298 | 0 | 0.11332 | 0.63413 | 0 | 0.099071
3160 | 1 | 0.00013138 | 0 | 0.00012585 | 0.00022322 | 0.00011416 | 0.36712 | 0.32143 | 0 | 0.11922 | 0.63517 | 0 | 0.044092
3161 | 1 | 0.00013083 | 0 | 0 | 0.00016448 | 0.00011416 | 0.22104 | 0.32284 | 0 | 0.16922 | 0.63946 | 0 | 0
3162 | 1 | 0.00013007 | 0 | 0 | 0.00011748 | 0.00011416 | 0.087308 | 0.40618 | 0 | 0.17209 | 0.64216 | 0 | 0
3163 | 1 | 0.00012031 | 0 | 0 | 8.8113e-05 | 0.00011416 | 0.017462 | 0.531 | 0 | 0.23685 | 0.64063 | 0 | 0
3164 | 1 | 0.00011257 | 1.091e-05 | 0 | 5.8742e-05 | 0.00011416 | 0 | 0.58015 | 0 | 0.20126 | 0.63869 | 0 | 0
3165 | 1 | 9.8456e-05 | 2.5144e-05 | 0 | 3.7595e-05 | 0.00011416 | 0 | 0.54125 | 0 | 0.20337 | 0.63296 | 0 | 0
3166 | 1 | 8.3196e-05 | 3.4625e-05 | 0 | 2.3497e-05 | 0.00011416 | 0 | 0.46464 | 0 | 0.1774 | 0.62344 | 0 | 0
3167 | 1 | 6.6742e-05 | 3.8738e-05 | 0 | 9.3987e-06 | 0.00011416 | 0 | 0.36645 | 0 | 0.048904 | 0.61754 | 0 | 0
3168 | 1 | 6.0912e-05 | 3.9438e-05 | 0 | 5.8742e-06 | 0.00011416 | 0 | 0.24151 | 0 | 0.014671 | 0.61623 | 0 | 0
3169 | 1 | 5.7738e-05 | 3.8023e-05 | 0 | 2.3497e-06 | 0.00011416 | 0 | 0.13626 | 0 | 0.041231 | 0.61749 | 0 | 0
3170 | 1 | 4.9389e-05 | 3.76e-05 | 0 | 1.1748e-06 | 0.00011416 | 0 | 0.089463 | 0 | 0.034907 | 0.61772 | 0 | 0
3171 | 1 | 4.5242e-05 | 3.83e-05 | 0 | 1.4098e-05 | 0.00011416 | 0 | 0.092291 | 0 | 0.032631 | 0.61857 | 0 | 0
3172 | 1 | 4.8422e-05 | 4.3099e-05 | 0 | 3.7595e-05 | 0.00011416 | 0.0017036 | 0.066242 | 0 | 0.087268 | 0.61208 | 0 | 0
3173 | 1 | 7.1788e-05 | 4.1246e-05 | 0 | 9.3987e-05 | 0.00011416 | 0.034923 | 0.1075 | 0 | 0.24342 | 0.62773 | 0 | 0
3174 | 1 | 9.9341e-05 | 2.8601e-05 | 0 | 0.0001821 | 0.00011416 | 0.12351 | 0.16761 | 0 | 0.26206 | 0.64279 | 0 | 0
3175 | 1 | 0.00012855 | 1.2587e-05 | 0 | 0.0001586 | 0.00011416 | 0.21508 | 0.16231 | 0 | 0.257 | 0.65005 | 0 | 0.014419
3176 | 1 | 0.00014721 | 0 | 0 | 0.00014685 | 0.00011416 | 0.3356 | 0.19389 | 0 | 0.25422 | 0.6492 | 0 | 0.026932
3177 | 1 | 0.00014676 | 0 | 0 | 0.00016448 | 0.00011416 | 0.43782 | 0.18659 | 0 | 0.20953 | 0.64798 | 0 | 0.020157
3178 | 1 | 0.00014541 | 0 | 0 | 0.00018797 | 0.00011416 | 0.50937 | 0.10384 | 0 | 0.22993 | 0.64577 | 0 | 0.3143
3179 | 1 | 0.0001396 | 0 | 0 | 0.00020677 | 0.00011416 | 0.6052 | 0.076379 | 0 | 0.18499 | 0.6404 | 0 | 0.35387
3180 | 1 | 0.00013533 | 0 | 0 | 0.00018797 | 0.00011416 | 0.67973 | 0.080622 | 0 | 0.17749 | 0.63197 | 0 | 0.38581
3181 | 1 | 0.00013041 | 0 | 0 | 0.00019032 | 0.00011416 | 0.69293 | 0.079562 | 0 | 0.16889 | 0.62868 | 0 | 0.68935
3182 | 1 | 0.00012326 | 0 | 0 | 0.00021382 | 0.00011416 | 0.61542 | 0.08239 | 0 | 0.1887 | 0.62633 | 0 | 0.70013
3183 | 1 | 0.00012238 | 0 | 0 | 0.00022322 | 0.00011416 | 0.49787 | 0.035479 | 0 | 0.18491 | 0.62601 | 0 | 0.36836
3184 | 1 | 0.00012088 | 0 | 0 | 0.00022322 | 0.00011416 | 0.37521 | 0.019802 | 0 | 0.23482 | 0.63161 | 0 | 0
3185 | 1 | 0.00012646 | 0 | 0 | 0.00016448 | 0.00011416 | 0.23254 | 0.01108 | 0 | 0.28541 | 0.64712 | 0 | 0
3186 | 1 | 0.00011964 | 0 | 0 | 0.00011748 | 0.00011416 | 0.095826 | 0.010962 | 0 | 0.27766 | 0.64469 | 0 | 0
3187 | 1 | 0.00011821 | 0 | 0 | 8.8113e-05 | 0.00011416 | 0.020869 | 0.053159 | 0 | 0.27664 | 0.64225 | 0 | 0
3188 | 1 | 0.0001144 | 3.5587e-06 | 0 | 5.8742e-05 | 0.00011416 | 0.00042589 | 0.085337 | 0 | 0.28811 | 0.64058 | 0 | 0
3189 | 1 | 0.00010406 | 1.3608e-05 | 0 | 3.7595e-05 | 0.00011416 | 0 | 0.11492 | 0 | 0.26366 | 0.6377 | 0 | 0
3190 | 1 | 9.1835e-05 | 2.1031e-05 | 0 | 2.3497e-05 | 0.00011416 | 0 | 0.14227 | 0 | 0.20379 | 0.63404 | 0 | 0
3191 | 1 | 7.2875e-05 | 2.5203e-05 | 0 | 9.3987e-06 | 0.00011416 | 0 | 0.11457 | 0 | 0.10059 | 0.62845 | 0 | 0
3192 | 1 | 6.8663e-05 | 2.9112e-05 | 0 | 5.8742e-06 | 0.00011416 | 0 | 0.07909 | 0 | 0.043508 | 0.63012 | 0 | 0
3193 | 1 | 5.258e-05 | 3.251e-05 | 0 | 2.3497e-06 | 0.00011416 | 0 | 0.11033 | 0 | 0.034317 | 0.63134 | 0 | 0
3194 | 1 | 4.6335e-05 | 3.5004e-05 | 0 | 1.1748e-06 | 0.00011416 | 0 | 0.43446 | 0 | 0.030186 | 0.62935 | 0 | 0
3195 | 1 | 2.9992e-05 | 4.3565e-05 | 0 | 1.4098e-05 | 0.00011416 | 0 | 0.13614 | 0 | 0.046374 | 0.62935 | 0 | 0
3196 | 1 | 3.3395e-05 | 5.4752e-05 | 0 | 3.7595e-05 | 0.00011416 | 0.00042589 | 0.3219 | 0 | 0.032293 | 0.63025 | 0 | 0
3197 | 1 | 3.0138e-05 | 6.0353e-05 | 0 | 9.3987e-05 | 0.00011416 | 0.032794 | 0.28265 | 0 | 0.036256 | 0.63815 | 0 | 0
3198 | 1 | 3.8984e-05 | 5.8369e-05 | 0 | 0.0001821 | 0.00011416 | 0.11712 | 0.29939 | 0 | 0.050927 | 0.64884 | 0 | 0
3199 | 1 | 5.4663e-05 | 3.9817e-05 | 0 | 0.0001586 | 0.00011416 | 0.19761 | 0.37188 | 0 | 0.019393 | 0.65474 | 0 | 0
3200 | 1 | 6.7838e-05 | 1.4352e-05 | 0 | 0.00014685 | 0.00011416 | 0.33305 | 0.47937 | 0 | 0.036931 | 0.66007 | 0 | 0
3201 | 1 | 7.4187e-05 | 0 | 0 | 0.00016448 | 0.00011416 | 0.46124 | 0.3786 | 0 | 0.037352 | 0.66462 | 0 | 0
3202 | 1 | 8.067e-05 | 0 | 0 | 0.00018797 | 0.00011416 | 0.5247 | 0.40464 | 0 | 0.022007 | 0.66746 | 0 | 0.077655
3203 | 1 | 8.5013e-05 | 0 | 0 | 0.00020677 | 0.00011416 | 0.60988 | 0.48197 | 0 | 0.029427 | 0.65871 | 0 | 0
3204 | 1 | 7.8914e-05 | 0 | 0 | 0.00018797 | 0.00011416 | 0.64693 | 0.49045 | 0 | 0.029933 | 0.65732 | 0 | 0.077175
3205 | 1 | 6.6813e-05 | 0 | 0 | 0.00019032 | 0.00011416 | 0.53492 | 0.36704 | 0 | 0.038786 | 0.66823 | 0 | 0.0057609
3206 | 1 | 6.4435e-05 | 0 | 0 | 0.00021382 | 0.00011416 | 0.43612 | 0.29302 | 0 | 0.027909 | 0.67382 | 0 | 0.10542
3207 | 1 | 6.6591e-05 | 0 | 0 | 0.00022322 | 0.00011416 | 0.38373 | 0.18777 | 0 | 0.032631 | 0.67653 | 0 | 0.02642
3208 | 1 | 6.8236e-05 | 0 | 0 | 0.00022322 | 0.00011416 | 0.29003 | 0.13814 | 0 | 0.029427 | 0.67739 | 0 | 0.0075214
3209 | 1 | 7.2942e-05 | 0 | 0 | 0.00016448 | 0.00011416 | 0.18825 | 0.085455 | 0 | 0.074874 | 0.68735 | 0 | 0
3210 | 1 | 7.7444e-05 | 1.0297e-05 | 0 | 0.00011748 | 0.00011416 | 0.083901 | 0.053984 | 0 | 0.082968 | 0.6911 | 0 | 0
3211 | 1 | 8.1903e-05 | 3.7206e-05 | 0 | 8.8113e-05 | 0.00011416 | 0.018313 | 0.043847 | 0 | 0.069899 | 0.69209 | 0 | 0
3212 | 1 | 8.2801e-05 | 5.0639e-05 | 0 | 5.8742e-05 | 0.00011416 | 0 | 0.051862 | 0 | 0.055565 | 0.69114 | 0 | 0
3213 | 1 | 7.7134e-05 | 6.2949e-05 | 0 | 3.7595e-05 | 0.00011416 | 0 | 0.055752 | 0 | 0.084401 | 0.6915 | 0 | 0
3214 | 1 | 7.3685e-05 | 7.0489e-05 | 0 | 2.3497e-05 | 0.00011416 | 0 | 0.061292 | 0 | 0.034907 | 0.69236 | 0 | 0
3215 | 1 | 4.9065e-05 | 7.7111e-05 | 0 | 9.3987e-06 | 0.00011416 | 0 | 0.049269 | 0 | 0.056324 | 0.69254 | 0 | 0
3216 | 1 | 4.279e-05 | 8.3849e-05 | 0 | 5.8742e-06 | 0.00011416 | 0 | 0.029467 | 0 | 0.050675 | 0.68889 | 0 | 0
3217 | 1 | 4.0607e-05 | 8.8837e-05 | 0 | 2.3497e-06 | 0.00011416 | 0 | 0.031471 | 0 | 0.048061 | 0.69398 | 0 | 0
3218 | 1 | 4.2467e-05 | 9.1243e-05 | 0 | 1.1748e-06 | 0.00011416 | 0 | 0.051862 | 0 | 0.047218 | 0.6883 | 0 | 0
3219 | 1 | 3.9959e-05 | 9.3562e-05 | 0 | 1.4098e-05 | 0.00011416 | 0 | 0.065299 | 0 | 0.04258 | 0.68808 | 0 | 0
3220 | 1 | 4.7629e-05 | 9.7194e-05 | 0 | 3.7595e-05 | 0.00011416 | 0.0017036 | 0.092999 | 0 | 0.048229 | 0.68663 | 0 | 0
3221 | 1 | 5.7374e-05 | 9.6319e-05 | 0 | 9.3987e-05 | 0.00011416 | 0.027257 | 0.098656 | 0 | 0.066442 | 0.68916 | 0 | 0
3222 | 1 | 7.5156e-05 | 9.066e-05 | 0 | 0.0001821 | 0.00011416 | 0.10562 | 0.11987 | 0 | 0.26762 | 0.70738 | 0 | 0
3223 | 1 | 9.2122e-05 | 8.0451e-05 | 0 | 0.0001586 | 0.00011416 | 0.18867 | 0.080858 | 0 | 0.26096 | 0.70783 | 0 | 0
3224 | 1 | 0.00010389 | 6.7689e-05 | 0 | 0.00014685 | 0.00011416 | 0.26661 | 0.059524 | 0 | 0.28938 | 0.70007 | 0 | 0
3225 | 1 | 0.00011263 | 5.2812e-05 | 0 | 0.00016448 | 0.00011416 | 0.33944 | 0.051037 | 0 | 0.3059 | 0.703 | 0 | 0
3226 | 1 | 0.00012077 | 3.8038e-05 | 0 | 0.00018797 | 0.00011416 | 0.4046 | 0.048444 | 0 | 0.29899 | 0.69746 | 0 | 0
3227 | 1 | 0.00012677 | 2.7055e-05 | 0 | 0.00020677 | 0.00011416 | 0.45315 | 0.041136 | 0 | 0.27875 | 0.68857 | 0 | 0
3228 | 1 | 0.00011974 | 2.3117e-05 | 0 | 0.00018797 | 0.00011416 | 0.45613 | 0.037129 | 0 | 0.18187 | 0.68749 | 0 | 0
3229 | 1 | 0.00011029 | 2.3088e-05 | 0 | 0.00019032 | 0.00011416 | 0.4276 | 0.041372 | 0 | 0.081956 | 0.69268 | 0 | 0
3230 | 1 | 0.00011029 | 2.4342e-05 | 0 | 0.00021382 | 0.00011416 | 0.3799 | 0.031942 | 0 | 0.048061 | 0.69191 | 0 | 0
3231 | 1 | 0.00010704 | 2.8645e-05 | 0 | 0.00022322 | 0.00011416 | 0.2862 | 0.029467 | 0 | 0.045194 | 0.69299 | 0 | 0
3232 | 1 | 0.00010471 | 3.4946e-05 | 0 | 0.00022322 | 0.00011416 | 0.21848 | 0.023692 | 0 | 0.12066 | 0.69403 | 0 | 0
3233 | 1 | 0.00010887 | 4.2515e-05 | 0 | 0.00016448 | 0.00011416 | 0.15673 | 0.021806 | 0 | 0.20793 | 0.69998 | 0 | 0
3234 | 1 | 0.00010731 | 5.4752e-05 | 0 | 0.00011748 | 0.00011416 | 0.067291 | 0.018505 | 0 | 0.23668 | 0.69845 | 0 | 0
3235 | 1 | 9.9861e-05 | 7.1948e-05 | 0 | 8.8113e-05 | 0.00011416 | 0.015332 | 0.017327 | 0 | 0.24503 | 0.69204 | 0 | 0
3236 | 1 | 9.4474e-05 | 8.1457e-05 | 0 | 5.8742e-05 | 0.00011416 | 0 | 0.013909 | 0 | 0.25118 | 0.69434 | 0 | 0
3237 | 1 | 8.3644e-05 | 8.7466e-05 | 0 | 3.7595e-05 | 0.00011416 | 0 | 0.0095474 | 0 | 0.27698 | 0.70052 | 0 | 0
3238 | 1 | 7.6647e-05 | 9.2541e-05 | 0 | 2.3497e-05 | 0.00011416 | 0 | 0.0064828 | 0 | 0.23196 | 0.69511 | 0 | 0
3239 | 1 | 6.5718e-05 | 9.6523e-05 | 0 | 9.3987e-06 | 0.00011416 | 0 | 0.0051862 | 0 | 0.056661 | 0.68045 | 0 | 0
3240 | 1 | 5.1381e-05 | 9.963e-05 | 0 | 5.8742e-06 | 0.00011416 | 0 | 0.0037718 | 0 | 0.042411 | 0.67815 | 0 | 0
3241 | 1 | 4.4147e-05 | 0.00010312 | 0 | 2.3497e-06 | 0.00011416 | 0 | 0.0024753 | 0 | 0.036425 | 0.67513 | 0 | 0
3242 | 1 | 3.8769e-05 | 0.00010735 | 0 | 1.1748e-06 | 0.00011416 | 0 | 0.0012966 | 0 | 0.040894 | 0.67193 | 0 | 0
3243 | 1 | 3.658e-05 | 0.00011115 | 0 | 1.4098e-05 | 0.00011416 | 0 | 0.0012966 | 0 | 0.040219 | 0.67486 | 0 | 0
3244 | 1 | 4.55e-05 | 0.00011249 | 0 | 3.7595e-05 | 0.00011416 | 0.0025554 | 0.010255 | 0 | 0.044688 | 0.6773 | 0 | 0
3245 | 1 | 5.1816e-05 | 9.9951e-05 | 0 | 9.3987e-05 | 0.00011416 | 0.042164 | 0.022395 | 0 | 0.03204 | 0.67527 | 0 | 0
3246 | 1 | 6.0251e-05 | 8.1326e-05 | 0 | 0.0001821 | 0.00011416 | 0.14949 | 0.031589 | 0 | 0.03828 | 0.67851 | 0 | 0
3247 | 1 | 7.6145e-05 | 5.1572e-05 | 0 | 0.0001586 | 0.00011416 | 0.27513 | 0.027581 | 0 | 0.042664 | 0.67644 | 0 | 0
3248 | 1 | 9.0306e-05 | 2.1454e-05 | 0 | 0.00014685 | 0.00011416 | 0.40971 | 0.012141 | 0 | 0.046712 | 0.67698 | 0 | 0
3249 | 1 | 0.00010302 | 7.2925e-08 | 0 | 0.00016448 | 0.00011416 | 0.53109 | 0.0087223 | 0 | 0.040219 | 0.68009 | 0 | 0
3250 | 1 | 0.00010421 | 0 | 0 | 0.00018797 | 0.00011416 | 0.62138 | 0.0049505 | 0 | 0.043592 | 0.67869 | 0 | 0
3251 | 1 | 0.00010688 | 0 | 0 | 0.00020677 | 0.00011416 | 0.68143 | 0.012966 | 0 | 0.041484 | 0.67148 | 0 | 0
3252 | 1 | 9.1637e-05 | 0 | 0 | 0.00018797 | 0.00011416 | 0.69037 | 0.02322 | 0 | 0.060455 | 0.6657 | 0 | 0
3253 | 1 | 8.6184e-05 | 0 | 0 | 0.00019032 | 0.00011416 | 0.67334 | 0.031825 | 0 | 0.059106 | 0.66079 | 0 | 0
3254 | 1 | 8.402e-05 | 0 | 0 | 0.00021382 | 0.00011416 | 0.60264 | 0.039958 | 0 | 0.058853 | 0.66169 | 0 | 0
3255 | 1 | 7.9581e-05 | 0 | 0 | 0.00022322 | 0.00011416 | 0.50511 | 0.056106 | 0 | 0.061214 | 0.66165 | 0 | 0
3256 | 1 | 8.1975e-05 | 0 | 0 | 0.00022322 | 0.00011416 | 0.37734 | 0.073197 | 0 | 0.03946 | 0.66223 | 0 | 0
3257 | 1 | 8.1434e-05 | 0 | 0 | 0.00016448 | 0.00011416 | 0.23637 | 0.082273 | 0 | 0.034064 | 0.67527 | 0 | 0
3258 | 1 | 8.5116e-05 | 0 | 0 | 0.00011748 | 0.00011416 | 0.10264 | 0.16266 | 0 | 0.032209 | 0.67856 | 0 | 0
3259 | 1 | 7.4518e-05 | 3.744e-05 | 0 | 8.8113e-05 | 0.00011416 | 0.02385 | 0.22619 | 0 | 0.020067 | 0.6759 | 0 | 0
3260 | 1 | 7.3049e-05 | 5.2229e-05 | 0 | 5.8742e-05 | 0.00011416 | 0.00085179 | 0.27829 | 0 | 0.019224 | 0.67333 | 0 | 0
3261 | 1 | 6.8541e-05 | 5.9404e-05 | 0 | 3.7595e-05 | 0.00011416 | 0 | 0.31471 | 0 | 0.024452 | 0.66525 | 0 | 0
3262 | 1 | 6.6671e-05 | 6.5151e-05 | 0 | 2.3497e-05 | 0.00011416 | 0 | 0.31518 | 0 | 0.027066 | 0.65813 | 0 | 0
3263 | 1 | 5.5794e-05 | 6.7237e-05 | 0 | 9.3987e-06 | 0.00011416 | 0 | 0.35361 | 0 | 0.019814 | 0.65032 | 0 | 0
3264 | 1 | 3.7952e-05 | 7.1568e-05 | 0 | 5.8742e-06 | 0.00011416 | 0 | 0.42999 | 0 | 0.022007 | 0.6483 | 0 | 0
3265 | 1 | 3.1032e-05 | 7.8365e-05 | 0 | 2.3497e-06 | 0.00011416 | 0 | 0.41443 | 0 | 0.024368 | 0.64956 | 0 | 0
3266 | 1 | 2.7209e-05 | 8.4753e-05 | 0 | 1.1748e-06 | 0.00011416 | 0 | 0.37612 | 0 | 0.027656 | 0.64875 | 0 | 0
3267 | 1 | 2.136e-05 | 9.1258e-05 | 0 | 1.4098e-05 | 0.00011416 | 0 | 0.33923 | 0 | 0.033895 | 0.64599 | 0 | 0
3268 | 1 | 2.4303e-05 | 9.5648e-05 | 0 | 3.7595e-05 | 0.00011416 | 0.0025554 | 0.31966 | 0 | 0.035835 | 0.64559 | 0 | 0
3269 | 1 | 3.0564e-05 | 7.924e-05 | 0 | 9.3987e-05 | 0.00011416 | 0.041312 | 0.26485 | 0 | 0.050843 | 0.6441 | 0 | 0
3270 | 1 | 3.6955e-05 | 5.8048e-05 | 0 | 0.0001821 | 0.00011416 | 0.1448 | 0.31554 | 0 | 0.025295 | 0.64717 | 0 | 0
3271 | 1 | 5.0796e-05 | 4.2923e-05 | 0 | 0.0001586 | 0.00011416 | 0.27513 | 0.21181 | 0 | 0.047555 | 0.64455 | 0 | 0.17655
3272 | 1 | 6.0128e-05 | 2.7566e-05 | 0 | 0.00014685 | 0.00011416 | 0.42206 | 0.14191 | 0 | 0.043845 | 0.64451 | 0 | 0.091282
3273 | 1 | 7.32e-05 | 8.4447e-06 | 0 | 0.00016448 | 0.00011416 | 0.55835 | 0.087105 | 0 | 0.031197 | 0.65105 | 0 | 0.025172
3274 | 1 | 8.6169e-05 | 0 | 0 | 0.00018797 | 0.00011416 | 0.6448 | 0.080033 | 0 | 0.023103 | 0.6501 | 0 | 0.088664
3275 | 1 | 0.00010044 | 0 | 0 | 0.00020677 | 0.00011416 | 0.69463 | 0.1174 | 0 | 0.051939 | 0.64572 | 0 | 0.27498
3276 | 1 | 9.1941e-05 | 0 | 0 | 0.00018797 | 0.00011416 | 0.65077 | 0.13708 | 0 | 0.056998 | 0.63725 | 0 | 0.055881
3277 | 1 | 8.3056e-05 | 0 | 0 | 0.00019032 | 0.00011416 | 0.62479 | 0.13449 | 0 | 0.058432 | 0.61551 | 0 | 0.028581
3278 | 1 | 7.8788e-05 | 0 | 0 | 0.00021382 | 0.00011416 | 0.56474 | 0.19672 | 0 | 0.058263 | 0.61745 | 0 | 0.013583
3279 | 1 | 7.3075e-05 | 0 | 0 | 0.00022322 | 0.00011416 | 0.47147 | 0.27558 | 0 | 0.057673 | 0.62611 | 0 | 0.020748
3280 | 1 | 6.8258e-05 | 0 | 0 | 0.00022322 | 0.00011416 | 0.33986 | 0.28017 | 0 | 0.029258 | 0.63806 | 0 | 0.0027077
3281 | 1 | 6.9533e-05 | 0 | 0 | 0.00016448 | 0.00011416 | 0.20698 | 0.25648 | 0 | 0.024789 | 0.64694 | 0 | 0
3282 | 1 | 7.0045e-05 | 1.4512e-05 | 0 | 0.00011748 | 0.00011416 | 0.09029 | 0.1814 | 0 | 0.028331 | 0.65281 | 0 | 0
3283 | 1 | 7.3803e-05 | 4.8407e-05 | 0 | 8.8113e-05 | 0.00011416 | 0.020869 | 0.20545 | 0 | 0.036003 | 0.65014 | 0 | 0
3284 | 1 | 7.9542e-05 | 6.362e-05 | 0 | 5.8742e-05 | 0.00011416 | 0.00085179 | 0.23362 | 0 | 0.11029 | 0.64834 | 0 | 0
3285 | 1 | 7.7725e-05 | 7.2983e-05 | 0 | 3.7595e-05 | 0.00011416 | 0 | 0.26037 | 0 | 0.11155 | 0.64563 | 0 | 0
3286 | 1 | 7.691e-05 | 8.2084e-05 | 0 | 2.3497e-05 | 0.00011416 | 0 | 0.21829 | 0 | 0.039713 | 0.63639 | 0 | 0
3287 | 1 | 5.5748e-05 | 8.9027e-05 | 0 | 9.3987e-06 | 0.00011416 | 0 | 0.14675 | 0 | 0.035497 | 0.61844 | 0 | 0
3288 | 1 | 4.8028e-05 | 9.5254e-05 | 0 | 5.8742e-06 | 0.00011416 | 0 | 0.10149 | 0 | 0.03145 | 0.62137 | 0 | 0
3289 | 1 | 4.1135e-05 | 0.00010217 | 0 | 2.3497e-06 | 0.00011416 | 0 | 0.070603 | 0 | 0.026307 | 0.61573 | 0 | 0
3290 | 1 | 3.3134e-05 | 0.00010809 | 0 | 1.1748e-06 | 0.00011416 | 0 | 0.047973 | 0 | 0.051012 | 0.61424 | 0 | 0
3291 | 1 | 2.7347e-05 | 0.00011376 | 0 | 1.4098e-05 | 0.00011416 | 0 | 0.036422 | 0 | 0.046543 | 0.61681 | 0 | 0
3292 | 1 | 3.1981e-05 | 0.00011885 | 0 | 3.7595e-05 | 0.00011416 | 0.0042589 | 0.041254 | 0 | 0.032799 | 0.61424 | 0 | 0
3293 | 1 | 6.1423e-05 | 9.9309e-05 | 0 | 9.3987e-05 | 0.00011416 | 0.052811 | 0.068835 | 0 | 0.18938 | 0.62074 | 0 | 0
3294 | 1 | 9.675e-05 | 6.7951e-05 | 0 | 0.0001821 | 0.00011416 | 0.18015 | 0.054927 | 0 | 0.2215 | 0.63725 | 0 | 0
3295 | 1 | 0.00012446 | 3.0497e-05 | 0 | 0.0001586 | 0.00011416 | 0.33859 | 0.043611 | 0 | 0.23229 | 0.63206 | 0 | 0.38672
3296 | 1 | 0.00013491 | 0 | 0 | 0.00014685 | 0.00011416 | 0.50894 | 0.038543 | 0 | 0.22951 | 0.63021 | 0 | 0.60603
3297 | 1 | 0.00013831 | 0 | 0 | 0.00016448 | 0.00011416 | 0.66184 | 0.057874 | 0 | 0.18137 | 0.62719 | 0 | 0.84087
3298 | 1 | 0.00015405 | 0 | 0 | 0.00018797 | 0.00011416 | 0.76917 | 0.09901 | 0 | 0.17513 | 0.62471 | 0 | 1
3299 | 1 | 0.00015937 | 0 | 0 | 0.00020677 | 0.00011416 | 0.8092 | 0.23868 | 0 | 0.15868 | 0.61781 | 0 | 0.99963
3300 | 1 | 0.0001493 | 0 | 0 | 0.00018797 | 0.00011416 | 0.80239 | 0.3575 | 0 | 0.086847 | 0.61086 | 0 | 1
3301 | 1 | 0.00014955 | 0 | 0 | 0.00019032 | 0.00011416 | 0.76533 | 0.3826 | 0 | 0.045784 | 0.60622 | 0 | 0.93396
3302 | 1 | 0.00014685 | 0 | 0 | 0.00021382 | 0.00011416 | 0.6793 | 0.43989 | 0 | 0.048314 | 0.60306 | 0 | 0.72517
3303 | 1 | 0.00014583 | 0 | 0 | 0.00022322 | 0.00011416 | 0.56729 | 0.49316 | 0 | 0.047386 | 0.6068 | 0 | 0.52427
3304 | 1 | 0.00013841 | 0 | 0 | 0.00022322 | 0.00011416 | 0.42291 | 0.56377 | 0 | 0.043002 | 0.61294 | 0 | 0.25154
3305 | 1 | 0.00014196 | 0 | 0 | 0.00016448 | 0.00011416 | 0.25767 | 0.55823 | 0 | 0.054553 | 0.6179 | 0 | 0
3306 | 1 | 0.00014615 | 0 | 0 | 0.00011748 | 0.00011416 | 0.1069 | 0.50118 | 0 | 0.061298 | 0.62254 | 0 | 0
3307 | 1 | 0.00014425 | 2.8149e-06 | 0 | 8.8113e-05 | 0.00011416 | 0.024276 | 0.50401 | 0 | 0.13693 | 0.62732 | 0 | 0
3308 | 1 | 0.00013397 | 1.6233e-05 | 0 | 5.8742e-05 | 0.00011416 | 0.00085179 | 0.58769 | 0 | 0.13179 | 0.62164 | 0 | 0
3309 | 1 | 0.00012233 | 2.3861e-05 | 0 | 3.7595e-05 | 0.00011416 | 0 | 0.57119 | 0 | 0.03457 | 0.61717 | 0 | 0
3310 | 1 | 0.00012064 | 3.1299e-05 | 0 | 2.3497e-05 | 0.00011416 | 0 | 0.52947 | 0 | 0.02285 | 0.60581 | 0 | 0
3311 | 1 | 0.00010506 | 3.9161e-05 | 0 | 9.3987e-06 | 0.00011416 | 0 | 0.45863 | 0 | 0.060961 | 0.60509 | 0 | 0
3312 | 1 | 8.8313e-05 | 4.7634e-05 | 0 | 5.8742e-06 | 0.00011416 | 0 | 0.40417 | 0 | 0.050927 | 0.6064 | 0 | 0
3313 | 1 | 7.8865e-05 | 5.5248e-05 | 0 | 2.3497e-06 | 0.00011416 | 0 | 0.36209 | 0 | 0.041653 | 0.60342 | 0 | 0
3314 | 1 | 6.655e-05 | 6.2453e-05 | 0 | 1.1748e-06 | 0.00011416 | 0 | 0.33239 | 0 | 0.04199 | 0.60333 | 0 | 0
3315 | 1 | 6.4793e-05 | 6.8491e-05 | 0 | 1.4098e-05 | 0.00011416 | 0 | 0.27369 | 0 | 0.044941 | 0.60161 | 0 | 0
3316 | 1 | 7.2568e-05 | 7.17e-05 | 0 | 3.7595e-05 | 0.00011416 | 0.0029813 | 0.23008 | 0 | 0.052867 | 0.60405 | 0 | 0
3317 | 1 | 0.00010101 | 5.4066e-05 | 0 | 9.3987e-05 | 0.00011416 | 0.044293 | 0.21641 | 0 | 0.066273 | 0.61591 | 0 | 0
3318 | 1 | 0.00012864 | 3.2291e-05 | 0 | 0.0001821 | 0.00011416 | 0.15247 | 0.12482 | 0 | 0.092411 | 0.63476 | 0 | 0
3319 | 1 | 0.00015552 | 5.7027e-06 | 0 | 0.0001586 | 0.00011416 | 0.26704 | 0.078854 | 0 | 0.15228 | 0.63864 | 0 | 0.1379
3320 | 1 | 0.00015828 | 0 | 0 | 0.00014685 | 0.00011416 | 0.39736 | 0.071193 | 0 | 0.15261 | 0.63896 | 0 | 0
3321 | 1 | 0.00016206 | 0 | 0 | 0.00016448 | 0.00011416 | 0.50043 | 0.058934 | 0 | 0.07774 | 0.63679 | 0 | 0
3322 | 1 | 0.0001713 | 0 | 0 | 0.00018797 | 0.00011416 | 0.59242 | 0.069189 | 0 | 0.063069 | 0.63666 | 0 | 0
3323 | 1 | 0.00017313 | 0 | 0 | 0.00020677 | 0.00011416 | 0.62351 | 0.12412 | 0 | 0.04317 | 0.62556 | 0 | 0
3324 | 1 | 0.00016448 | 0 | 0 | 0.00018797 | 0.00011416 | 0.63118 | 0.20615 | 0 | 0.051686 | 0.62047 | 0 | 0
3325 | 1 | 0.00016003 | 0 | 0 | 0.00019032 | 0.00011416 | 0.58305 | 0.40512 | 0 | 0.050759 | 0.62011 | 0 | 0
3326 | 1 | 0.00014929 | 0 | 0 | 0.00021382 | 0.00011416 | 0.4868 | 0.46252 | 0 | 0.054047 | 0.62137 | 0 | 0
3327 | 1 | 0.00014094 | 0 | 0 | 0.00022322 | 0.00011416 | 0.39182 | 0.37294 | 0 | 0.046459 | 0.62141 | 0 | 0.00089143
3328 | 1 | 0.00014069 | 0 | 0 | 0.00022322 | 0.00011416 | 0.28705 | 0.27711 | 0 | 0.045784 | 0.63233 | 0 | 0
3329 | 1 | 0.00014254 | 0 | 0 | 0.00016448 | 0.00011416 | 0.17589 | 0.16289 | 0 | 0.067369 | 0.63797 | 0 | 0
3330 | 1 | 0.00015154 | 8.6343e-06 | 0 | 0.00011748 | 0.00011416 | 0.075809 | 0.10679 | 0 | 0.15076 | 0.64636 | 0 | 0
3331 | 1 | 0.00013798 | 3.1051e-05 | 0 | 8.8113e-05 | 0.00011416 | 0.017888 | 0.16431 | 0 | 0.12521 | 0.64942 | 0 | 0
3332 | 1 | 0.00013287 | 4.0896e-05 | 0 | 5.8742e-05 | 0.00011416 | 0 | 0.2302 | 0 | 0.12875 | 0.64947 | 0 | 0
3333 | 1 | 0.00012279 | 4.9428e-05 | 0 | 3.7595e-05 | 0.00011416 | 0 | 0.28406 | 0 | 0.20245 | 0.64126 | 0 | 0
3334 | 1 | 0.00010945 | 5.624e-05 | 0 | 2.3497e-05 | 0.00011416 | 0 | 0.27664 | 0 | 0.094266 | 0.63179 | 0 | 0
3335 | 1 | 9.4217e-05 | 6.1855e-05 | 0 | 9.3987e-06 | 0.00011416 | 0 | 0.35738 | 0 | 0.048229 | 0.62552 | 0 | 0
3336 | 1 | 8.6511e-05 | 6.763e-05 | 0 | 5.8742e-06 | 0.00011416 | 0 | 0.37683 | 0 | 0.054216 | 0.62214 | 0 | 0
3337 | 1 | 7.5509e-05 | 7.3756e-05 | 0 | 2.3497e-06 | 0.00011416 | 0 | 0.27463 | 0 | 0.050759 | 0.6243 | 0 | 0
3338 | 1 | 7.4627e-05 | 7.9532e-05 | 0 | 1.1748e-06 | 0.00011416 | 0 | 0.13956 | 0 | 0.030101 | 0.62601 | 0 | 0
3339 | 1 | 7.6651e-05 | 8.4943e-05 | 0 | 1.4098e-05 | 0.00011416 | 0 | 0.10479 | 0 | 0.048398 | 0.62399 | 0 | 0
3340 | 1 | 7.94e-05 | 8.98e-05 | 0 | 3.7595e-05 | 0.00011416 | 0.0038331 | 0.1128 | 0 | 0.054047 | 0.62917 | 0 | 0
3341 | 1 | 9.6059e-05 | 8.3353e-05 | 0 | 9.3987e-05 | 0.00011416 | 0.042164 | 0.073197 | 0 | 0.098988 | 0.64482 | 0 | 0
3342 | 1 | 0.00011639 | 7.3683e-05 | 0 | 0.0001821 | 0.00011416 | 0.13288 | 0.038425 | 0 | 0.25717 | 0.6685 | 0 | 0
3343 | 1 | 0.00014515 | 6.1534e-05 | 0 | 0.0001586 | 0.00011416 | 0.227 | 0.02487 | 0 | 0.31417 | 0.67797 | 0 | 0
3344 | 1 | 0.00015654 | 4.9268e-05 | 0 | 0.00014685 | 0.00011416 | 0.32112 | 0.018388 | 0 | 0.25987 | 0.67653 | 0 | 0
3345 | 1 | 0.0001641 | 3.7046e-05 | 0 | 0.00016448 | 0.00011416 | 0.40119 | 0.016973 | 0 | 0.32892 | 0.6777 | 0 | 0
3346 | 1 | 0.00016756 | 2.6311e-05 | 0 | 0.00018797 | 0.00011416 | 0.46635 | 0.020391 | 0 | 0.34207 | 0.67211 | 0 | 0
3347 | 1 | 0.00017378 | 1.7006e-05 | 0 | 0.00020677 | 0.00011416 | 0.50937 | 0.033239 | 0 | 0.28297 | 0.67283 | 0 | 0
3348 | 1 | 0.00017365 | 1.4352e-05 | 0 | 0.00018797 | 0.00011416 | 0.51618 | 0.082744 | 0 | 0.26594 | 0.6685 | 0 | 0
3349 | 1 | 0.00017426 | 1.8071e-05 | 0 | 0.00019032 | 0.00011416 | 0.4983 | 0.28843 | 0 | 0.15944 | 0.66981 | 0 | 0
3350 | 1 | 0.00016568 | 2.7828e-05 | 0 | 0.00021382 | 0.00011416 | 0.41312 | 0.67975 | 0 | 0.11779 | 0.66426 | 0 | 0
3351 | 1 | 0.00014976 | 4.0342e-05 | 0 | 0.00022322 | 0.00011416 | 0.32964 | 0.85325 | 0 | 0.13567 | 0.66814 | 0 | 0
3352 | 1 | 0.00014394 | 5.4854e-05 | 0 | 0.00022322 | 0.00011416 | 0.24361 | 0.83699 | 0 | 0.11256 | 0.67089 | 0 | 0
3353 | 1 | 0.00014047 | 7.1393e-05 | 0 | 0.00016448 | 0.00011416 | 0.12649 | 0.80705 | 0 | 0.10978 | 0.68203 | 0 | 0
3354 | 1 | 0.00013833 | 8.9304e-05 | 0 | 0.00011748 | 0.00011416 | 0.048126 | 0.81707 | 0 | 0.19393 | 0.67978 | 0 | 0
3355 | 1 | 0.00012268 | 0.00010727 | 0 | 8.8113e-05 | 0.00011416 | 0.014906 | 0.82202 | 0 | 0.18786 | 0.67666 | 0 | 0
3356 | 1 | 0.00011327 | 0.00012278 | 0 | 5.8742e-05 | 0.00011416 | 0.0012777 | 0.82225 | 0 | 0.12993 | 0.67757 | 0 | 0
3357 | 1 | 9.9942e-05 | 0.00013555 | 0 | 3.7595e-05 | 0.00011416 | 0 | 0.81447 | 0 | 0.20472 | 0.67179 | 0 | 0
3358 | 1 | 8.8348e-05 | 0.00014152 | 0 | 2.3497e-05 | 0.00011416 | 0 | 0.79821 | 0 | 0.04629 | 0.66719 | 0 | 0
3359 | 1 | 7.1446e-05 | 0.00014438 | 0 | 9.3987e-06 | 0.00011416 | 0 | 0.75 | 0 | 0.043086 | 0.65858 | 0 | 0
3360 | 1 | 5.8751e-05 | 0.00014694 | 0 | 5.8742e-06 | 0.00011416 | 0 | 0.68317 | 0 | 0.054216 | 0.65659 | 0 | 0
3361 | 1 | 5.1672e-05 | 0.00014829 | 0 | 2.3497e-06 | 0.00011416 | 0 | 0.6042 | 0 | 0.061551 | 0.65628 | 0 | 0
3362 | 1 | 5.1192e-05 | 0.00014884 | 0 | 1.1748e-06 | 0.00011416 | 0 | 0.59147 | 0 | 0.071332 | 0.65393 | 0 | 0
3363 | 1 | 4.1692e-05 | 0.00014915 | 0 | 1.4098e-05 | 0.00011416 | 0 | 0.63201 | 0 | 0.055312 | 0.65235 | 0 | 0
3364 | 1 | 4.5614e-05 | 0.00014872 | 0 | 3.7595e-05 | 0.00011416 | 0.0029813 | 0.56777 | 0 | 0.067369 | 0.64031 | 0 | 0
3365 | 1 | 7.0012e-05 | 0.00014251 | 0 | 9.3987e-05 | 0.00011416 | 0.031516 | 0.52935 | 0 | 0.08339 | 0.64067 | 0 | 0
3366 | 1 | 0.00010914 | 0.00013234 | 0 | 0.0001821 | 0.00011416 | 0.10647 | 0.47737 | 0 | 0.19722 | 0.65353 | 0 | 0
3367 | 1 | 0.00013892 | 0.00012078 | 0 | 0.0001586 | 0.00011416 | 0.18867 | 0.41867 | 0 | 0.19629 | 0.65813 | 0 | 0
3368 | 1 | 0.0001502 | 0.00010681 | 0 | 0.00014685 | 0.00011416 | 0.27939 | 0.37435 | 0 | 0.21939 | 0.66137 | 0 | 0
3369 | 1 | 0.00015604 | 9.2454e-05 | 0 | 0.00016448 | 0.00011416 | 0.3701 | 0.34041 | 0 | 0.22563 | 0.65659 | 0 | 0.0013037
3370 | 1 | 0.00016247 | 7.9736e-05 | 0 | 0.00018797 | 0.00011416 | 0.43782 | 0.30858 | 0 | 0.1559 | 0.6556 | 0 | 0
3371 | 1 | 0.00017448 | 6.7135e-05 | 0 | 0.00020677 | 0.00011416 | 0.47317 | 0.32685 | 0 | 0.14798 | 0.65231 | 0 | 0
3372 | 1 | 0.0001615 | 5.7202e-05 | 0 | 0.00018797 | 0.00011416 | 0.47061 | 0.36339 | 0 | 0.16417 | 0.65605 | 0 | 0
3373 | 1 | 0.00015242 | 5.2491e-05 | 0 | 0.00019032 | 0.00011416 | 0.43441 | 0.44366 | 0 | 0.15312 | 0.6621 | 0 | 0
3374 | 1 | 0.00014744 | 5.1266e-05 | 0 | 0.00021382 | 0.00011416 | 0.3833 | 0.4215 | 0 | 0.086088 | 0.6625 | 0 | 0
3375 | 1 | 0.00014876 | 5.2914e-05 | 0 | 0.00022322 | 0.00011416 | 0.31814 | 0.38001 | 0 | 0.10017 | 0.66273 | 0 | 0
3376 | 1 | 0.00013966 | 5.8004e-05 | 0 | 0.00022322 | 0.00011416 | 0.23041 | 0.34995 | 0 | 0.10691 | 0.6736 | 0 | 0
3377 | 1 | 0.00014198 | 6.5793e-05 | 0 | 0.00016448 | 0.00011416 | 0.14821 | 0.38142 | 0 | 0.17462 | 0.68253 | 0 | 0
3378 | 1 | 0.00014826 | 7.8059e-05 | 0 | 0.00011748 | 0.00011416 | 0.06644 | 0.4492 | 0 | 0.19874 | 0.68104 | 0 | 0
3379 | 1 | 0.00013801 | 9.7267e-05 | 0 | 8.8113e-05 | 0.00011416 | 0.01661 | 0.55552 | 0 | 0.21147 | 0.68158 | 0 | 0
3380 | 1 | 0.00012824 | 0.00010713 | 0 | 5.8742e-05 | 0.00011416 | 0.0012777 | 0.57331 | 0 | 0.19815 | 0.67824 | 0 | 0
3381 | 1 | 0.00011409 | 0.00011296 | 0 | 3.7595e-05 | 0.00011416 | 0 | 0.59276 | 0 | 0.20616 | 0.67635 | 0 | 0
3382 | 1 | 0.0001056 | 0.00011662 | 0 | 2.3497e-05 | 0.00011416 | 0 | 0.65052 | 0 | 0.097639 | 0.6736 | 0 | 0
3383 | 1 | 8.1667e-05 | 0.0001193 | 0 | 9.3987e-06 | 0.00011416 | 0 | 0.60926 | 0 | 0.08339 | 0.66805 | 0 | 0
3384 | 1 | 7.3125e-05 | 0.00012211 | 0 | 5.8742e-06 | 0.00011416 | 0 | 0.63013 | 0 | 0.090388 | 0.66751 | 0 | 0
3385 | 1 | 6.1342e-05 | 0.000124 | 0 | 2.3497e-06 | 0.00011416 | 0 | 0.7104 | 0 | 0.085329 | 0.67012 | 0 | 0
3386 | 1 | 5.5204e-05 | 0.00012601 | 0 | 1.1748e-06 | 0.00011416 | 0 | 0.77664 | 0 | 0.092917 | 0.66616 | 0 | 0
3387 | 1 | 4.9406e-05 | 0.0001286 | 0 | 1.4098e-05 | 0.00011416 | 0 | 0.77487 | 0 | 0.099241 | 0.66485 | 0 | 0
3388 | 1 | 5.4519e-05 | 0.00013166 | 0 | 3.7595e-05 | 0.00011416 | 0.0029813 | 0.77687 | 0 | 0.098904 | 0.66318 | 0 | 0
3389 | 1 | 7.4628e-05 | 0.00012539 | 0 | 9.3987e-05 | 0.00011416 | 0.039608 | 0.79715 | 0 | 0.12175 | 0.66575 | 0 | 0
3390 | 1 | 0.00010902 | 0.00011168 | 0 | 0.0001821 | 0.00011416 | 0.12181 | 0.78029 | 0 | 0.17327 | 0.67838 | 0 | 0
3391 | 1 | 0.00014416 | 9.3883e-05 | 0 | 0.0001586 | 0.00011416 | 0.20613 | 0.68953 | 0 | 0.15632 | 0.67693 | 0 | 0
3392 | 1 | 0.00015988 | 7.9007e-05 | 0 | 0.00014685 | 0.00011416 | 0.29216 | 0.6893 | 0 | 0.11906 | 0.67527 | 0 | 0
3393 | 1 | 0.0001675 | 6.8039e-05 | 0 | 0.00016448 | 0.00011416 | 0.37606 | 0.68564 | 0 | 0.078415 | 0.66832 | 0 | 0
3394 | 1 | 0.00016747 | 6.2161e-05 | 0 | 0.00018797 | 0.00011416 | 0.43186 | 0.65865 | 0 | 0.059865 | 0.66832 | 0 | 0
3395 | 1 | 0.00017399 | 5.8617e-05 | 0 | 0.00020677 | 0.00011416 | 0.44634 | 0.56954 | 0 | 0.11164 | 0.66124 | 0 | 0
3396 | 1 | 0.00016132 | 5.7348e-05 | 0 | 0.00018797 | 0.00011416 | 0.45486 | 0.49069 | 0 | 0.11686 | 0.65772 | 0 | 0
3397 | 1 | 0.00015603 | 5.8923e-05 | 0 | 0.00019032 | 0.00011416 | 0.42589 | 0.44331 | 0 | 0.11669 | 0.65754 | 0 | 0
3398 | 1 | 0.00015014 | 6.3401e-05 | 0 | 0.00021382 | 0.00011416 | 0.3684 | 0.4235 | 0 | 0.11012 | 0.6584 | 0 | 0
3399 | 1 | 0.0001476 | 6.8418e-05 | 0 | 0.00022322 | 0.00011416 | 0.31687 | 0.45827 | 0 | 0.098061 | 0.66205 | 0 | 0
3400 | 1 | 0.00014349 | 7.52e-05 | 0 | 0.00022322 | 0.00011416 | 0.24617 | 0.41796 | 0 | 0.10295 | 0.66958 | 0 | 0
3401 | 1 | 0.00014356 | 8.1369e-05 | 0 | 0.00016448 | 0.00011416 | 0.15503 | 0.3483 | 0 | 0.14688 | 0.67468 | 0 | 0
3402 | 1 | 0.00014734 | 8.872e-05 | 0 | 0.00011748 | 0.00011416 | 0.068143 | 0.3107 | 0 | 0.18331 | 0.675 | 0 | 0
3403 | 1 | 0.00013968 | 9.7311e-05 | 0 | 8.8113e-05 | 0.00011416 | 0.018313 | 0.32025 | 0 | 0.13727 | 0.6754 | 0 | 0
3404 | 1 | 0.00013095 | 0.0001024 | 0 | 5.8742e-05 | 0.00011416 | 0.0012777 | 0.28819 | 0 | 0.15641 | 0.67369 | 0 | 0
3405 | 1 | 0.00011517 | 0.00010624 | 0 | 3.7595e-05 | 0.00011416 | 0 | 0.28689 | 0 | 0.23482 | 0.67824 | 0 | 0
3406 | 1 | 0.00010429 | 0.00010996 | 0 | 2.3497e-05 | 0.00011416 | 0 | 0.3232 | 0 | 0.15877 | 0.67094 | 0 | 0
3407 | 1 | 7.9593e-05 | 0.00011316 | 0 | 9.3987e-06 | 0.00011416 | 0 | 0.3628 | 0 | 0.053035 | 0.67518 | 0 | 0
3408 | 1 | 7.2116e-05 | 0.00011578 | 0 | 5.8742e-06 | 0.00011416 | 0 | 0.4228 | 0 | 0.041821 | 0.67531 | 0 | 0
3409 | 1 | 5.8543e-05 | 0.0001178 | 0 | 2.3497e-06 | 0.00011416 | 0 | 0.47006 | 0 | 0.033558 | 0.67937 | 0 | 0
3410 | 1 | 5.0907e-05 | 0.00011875 | 0 | 1.1748e-06 | 0.00011416 | 0 | 0.42174 | 0 | 0.031703 | 0.67942 | 0 | 0
3411 | 1 | 5.0094e-05 | 0.00012006 | 0 | 1.4098e-05 | 0.00011416 | 0 | 0.36846 | 0 | 0.05312 | 0.68158 | 0 | 0
3412 | 1 | 5.2437e-05 | 0.00012174 | 0 | 3.7595e-05 | 0.00011416 | 0.0025554 | 0.39769 | 0 | 0.0543 | 0.68334 | 0 | 0
3413 | 1 | 5.8828e-05 | 0.00012038 | 0 | 9.3987e-05 | 0.00011416 | 0.033646 | 0.49081 | 0 | 0.028499 | 0.69065 | 0 | 0
3414 | 1 | 6.8645e-05 | 0.00011585 | 0 | 0.0001821 | 0.00011416 | 0.10988 | 0.56176 | 0 | 0.027909 | 0.68659 | 0 | 0
3415 | 1 | 8.8654e-05 | 0.00010883 | 0 | 0.0001586 | 0.00011416 | 0.19208 | 0.59913 | 0 | 0.021754 | 0.68456 | 0 | 0
3416 | 1 | 0.00010187 | 9.8594e-05 | 0 | 0.00014685 | 0.00011416 | 0.28365 | 0.53194 | 0 | 0.037943 | 0.68469 | 0 | 0
3417 | 1 | 0.00011412 | 8.6693e-05 | 0 | 0.00016448 | 0.00011416 | 0.36073 | 0.35479 | 0 | 0.05801 | 0.68347 | 0 | 0
3418 | 1 | 0.00013208 | 7.6265e-05 | 0 | 0.00018797 | 0.00011416 | 0.38756 | 0.39451 | 0 | 0.032209 | 0.67518 | 0 | 0
3419 | 1 | 0.00013622 | 6.9497e-05 | 0 | 0.00020677 | 0.00011416 | 0.41056 | 0.47419 | 0 | 0.04511 | 0.6736 | 0 | 0
3420 | 1 | 0.00013152 | 6.6055e-05 | 0 | 0.00018797 | 0.00011416 | 0.39693 | 0.41631 | 0 | 0.039292 | 0.67193 | 0 | 0
3421 | 1 | 0.00013413 | 6.5647e-05 | 0 | 0.00019032 | 0.00011416 | 0.37138 | 0.37459 | 0 | 0.064165 | 0.65497 | 0 | 0
3422 | 1 | 0.0001295 | 6.7514e-05 | 0 | 0.00021382 | 0.00011416 | 0.33986 | 0.31671 | 0 | 0.036931 | 0.65168 | 0 | 0
3423 | 1 | 0.00012101 | 7.1685e-05 | 0 | 0.00022322 | 0.00011416 | 0.27853 | 0.2757 | 0 | 0.052614 | 0.64965 | 0 | 0
3424 | 1 | 0.00011608 | 7.6804e-05 | 0 | 0.00022322 | 0.00011416 | 0.22658 | 0.25436 | 0 | 0.031956 | 0.64563 | 0 | 0
3425 | 1 | 0.00012277 | 8.2988e-05 | 0 | 0.00016448 | 0.00011416 | 0.1563 | 0.23645 | 0 | 0.024789 | 0.64121 | 0 | 0
3426 | 1 | 0.00012472 | 9.0908e-05 | 0 | 0.00011748 | 0.00011416 | 0.068569 | 0.24399 | 0 | 0.060202 | 0.63706 | 0 | 0
3427 | 1 | 0.00011402 | 9.9965e-05 | 0 | 8.8113e-05 | 0.00011416 | 0.018739 | 0.2203 | 0 | 0.06113 | 0.63675 | 0 | 0
3428 | 1 | 0.00010806 | 0.00010586 | 0 | 5.8742e-05 | 0.00011416 | 0.0017036 | 0.2335 | 0 | 0.084486 | 0.63219 | 0 | 0
3429 | 1 | 9.7277e-05 | 0.00010997 | 0 | 3.7595e-05 | 0.00011416 | 0 | 0.21688 | 0 | 0.10523 | 0.62417 | 0 | 0
3430 | 1 | 9.7346e-05 | 0.00011297 | 0 | 2.3497e-05 | 0.00011416 | 0 | 0.18152 | 0 | 0.044688 | 0.62015 | 0 | 0
3431 | 1 | 8.7227e-05 | 0.00011535 | 0 | 9.3987e-06 | 0.00011416 | 0 | 0.20639 | 0 | 0.028668 | 0.60031 | 0 | 0
3432 | 1 | 6.7199e-05 | 0.00011754 | 0 | 5.8742e-06 | 0.00011416 | 0 | 0.23409 | 0 | 0.0082631 | 0.59124 | 0 | 0
3433 | 1 | 5.0308e-05 | 0.00011961 | 0 | 2.3497e-06 | 0.00011416 | 0 | 0.23185 | 0 | 0.011214 | 0.5852 | 0 | 0
3434 | 1 | 4.8598e-05 | 0.00012174 | 0 | 1.1748e-06 | 0.00011416 | 0 | 0.21146 | 0 | 0.026223 | 0.57721 | 0 | 0
3435 | 1 | 4.3057e-05 | 0.00012383 | 0 | 1.4098e-05 | 0.00011416 | 0 | 0.2104 | 0 | 0.054637 | 0.57338 | 0 | 0
3436 | 1 | 4.5249e-05 | 0.00012527 | 0 | 3.7595e-05 | 0.00011416 | 0.0042589 | 0.21264 | 0 | 0.054553 | 0.57131 | 0 | 0
3437 | 1 | 5.7359e-05 | 0.00011856 | 0 | 9.3987e-05 | 0.00011416 | 0.041738 | 0.19649 | 0 | 0.061973 | 0.57356 | 0 | 0
3438 | 1 | 6.0504e-05 | 0.00010729 | 0 | 0.0001821 | 0.00011416 | 0.13543 | 0.1781 | 0 | 0.043086 | 0.57771 | 0 | 0
3439 | 1 | 7.0615e-05 | 9.3665e-05 | 0 | 0.0001586 | 0.00011416 | 0.23978 | 0.16879 | 0 | 0.028415 | 0.57573 | 0 | 0
3440 | 1 | 7.7004e-05 | 7.9648e-05 | 0 | 0.00014685 | 0.00011416 | 0.34881 | 0.17197 | 0 | 0.023103 | 0.57144 | 0 | 0
3441 | 1 | 9.3193e-05 | 6.5909e-05 | 0 | 0.00016448 | 0.00011416 | 0.45358 | 0.17727 | 0 | 0.027487 | 0.57343 | 0 | 0
3442 | 1 | 0.00010604 | 5.3323e-05 | 0 | 0.00018797 | 0.00011416 | 0.53876 | 0.20344 | 0 | 0.033052 | 0.57473 | 0 | 0
3443 | 1 | 0.0001091 | 4.2223e-05 | 0 | 0.00020677 | 0.00011416 | 0.55366 | 0.2388 | 0 | 0.024199 | 0.56892 | 0 | 0
3444 | 1 | 0.0001047 | 3.302e-05 | 0 | 0.00018797 | 0.00011416 | 0.61414 | 0.26686 | 0 | 0.050422 | 0.57595 | 0 | 0
3445 | 1 | 9.5532e-05 | 2.7274e-05 | 0 | 0.00019032 | 0.00011416 | 0.60264 | 0.2962 | 0 | 0.047808 | 0.5797 | 0 | 0
3446 | 1 | 8.0947e-05 | 2.4065e-05 | 0 | 0.00021382 | 0.00011416 | 0.56175 | 0.32049 | 0 | 0.045447 | 0.58759 | 0 | 0
3447 | 1 | 7.7618e-05 | 2.4692e-05 | 0 | 0.00022322 | 0.00011416 | 0.47317 | 0.34677 | 0 | 0.023187 | 0.59679 | 0 | 0
3448 | 1 | 7.6928e-05 | 3.0016e-05 | 0 | 0.00022322 | 0.00011416 | 0.35221 | 0.36952 | 0 | 0.02226 | 0.60216 | 0 | 0
3449 | 1 | 7.7227e-05 | 4.0167e-05 | 0 | 0.00016448 | 0.00011416 | 0.21806 | 0.39851 | 0 | 0.016779 | 0.6119 | 0 | 0
3450 | 1 | 7.7638e-05 | 5.4052e-05 | 0 | 0.00011748 | 0.00011416 | 0.099233 | 0.42221 | 0 | 0.013828 | 0.61862 | 0 | 0
3451 | 1 | 8.9328e-05 | 7.3552e-05 | 0 | 8.8113e-05 | 0.00011416 | 0.028109 | 0.40936 | 0 | 0.0020236 | 0.62475 | 0 | 0
3452 | 1 | 8.5648e-05 | 8.4374e-05 | 0 | 5.8742e-05 | 0.00011416 | 0.0017036 | 0.38343 | 0 | 0.025295 | 0.62994 | 0 | 0
3453 | 1 | 7.6064e-05 | 9.1243e-05 | 0 | 3.7595e-05 | 0.00011416 | 0 | 0.4426 | 0 | 0.020236 | 0.63562 | 0 | 0
3454 | 1 | 6.5111e-05 | 9.7588e-05 | 0 | 2.3497e-05 | 0.00011416 | 0 | 0.43541 | 0 | 0.03575 | 0.63643 | 0 | 0
3455 | 1 | 5.4438e-05 | 0.00010354 | 0 | 9.3987e-06 | 0.00011416 | 0 | 0.44625 | 0 | 0.027825 | 0.64866 | 0 | 0
3456 | 1 | 4.1278e-05 | 0.00010921 | 0 | 5.8742e-06 | 0.00011416 | 0 | 0.46983 | 0 | 0.019477 | 0.65091 | 0 | 0
3457 | 1 | 3.3331e-05 | 0.00011394 | 0 | 2.3497e-06 | 0.00011416 | 0 | 0.54785 | 0 | 0.015177 | 0.64789 | 0 | 0
3458 | 1 | 2.4974e-05 | 0.00011735 | 0 | 1.1748e-06 | 0.00011416 | 0 | 0.60219 | 0 | 0.024452 | 0.65037 | 0 | 0
3459 | 1 | 1.6748e-05 | 0.00011965 | 0 | 1.4098e-05 | 0.00011416 | 0 | 0.56341 | 0 | 0.06796 | 0.65258 | 0 | 0
3460 | 1 | 1.8767e-05 | 0.00012081 | 0 | 3.7595e-05 | 0.00011416 | 0.0051107 | 0.56447 | 0 | 0.073187 | 0.65551 | 0 | 0
3461 | 1 | 2.2708e-05 | 0.00010701 | 0 | 9.3987e-05 | 0.00011416 | 0.050681 | 0.54903 | 0 | 0.065936 | 0.66467 | 0 | 0
3462 | 1 | 3.5008e-05 | 8.5905e-05 | 0 | 0.0001821 | 0.00011416 | 0.15971 | 0.55351 | 0 | 0.036256 | 0.66661 | 0 | 0.0010474
3463 | 1 | 5.2556e-05 | 6.0382e-05 | 0 | 0.0001586 | 0.00011416 | 0.28492 | 0.56129 | 0 | 0.017538 | 0.67193 | 0 | 0
3464 | 1 | 6.5e-05 | 3.741e-05 | 0 | 0.00014685 | 0.00011416 | 0.42249 | 0.53819 | 0 | 0.018128 | 0.68154 | 0 | 0
3465 | 1 | 7.6811e-05 | 1.8042e-05 | 0 | 0.00016448 | 0.00011416 | 0.5115 | 0.55281 | 0 | 0.017032 | 0.68 | 0 | 0.05041
3466 | 1 | 8.8746e-05 | 2.8732e-06 | 0 | 0.00018797 | 0.00011416 | 0.56687 | 0.60702 | 0 | 0.026138 | 0.68063 | 0 | 0.011488
3467 | 1 | 0.0001005 | 0 | 0 | 0.00020677 | 0.00011416 | 0.58475 | 0.5356 | 0 | 0.019562 | 0.67969 | 0 | 0
3468 | 1 | 0.0001026 | 0 | 0 | 0.00018797 | 0.00011416 | 0.56772 | 0.40783 | 0 | 0.047723 | 0.67987 | 0 | 0.0047691
3469 | 1 | 9.6684e-05 | 0 | 0 | 0.00019032 | 0.00011416 | 0.55153 | 0.30634 | 0 | 0.06484 | 0.6763 | 0 | 0.0011254
3470 | 1 | 7.7284e-05 | 0 | 0 | 0.00021382 | 0.00011416 | 0.50256 | 0.23468 | 0 | 0.054975 | 0.68023 | 0 | 0.0061509
3471 | 1 | 6.1374e-05 | 0 | 0 | 0.00022322 | 0.00011416 | 0.42121 | 0.15912 | 0 | 0.048314 | 0.67342 | 0 | 0.0061843
3472 | 1 | 6.7666e-05 | 0 | 0 | 0.00022322 | 0.00011416 | 0.31431 | 0.12718 | 0 | 0.033895 | 0.67657 | 0 | 0
3473 | 1 | 8.8064e-05 | 6.1986e-06 | 0 | 0.00016448 | 0.00011416 | 0.20528 | 0.12188 | 0 | 0.03027 | 0.6819 | 0 | 0
3474 | 1 | 9.2359e-05 | 2.4576e-05 | 0 | 0.00011748 | 0.00011416 | 0.097956 | 0.14793 | 0 | 0.099831 | 0.69146 | 0 | 0
3475 | 1 | 8.2925e-05 | 5.0551e-05 | 0 | 8.8113e-05 | 0.00011416 | 0.025554 | 0.21806 | 0 | 0.033221 | 0.69259 | 0 | 0
3476 | 1 | 8.5285e-05 | 6.5355e-05 | 0 | 5.8742e-05 | 0.00011416 | 0.0017036 | 0.20804 | 0 | 0.030691 | 0.698 | 0 | 0
3477 | 1 | 8.1338e-05 | 7.5098e-05 | 0 | 3.7595e-05 | 0.00011416 | 0 | 0.19684 | 0 | 0.041821 | 0.69637 | 0 | 0
3478 | 1 | 8.0317e-05 | 8.3324e-05 | 0 | 2.3497e-05 | 0.00011416 | 0 | 0.2632 | 0 | 0.0092749 | 0.69692 | 0 | 0
3479 | 1 | 6.793e-05 | 8.7699e-05 | 0 | 9.3987e-06 | 0.00011416 | 0 | 0.3054 | 0 | 0.021754 | 0.68514 | 0 | 0
3480 | 1 | 5.9373e-05 | 9.1623e-05 | 0 | 5.8742e-06 | 0.00011416 | 0 | 0.34111 | 0 | 0.032125 | 0.68663 | 0 | 0
3481 | 1 | 4.9017e-05 | 9.4671e-05 | 0 | 2.3497e-06 | 0.00011416 | 0 | 0.35856 | 0 | 0.05 | 0.6805 | 0 | 0
3482 | 1 | 4.6402e-05 | 9.594e-05 | 0 | 1.1748e-06 | 0.00011416 | 0 | 0.38272 | 0 | 0.049325 | 0.6796 | 0 | 0
3483 | 1 | 4.712e-05 | 9.6917e-05 | 0 | 1.4098e-05 | 0.00011416 | 0 | 0.33604 | 0 | 0.06113 | 0.67951 | 0 | 0
3484 | 1 | 5.6685e-05 | 9.7442e-05 | 0 | 3.7595e-05 | 0.00011416 | 0.0025554 | 0.40912 | 0 | 0.032125 | 0.67833 | 0 | 0
3485 | 1 | 7.1802e-05 | 8.6037e-05 | 0 | 9.3987e-05 | 0.00011416 | 0.03322 | 0.55186 | 0 | 0.050084 | 0.6842 | 0 | 0
3486 | 1 | 0.00010278 | 7.2662e-05 | 0 | 0.0001821 | 0.00011416 | 0.12138 | 0.50295 | 0 | 0.15658 | 0.69813 | 0 | 0
3487 | 1 | 0.00013659 | 5.8456e-05 | 0 | 0.0001586 | 0.00011416 | 0.22189 | 0.43411 | 0 | 0.19477 | 0.69845 | 0 | 0
3488 | 1 | 0.00014987 | 4.5913e-05 | 0 | 0.00014685 | 0.00011416 | 0.33135 | 0.48232 | 0 | 0.18702 | 0.69953 | 0 | 0
3489 | 1 | 0.00015664 | 3.5908e-05 | 0 | 0.00016448 | 0.00011416 | 0.42802 | 0.53442 | 0 | 0.17707 | 0.69646 | 0 | 0
3490 | 1 | 0.00016413 | 2.7989e-05 | 0 | 0.00018797 | 0.00011416 | 0.47402 | 0.49481 | 0 | 0.11509 | 0.70016 | 0 | 0
3491 | 1 | 0.00016879 | 2.1863e-05 | 0 | 0.00020677 | 0.00011416 | 0.45486 | 0.47419 | 0 | 0.1145 | 0.69538 | 0 | 0
3492 | 1 | 0.0001575 | 1.8377e-05 | 0 | 0.00018797 | 0.00011416 | 0.49148 | 0.46582 | 0 | 0.17656 | 0.68731 | 0 | 0
3493 | 1 | 0.00014863 | 1.6612e-05 | 0 | 0.00019032 | 0.00011416 | 0.4868 | 0.46711 | 0 | 0.19207 | 0.68641 | 0 | 0
3494 | 1 | 0.00014006 | 1.8756e-05 | 0 | 0.00021382 | 0.00011416 | 0.41908 | 0.58192 | 0 | 0.18862 | 0.68934 | 0 | 0
3495 | 1 | 0.0001321 | 2.4357e-05 | 0 | 0.00022322 | 0.00011416 | 0.36073 | 0.66726 | 0 | 0.15396 | 0.68388 | 0 | 0
3496 | 1 | 0.00014337 | 3.2874e-05 | 0 | 0.00022322 | 0.00011416 | 0.2977 | 0.7566 | 0 | 0.1828 | 0.69146 | 0 | 0
3497 | 1 | 0.00012636 | 4.3726e-05 | 0 | 0.00016448 | 0.00011416 | 0.19634 | 0.84972 | 0 | 0.16981 | 0.69272 | 0 | 0
3498 | 1 | 0.00012069 | 5.9229e-05 | 0 | 0.00011748 | 0.00011416 | 0.091993 | 0.89286 | 0 | 0.16653 | 0.69583 | 0 | 0
3499 | 1 | 0.0001102 | 7.8452e-05 | 0 | 8.8113e-05 | 0.00011416 | 0.028535 | 0.81 | 0 | 0.15312 | 0.6966 | 0 | 0
3500 | 1 | 0.00010131 | 9.1389e-05 | 0 | 5.8742e-05 | 0.00011416 | 0.0025554 | 0.80846 | 0 | 0.14755 | 0.69434 | 0 | 0
3501 | 1 | 9.0109e-05 | 0.00010078 | 0 | 3.7595e-05 | 0.00011416 | 0 | 0.86504 | 0 | 0.14132 | 0.6925 | 0 | 0
3502 | 1 | 7.5398e-05 | 0.00010939 | 0 | 2.3497e-05 | 0.00011416 | 0 | 0.80799 | 0 | 0.025548 | 0.68744 | 0 | 0
3503 | 1 | 7.4353e-05 | 0.00011716 | 0 | 9.3987e-06 | 0.00011416 | 0 | 0.71334 | 0 | 0.048061 | 0.6717 | 0 | 0
3504 | 1 | 6.7298e-05 | 0.00012575 | 0 | 5.8742e-06 | 0.00011416 | 0 | 0.70627 | 0 | 0.040304 | 0.66949 | 0 | 0
3505 | 1 | 5.7949e-05 | 0.00013402 | 0 | 2.3497e-06 | 0.00011416 | 0 | 0.77063 | 0 | 0.032968 | 0.6671 | 0 | 0
3506 | 1 | 5.3419e-05 | 0.00014161 | 0 | 1.1748e-06 | 0.00011416 | 0 | 0.77947 | 0 | 0.03457 | 0.6727 | 0 | 0
3507 | 1 | 4.6833e-05 | 0.00014808 | 0 | 1.4098e-05 | 0.00011416 | 0 | 0.84135 | 0 | 0.039376 | 0.67328 | 0 | 0
3508 | 1 | 5.3544e-05 | 0.00015138 | 0 | 3.7595e-05 | 0.00011416 | 0.0059625 | 0.87093 | 0 | 0.050337 | 0.67152 | 0 | 0
3509 | 1 | 7.2726e-05 | 0.00013774 | 0 | 9.3987e-05 | 0.00011416 | 0.059625 | 0.81176 | 0 | 0.035245 | 0.68361 | 0 | 0
3510 | 1 | 0.00010335 | 0.00011805 | 0 | 0.0001821 | 0.00011416 | 0.19037 | 0.68364 | 0 | 0.048988 | 0.6948 | 0 | 0
3511 | 1 | 0.00013355 | 9.874e-05 | 0 | 0.0001586 | 0.00011416 | 0.33816 | 0.66478 | 0 | 0.12024 | 0.69155 | 0 | 0
3512 | 1 | 0.000145 | 8.3397e-05 | 0 | 0.00014685 | 0.00011416 | 0.48552 | 0.68069 | 0 | 0.09258 | 0.69213 | 0 | 0
3513 | 1 | 0.00015309 | 6.7791e-05 | 0 | 0.00016448 | 0.00011416 | 0.59881 | 0.75024 | 0 | 0.12546 | 0.6948 | 0 | 0
3514 | 1 | 0.00015442 | 5.4387e-05 | 0 | 0.00018797 | 0.00011416 | 0.66865 | 0.77051 | 0 | 0.12614 | 0.69096 | 0 | 0
3515 | 1 | 0.00015952 | 4.4528e-05 | 0 | 0.00020677 | 0.00011416 | 0.69506 | 0.77699 | 0 | 0.18963 | 0.68352 | 0 | 0
3516 | 1 | 0.0001459 | 3.7615e-05 | 0 | 0.00018797 | 0.00011416 | 0.69761 | 0.75636 | 0 | 0.20649 | 0.68176 | 0 | 0
3517 | 1 | 0.00014988 | 3.4537e-05 | 0 | 0.00019032 | 0.00011416 | 0.67973 | 0.73385 | 0 | 0.19427 | 0.68695 | 0 | 0
3518 | 1 | 0.00013738 | 3.5033e-05 | 0 | 0.00021382 | 0.00011416 | 0.62606 | 0.59689 | 0 | 0.13735 | 0.68808 | 0 | 0
3519 | 1 | 0.00014212 | 3.8125e-05 | 0 | 0.00022322 | 0.00011416 | 0.53237 | 0.53595 | 0 | 0.12985 | 0.6832 | 0 | 0
3520 | 1 | 0.00014049 | 4.4251e-05 | 0 | 0.00022322 | 0.00011416 | 0.40928 | 0.46912 | 0 | 0.11661 | 0.68393 | 0 | 0
3521 | 1 | 0.00014009 | 5.5146e-05 | 0 | 0.00016448 | 0.00011416 | 0.26533 | 0.5198 | 0 | 0.11467 | 0.69227 | 0 | 0
3522 | 1 | 0.00013205 | 7.3333e-05 | 0 | 0.00011748 | 0.00011416 | 0.12138 | 0.64592 | 0 | 0.11358 | 0.69349 | 0 | 0
3523 | 1 | 0.00012267 | 0.00010721 | 0 | 8.8113e-05 | 0.00011416 | 0.034497 | 0.63744 | 0 | 0.16965 | 0.69732 | 0 | 0
3524 | 1 | 0.00011258 | 0.00012844 | 0 | 5.8742e-05 | 0.00011416 | 0.0034072 | 0.62412 | 0 | 0.16728 | 0.69335 | 0 | 0
3525 | 1 | 0.00010297 | 0.00013838 | 0 | 3.7595e-05 | 0.00011416 | 0 | 0.52617 | 0 | 0.13339 | 0.69087 | 0 | 0
3526 | 1 | 9.9426e-05 | 0.00014586 | 0 | 2.3497e-05 | 0.00011416 | 0 | 0.43376 | 0 | 0.026054 | 0.68596 | 0 | 0
3527 | 1 | 8.4457e-05 | 0.00015113 | 0 | 9.3987e-06 | 0.00011416 | 0 | 0.37588 | 0 | 0.034317 | 0.67224 | 0 | 0
3528 | 1 | 7.1784e-05 | 0.0001559 | 0 | 5.8742e-06 | 0.00011416 | 0 | 0.32001 | 0 | 0.031113 | 0.67148 | 0 | 0
3529 | 1 | 5.9957e-05 | 0.00015912 | 0 | 2.3497e-06 | 0.00011416 | 0 | 0.31058 | 0 | 0.028583 | 0.67441 | 0 | 0
3530 | 1 | 6.5919e-05 | 0.0001615 | 0 | 1.1748e-06 | 0.00011416 | 0 | 0.29526 | 0 | 0.032884 | 0.67333 | 0 | 0
3531 | 1 | 6.3967e-05 | 0.00016484 | 0 | 1.4098e-05 | 0.00011416 | 0 | 0.25849 | 0 | 0.030354 | 0.67315 | 0 | 0
3532 | 1 | 6.8564e-05 | 0.00016585 | 0 | 3.7595e-05 | 0.00011416 | 0.008092 | 0.19979 | 0 | 0.040725 | 0.67058 | 0 | 0
3533 | 1 | 8.236e-05 | 0.0001427 | 0 | 9.3987e-05 | 0.00011416 | 0.067291 | 0.16219 | 0 | 0.033305 | 0.67793 | 0 | 0
3534 | 1 | 0.00012066 | 0.00010765 | 0 | 0.0001821 | 0.00011416 | 0.20656 | 0.11056 | 0 | 0.021417 | 0.69033 | 0 | 0.065843
3535 | 1 | 0.00014568 | 7.6367e-05 | 0 | 0.0001586 | 0.00011416 | 0.37777 | 0.08958 | 0 | 0.018212 | 0.69051 | 0 | 0.18314
3536 | 1 | 0.0001591 | 5.1995e-05 | 0 | 0.00014685 | 0.00011416 | 0.55409 | 0.08793 | 0 | 0.026054 | 0.68699 | 0 | 0.28994
3537 | 1 | 0.00015694 | 3.0074e-05 | 0 | 0.00016448 | 0.00011416 | 0.69974 | 0.06082 | 0 | 0.034317 | 0.686 | 0 | 0.32065
3538 | 1 | 0.00016766 | 1.2237e-05 | 0 | 0.00018797 | 0.00011416 | 0.79174 | 0.076615 | 0 | 0.038954 | 0.69074 | 0 | 0.38544
3539 | 1 | 0.00017265 | 0 | 0 | 0.00020677 | 0.00011416 | 0.83049 | 0.085101 | 0 | 0.029848 | 0.68059 | 0 | 0.34332
3540 | 1 | 0.00016649 | 0 | 0 | 0.00018797 | 0.00011416 | 0.81899 | 0.067892 | 0 | 0.02715 | 0.67581 | 0 | 0.3745
3541 | 1 | 0.00017103 | 0 | 0 | 0.00019032 | 0.00011416 | 0.75767 | 0.052923 | 0 | 0.036678 | 0.6777 | 0 | 0.32236
3542 | 1 | 0.00016347 | 0 | 0 | 0.00021382 | 0.00011416 | 0.65843 | 0.038072 | 0 | 0.039292 | 0.67671 | 0 | 0.27089
3543 | 1 | 0.0001531 | 0 | 0 | 0.00022322 | 0.00011416 | 0.54429 | 0.025578 | 0 | 0.032462 | 0.67712 | 0 | 0.20458
3544 | 1 | 0.00014862 | 0 | 0 | 0.00022322 | 0.00011416 | 0.41099 | 0.013437 | 0 | 0.024536 | 0.68068 | 0 | 0.14307
3545 | 1 | 0.00014983 | 0 | 0 | 0.00016448 | 0.00011416 | 0.26278 | 0.0088402 | 0 | 0.026897 | 0.68645 | 0 | 0
3546 | 1 | 0.00014693 | 1.8581e-05 | 0 | 0.00011748 | 0.00011416 | 0.12308 | 0.011198 | 0 | 0.031956 | 0.68632 | 0 | 0
3547 | 1 | 0.00013517 | 5.4139e-05 | 0 | 8.8113e-05 | 0.00011416 | 0.035349 | 0.03206 | 0 | 0.01661 | 0.68465 | 0 | 0
3548 | 1 | 0.000128 | 7.8511e-05 | 0 | 5.8742e-05 | 0.00011416 | 0.0025554 | 0.064121 | 0 | 0.029848 | 0.67545 | 0 | 0
3549 | 1 | 0.0001182 | 9.5094e-05 | 0 | 3.7595e-05 | 0.00011416 | 0 | 0.11021 | 0 | 0.031029 | 0.67973 | 0 | 0
3550 | 1 | 0.00010921 | 0.00010595 | 0 | 2.3497e-05 | 0.00011416 | 0 | 0.14286 | 0 | 0.02715 | 0.67657 | 0 | 0
3551 | 1 | 8.6563e-05 | 0.00011262 | 0 | 9.3987e-06 | 0.00011416 | 0 | 0.16266 | 0 | 0.029258 | 0.64947 | 0 | 0
3552 | 1 | 6.9225e-05 | 0.00011747 | 0 | 5.8742e-06 | 0.00011416 | 0 | 0.14074 | 0 | 0.0095278 | 0.6483 | 0 | 0
3553 | 1 | 6.2582e-05 | 0.00011882 | 0 | 2.3497e-06 | 0.00011416 | 0 | 0.11256 | 0 | 0.028246 | 0.65041 | 0 | 0
3554 | 1 | 5.7665e-05 | 0.00011834 | 0 | 1.1748e-06 | 0.00011416 | 0 | 0.071193 | 0 | 0.031956 | 0.64744 | 0 | 0
3555 | 1 | 5.5743e-05 | 0.00011938 | 0 | 1.4098e-05 | 0.00011416 | 0 | 0.04703 | 0 | 0.032125 | 0.64631 | 0 | 0
3556 | 1 | 6.089e-05 | 0.00011925 | 0 | 3.7595e-05 | 0.00011416 | 0.0072402 | 0.03206 | 0 | 0.024536 | 0.64333 | 0 | 0
3557 | 1 | 8.1484e-05 | 9.1579e-05 | 0 | 9.3987e-05 | 0.00011416 | 0.059625 | 0.023927 | 0 | 0.034486 | 0.66561 | 0 | 0
3558 | 1 | 0.00011248 | 5.4533e-05 | 0 | 0.0001821 | 0.00011416 | 0.18526 | 0.014262 | 0 | 0.097723 | 0.6823 | 0 | 0.052137
3559 | 1 | 0.00014059 | 1.3229e-05 | 0 | 0.0001586 | 0.00011416 | 0.33049 | 0.0040075 | 0 | 0.095784 | 0.68329 | 0 | 0.14377
3560 | 1 | 0.00015635 | 0 | 0 | 0.00014685 | 0.00011416 | 0.48807 | 0.0024753 | 0 | 0.036594 | 0.6823 | 0 | 0.33221
3561 | 1 | 0.00015739 | 0 | 0 | 0.00016448 | 0.00011416 | 0.63671 | 0.0034182 | 0 | 0.034064 | 0.6823 | 0 | 0.42737
3562 | 1 | 0.00015828 | 0 | 0 | 0.00018797 | 0.00011416 | 0.74233 | 0.0090759 | 0 | 0.038533 | 0.68352 | 0 | 0.4884
3563 | 1 | 0.00016048 | 0 | 0 | 0.00020677 | 0.00011416 | 0.80068 | 0.013201 | 0 | 0.031113 | 0.67071 | 0 | 0.48691
3564 | 1 | 0.0001539 | 0 | 0 | 0.00018797 | 0.00011416 | 0.79685 | 0.026285 | 0 | 0.037943 | 0.65957 | 0 | 0.51225
3565 | 1 | 0.00014866 | 0 | 0 | 0.00019032 | 0.00011416 | 0.7517 | 0.047383 | 0 | 0.036172 | 0.65966 | 0 | 0.19041
3566 | 1 | 0.00014618 | 0 | 0 | 0.00021382 | 0.00011416 | 0.68441 | 0.090052 | 0 | 0.034992 | 0.65831 | 0 | 0.32328
3567 | 1 | 0.00014146 | 0 | 0 | 0.00022322 | 0.00011416 | 0.57879 | 0.15806 | 0 | 0.031197 | 0.65704 | 0 | 0.13059
3568 | 1 | 0.00013842 | 0 | 0 | 0.00022322 | 0.00011416 | 0.43654 | 0.22478 | 0 | 0.030607 | 0.65916 | 0 | 0.14353
3569 | 1 | 0.0001398 | 0 | 0 | 0.00016448 | 0.00011416 | 0.27726 | 0.25035 | 0 | 0.025464 | 0.65953 | 0 | 0
3570 | 1 | 0.00013774 | 0 | 0 | 0.00011748 | 0.00011416 | 0.12479 | 0.29078 | 0 | 0.023862 | 0.66886 | 0 | 0
3571 | 1 | 0.00012737 | 9.8448e-06 | 0 | 8.8113e-05 | 0.00011416 | 0.032794 | 0.4228 | 0 | 0.022934 | 0.65993 | 0 | 0
3572 | 1 | 0.00011518 | 2.7857e-05 | 0 | 5.8742e-05 | 0.00011416 | 0.0025554 | 0.56129 | 0 | 0.01973 | 0.65826 | 0 | 0
3573 | 1 | 0.00010278 | 3.8242e-05 | 0 | 3.7595e-05 | 0.00011416 | 0 | 0.59606 | 0 | 0.023524 | 0.65686 | 0 | 0
3574 | 1 | 8.9428e-05 | 4.8218e-05 | 0 | 2.3497e-05 | 0.00011416 | 0 | 0.56082 | 0 | 0.017538 | 0.65312 | 0 | 0
3575 | 1 | 8.3156e-05 | 5.9798e-05 | 0 | 9.3987e-06 | 0.00011416 | 0 | 0.45757 | 0 | 0.0096965 | 0.63729 | 0 | 0
3576 | 1 | 7.3164e-05 | 7.0708e-05 | 0 | 5.8742e-06 | 0.00011416 | 0 | 0.36268 | 0 | 0.012816 | 0.63887 | 0 | 0
3577 | 1 | 6.2188e-05 | 7.7621e-05 | 0 | 2.3497e-06 | 0.00011416 | 0 | 0.24434 | 0 | 0.012732 | 0.64 | 0 | 0
3578 | 1 | 5.9086e-05 | 8.2872e-05 | 0 | 1.1748e-06 | 0.00011416 | 0 | 0.13472 | 0 | 0.012057 | 0.64022 | 0 | 0
3579 | 1 | 5.4943e-05 | 8.5993e-05 | 0 | 1.4098e-05 | 0.00011416 | 0 | 0.072372 | 0 | 0.013912 | 0.63607 | 0 | 0
3580 | 1 | 5.7283e-05 | 8.5337e-05 | 0 | 3.7595e-05 | 0.00011416 | 0.0055366 | 0.037129 | 0 | 0.010371 | 0.63738 | 0 | 0
3581 | 1 | 6.3873e-05 | 6.4772e-05 | 0 | 9.3987e-05 | 0.00011416 | 0.051533 | 0.039132 | 0 | 0.017201 | 0.64284 | 0 | 0
3582 | 1 | 6.6755e-05 | 4.1611e-05 | 0 | 0.0001821 | 0.00011416 | 0.17164 | 0.025813 | 0 | 0.019309 | 0.65565 | 0 | 0.11585
3583 | 1 | 8.4729e-05 | 1.1157e-05 | 0 | 0.0001586 | 0.00011416 | 0.31048 | 0.011905 | 0 | 0.016526 | 0.66043 | 0 | 0.27681
3584 | 1 | 9.7269e-05 | 0 | 0 | 0.00014685 | 0.00011416 | 0.43015 | 0.017916 | 0 | 0.017622 | 0.66056 | 0 | 0.35404
3585 | 1 | 0.00010991 | 0 | 0 | 0.00016448 | 0.00011416 | 0.53194 | 0.01992 | 0 | 0.017707 | 0.66449 | 0 | 0.53875
3586 | 1 | 0.00011179 | 0 | 0 | 0.00018797 | 0.00011416 | 0.62819 | 0.02487 | 0 | 0.018044 | 0.66228 | 0 | 0.12502
3587 | 1 | 0.00011276 | 0 | 0 | 0.00020677 | 0.00011416 | 0.66312 | 0.030646 | 0 | 0.023862 | 0.65511 | 0 | 0.13289
3588 | 1 | 0.00011651 | 0 | 0 | 0.00018797 | 0.00011416 | 0.63629 | 0.033475 | 0 | 0.022091 | 0.65046 | 0 | 0
3589 | 1 | 0.00010997 | 0 | 0 | 0.00019032 | 0.00011416 | 0.6086 | 0.0343 | 0 | 0.020067 | 0.64013 | 0 | 0.040025
3590 | 1 | 0.00010654 | 0 | 0 | 0.00021382 | 0.00011416 | 0.5362 | 0.033475 | 0 | 0.028162 | 0.63923 | 0 | 0
3591 | 1 | 0.00010693 | 0 | 0 | 0.00022322 | 0.00011416 | 0.45273 | 0.064946 | 0 | 0.025379 | 0.63869 | 0 | 0
3592 | 1 | 0.00010623 | 0 | 0 | 0.00022322 | 0.00011416 | 0.33433 | 0.10596 | 0 | 0.01914 | 0.64306 | 0 | 0
3593 | 1 | 0.00010736 | 0 | 0 | 0.00016448 | 0.00011416 | 0.204 | 0.30375 | 0 | 0.01973 | 0.64586 | 0 | 0
3594 | 1 | 0.0001037 | 8.8968e-07 | 0 | 0.00011748 | 0.00011416 | 0.08816 | 0.17504 | 0 | 0.036931 | 0.65759 | 0 | 0
3595 | 1 | 9.6753e-05 | 2.5597e-05 | 0 | 8.8113e-05 | 0.00011416 | 0.022998 | 0.13897 | 0 | 0.027403 | 0.65889 | 0 | 0
3596 | 1 | 9.3402e-05 | 3.8694e-05 | 0 | 5.8742e-05 | 0.00011416 | 0.0021295 | 0.06082 | 0 | 0.02968 | 0.65402 | 0 | 0
3597 | 1 | 9.2889e-05 | 4.6993e-05 | 0 | 3.7595e-05 | 0.00011416 | 0 | 0.08628 | 0 | 0.038196 | 0.65032 | 0 | 0
3598 | 1 | 8.8186e-05 | 5.3979e-05 | 0 | 2.3497e-05 | 0.00011416 | 0 | 0.11292 | 0 | 0.023693 | 0.64342 | 0 | 0
3599 | 1 | 7.712e-05 | 5.9725e-05 | 0 | 9.3987e-06 | 0.00011416 | 0 | 0.11292 | 0 | 0.013491 | 0.62859 | 0 | 0
3600 | 1 | 6.5545e-05 | 6.4888e-05 | 0 | 5.8742e-06 | 0.00011416 | 0 | 0.1161 | 0 | 0.01231 | 0.62782 | 0 | 0
3601 | 1 | 5.146e-05 | 6.9483e-05 | 0 | 2.3497e-06 | 0.00011416 | 0 | 0.12812 | 0 | 0.0098651 | 0.62484 | 0 | 0
3602 | 1 | 4.4104e-05 | 7.4427e-05 | 0 | 1.1748e-06 | 0.00011416 | 0 | 0.17515 | 0 | 0.012901 | 0.6238 | 0 | 0
3603 | 1 | 3.7283e-05 | 7.8744e-05 | 0 | 1.4098e-05 | 0.00011416 | 0 | 0.19684 | 0 | 0.034486 | 0.622 | 0 | 0
3604 | 1 | 3.8278e-05 | 8.1136e-05 | 0 | 3.7595e-05 | 0.00011416 | 0.0051107 | 0.16938 | 0 | 0.039966 | 0.61848 | 0 | 0
3605 | 1 | 4.1557e-05 | 6.9556e-05 | 0 | 9.3987e-05 | 0.00011416 | 0.051107 | 0.08958 | 0 | 0.050675 | 0.62304 | 0 | 0
3606 | 1 | 5.1416e-05 | 4.2121e-05 | 0 | 0.0001821 | 0.00011416 | 0.16269 | 0.028878 | 0 | 0.032125 | 0.63382 | 0 | 0.051525
3607 | 1 | 7.0441e-05 | 1.2806e-05 | 0 | 0.0001586 | 0.00011416 | 0.28918 | 0.0093116 | 0 | 0.028246 | 0.64527 | 0 | 0.24462
3608 | 1 | 8.4746e-05 | 0 | 0 | 0.00014685 | 0.00011416 | 0.42249 | 0.0051862 | 0 | 0.027656 | 0.64703 | 0 | 0.41866
3609 | 1 | 8.5754e-05 | 0 | 0 | 0.00016448 | 0.00011416 | 0.55026 | 0.0042433 | 0 | 0.029005 | 0.64126 | 0 | 0.69172
3610 | 1 | 9.2741e-05 | 0 | 0 | 0.00018797 | 0.00011416 | 0.65801 | 0.0034182 | 0 | 0.022766 | 0.64076 | 0 | 0.7941
3611 | 1 | 9.7751e-05 | 0 | 0 | 0.00020677 | 0.00011416 | 0.72359 | 0.0060113 | 0 | 0.019056 | 0.63752 | 0 | 0.67316
3612 | 1 | 9.2675e-05 | 0 | 0 | 0.00018797 | 0.00011416 | 0.73893 | 0.01992 | 0 | 0.029342 | 0.6326 | 0 | 0.45632
3613 | 1 | 7.8855e-05 | 0 | 0 | 0.00019032 | 0.00011416 | 0.72061 | 0.06306 | 0 | 0.047976 | 0.63093 | 0 | 0.32187
3614 | 1 | 7.9077e-05 | 0 | 0 | 0.00021382 | 0.00011416 | 0.66269 | 0.12211 | 0 | 0.046543 | 0.63071 | 0 | 0.39925
3615 | 1 | 7.9018e-05 | 0 | 0 | 0.00022322 | 0.00011416 | 0.5592 | 0.19095 | 0 | 0.04688 | 0.63467 | 0 | 0.16164
3616 | 1 | 7.8262e-05 | 0 | 0 | 0.00022322 | 0.00011416 | 0.42036 | 0.24352 | 0 | 0.032378 | 0.63589 | 0 | 0.036125
3617 | 1 | 8.1441e-05 | 0 | 0 | 0.00016448 | 0.00011416 | 0.26789 | 0.25943 | 0 | 0.027487 | 0.64 | 0 | 0
3618 | 1 | 8.954e-05 | 0 | 0 | 0.00011748 | 0.00011416 | 0.11968 | 0.25766 | 0 | 0.021164 | 0.64212 | 0 | 0
3619 | 1 | 8.7125e-05 | 7.4092e-06 | 0 | 8.8113e-05 | 0.00011416 | 0.031942 | 0.30021 | 0 | 0.016779 | 0.64261 | 0 | 0
3620 | 1 | 8.7051e-05 | 2.1163e-05 | 0 | 5.8742e-05 | 0.00011416 | 0.0025554 | 0.37683 | 0 | 0.0057336 | 0.64302 | 0 | 0
3621 | 1 | 8.3523e-05 | 2.812e-05 | 0 | 3.7595e-05 | 0.00011416 | 0 | 0.44342 | 0 | 0.01231 | 0.63973 | 0 | 0
3622 | 1 | 8.0658e-05 | 3.4493e-05 | 0 | 2.3497e-05 | 0.00011416 | 0 | 0.45698 | 0 | 0.0077572 | 0.62728 | 0 | 0
3623 | 1 | 7.0068e-05 | 4.1348e-05 | 0 | 9.3987e-06 | 0.00011416 | 0 | 0.43835 | 0 | 0.015599 | 0.61515 | 0 | 0
3624 | 1 | 6.1283e-05 | 4.8028e-05 | 0 | 5.8742e-06 | 0.00011416 | 0 | 0.36127 | 0 | 0.035666 | 0.61388 | 0 | 0
3625 | 1 | 5.4245e-05 | 5.3687e-05 | 0 | 2.3497e-06 | 0.00011416 | 0 | 0.22171 | 0 | 0.022007 | 0.60843 | 0 | 0
3626 | 1 | 5.5119e-05 | 5.7479e-05 | 0 | 1.1748e-06 | 0.00011416 | 0 | 0.13142 | 0 | 0.010961 | 0.60883 | 0 | 0
3627 | 1 | 5.4951e-05 | 6.063e-05 | 0 | 1.4098e-05 | 0.00011416 | 0 | 0.14769 | 0 | 0.0025295 | 0.60635 | 0 | 0
3628 | 1 | 5.935e-05 | 6.0032e-05 | 0 | 3.7595e-05 | 0.00011416 | 0.0051107 | 0.094767 | 0 | 0.0095278 | 0.60725 | 0 | 0
3629 | 1 | 7.7145e-05 | 4.0225e-05 | 0 | 9.3987e-05 | 0.00011416 | 0.048126 | 0.034418 | 0 | 0.020658 | 0.61713 | 0 | 0
3630 | 1 | 0.00012279 | 1.4964e-05 | 0 | 0.0001821 | 0.00011416 | 0.14821 | 0.0097831 | 0 | 0.028668 | 0.62786 | 0 | 0.039178
3631 | 1 | 0.00014719 | 0 | 0 | 0.0001586 | 0.00011416 | 0.26235 | 0.0025931 | 0 | 0.14224 | 0.63071 | 0 | 0.12428
3632 | 1 | 0.00016085 | 0 | 0 | 0.00014685 | 0.00011416 | 0.38203 | 0.001768 | 0 | 0.13061 | 0.63062 | 0 | 0.38111
3633 | 1 | 0.00016271 | 0 | 0 | 0.00016448 | 0.00011416 | 0.48637 | 0.0036539 | 0 | 0.17572 | 0.63084 | 0 | 0.57968
3634 | 1 | 0.00016872 | 0 | 0 | 0.00018797 | 0.00011416 | 0.55622 | 0.0067185 | 0 | 0.14924 | 0.63192 | 0 | 0.45422
3635 | 1 | 0.00016835 | 0 | 1.8717e-05 | 0.00020677 | 0.00011416 | 0.60307 | 0.013909 | 0 | 0.13508 | 0.62773 | 0 | 0.46359
3636 | 1 | 0.00016266 | 0 | 9.3584e-05 | 0.00018797 | 0.00011416 | 0.61116 | 0.025931 | 0 | 0.14789 | 0.62534 | 0 | 0.37557
3637 | 1 | 0.00016232 | 0 | 5.6151e-05 | 0.00019032 | 0.00011416 | 0.58092 | 0.028878 | 0 | 0.11619 | 0.62096 | 0 | 0.33137
3638 | 1 | 0.00016174 | 0 | 0 | 0.00021382 | 0.00011416 | 0.51874 | 0.031825 | 0 | 0.038364 | 0.62047 | 0 | 0.19022
3639 | 1 | 0.00015562 | 0 | 0 | 0.00022322 | 0.00011416 | 0.43058 | 0.036304 | 0 | 0.034064 | 0.61925 | 0 | 0.31758
3640 | 1 | 0.00015891 | 0 | 0 | 0.00022322 | 0.00011416 | 0.32794 | 0.035479 | 0 | 0.14798 | 0.62042 | 0 | 0.19423
3641 | 1 | 0.00015923 | 0 | 0 | 0.00016448 | 0.00011416 | 0.21593 | 0.03041 | 0 | 0.19157 | 0.63147 | 0 | 0
3642 | 1 | 0.00015629 | 0 | 0 | 0.00011748 | 0.00011416 | 0.096678 | 0.040901 | 0 | 0.18238 | 0.63918 | 0 | 0
3643 | 1 | 0.00014873 | 0 | 0 | 8.8113e-05 | 0.00011416 | 0.02385 | 0.062235 | 0 | 0.18331 | 0.63075 | 0 | 0
3644 | 1 | 0.00013897 | 0 | 0 | 5.8742e-05 | 0.00011416 | 0.00085179 | 0.12164 | 0 | 0.093592 | 0.61966 | 0 | 0
3645 | 1 | 0.00012788 | 6.9278e-06 | 0 | 3.7595e-05 | 0.00011416 | 0 | 0.19107 | 0 | 0.095616 | 0.61415 | 0 | 0
3646 | 1 | 0.00011756 | 1.4454e-05 | 0 | 2.3497e-05 | 0.00011416 | 0 | 0.20603 | 0 | 0.034486 | 0.60951 | 0 | 0
3647 | 1 | 0.00010017 | 2.0186e-05 | 0 | 9.3987e-06 | 0.00011416 | 0 | 0.15547 | 0 | 0.047555 | 0.59837 | 0 | 0
3648 | 1 | 9.7927e-05 | 2.6443e-05 | 0 | 5.8742e-06 | 0.00011416 | 0 | 0.11834 | 0 | 0.044604 | 0.60022 | 0 | 0
3649 | 1 | 9.3067e-05 | 3.3035e-05 | 0 | 2.3497e-06 | 0.00011416 | 0 | 0.12836 | 0 | 0.029005 | 0.60346 | 0 | 0
3650 | 1 | 8.0567e-05 | 3.7323e-05 | 0 | 1.1748e-06 | 0.00011416 | 0 | 0.08852 | 0 | 0.039207 | 0.59106 | 0 | 0
3651 | 1 | 7.8184e-05 | 4.18e-05 | 0 | 1.4098e-05 | 0.00011416 | 0 | 0.09571 | 0 | 0.0414 | 0.59341 | 0 | 0
3652 | 1 | 7.7931e-05 | 4.2573e-05 | 0 | 3.7595e-05 | 0.00011416 | 0.0046848 | 0.084276 | 0 | 0.037521 | 0.61023 | 0 | 0
3653 | 1 | 9.9187e-05 | 2.3117e-05 | 0 | 9.3987e-05 | 0.00011416 | 0.050681 | 0.05917 | 0 | 0.033727 | 0.62841 | 0 | 0
3654 | 1 | 0.00013553 | 0 | 0 | 0.0001821 | 0.00011416 | 0.15928 | 0.037954 | 0 | 0.021079 | 0.64207 | 0 | 0.020982
3655 | 1 | 0.00016026 | 0 | 0 | 0.0001586 | 0.00011416 | 0.27896 | 0.020391 | 0 | 0.025211 | 0.64536 | 0 | 0.16912
3656 | 1 | 0.00017973 | 0 | 0 | 0.00014685 | 0.00011416 | 0.40247 | 0.014851 | 0 | 0.055143 | 0.64446 | 0 | 0.13049
3657 | 1 | 0.00017727 | 0 | 0 | 0.00016448 | 0.00011416 | 0.51491 | 0.016502 | 0 | 0.091568 | 0.64712 | 0 | 0.060896
3658 | 1 | 0.00017586 | 0 | 0 | 0.00018797 | 0.00011416 | 0.60221 | 0.012141 | 0 | 0.079258 | 0.64893 | 0 | 0.0062846
3659 | 1 | 0.00017526 | 0 | 0.00024203 | 0.00020677 | 0.00011416 | 0.6644 | 0.012848 | 0 | 0.086509 | 0.64315 | 0 | 0.43226
3660 | 1 | 0.00016978 | 0 | 0.00036885 | 0.00018797 | 0.00011416 | 0.69165 | 0.0096653 | 0 | 0.080101 | 0.63183 | 0 | 0.21867
3661 | 1 | 0.00017083 | 0 | 0.0004434 | 0.00019032 | 0.00011416 | 0.68271 | 0.011905 | 0 | 0.084486 | 0.62813 | 0 | 0.35858
3662 | 1 | 0.00015836 | 0 | 0.00046857 | 0.00021382 | 0.00011416 | 0.62351 | 0.024752 | 0 | 0.10927 | 0.62868 | 0 | 0.27282
3663 | 1 | 0.00015658 | 0 | 0.0004292 | 0.00022322 | 0.00011416 | 0.53024 | 0.032885 | 0 | 0.093845 | 0.63391 | 0 | 0.17079
3664 | 1 | 0.00015276 | 0 | 0.00032561 | 0.00022322 | 0.00011416 | 0.41269 | 0.03595 | 0 | 0.11096 | 0.63734 | 0 | 0.12784
3665 | 1 | 0.00015269 | 0 | 0.00020266 | 0.00016448 | 0.00011416 | 0.27129 | 0.035125 | 0 | 0.11585 | 0.64902 | 0 | 0.048527
3666 | 1 | 0.00015241 | 0 | 0 | 0.00011748 | 0.00011416 | 0.12436 | 0.029349 | 0 | 0.10413 | 0.65677 | 0 | 0
3667 | 1 | 0.00014038 | 0 | 0 | 8.8113e-05 | 0.00011416 | 0.03109 | 0.050212 | 0 | 0.099916 | 0.65862 | 0 | 0
3668 | 1 | 0.00013179 | 0 | 0 | 5.8742e-05 | 0.00011416 | 0.0012777 | 0.064239 | 0 | 0.091315 | 0.65668 | 0 | 0
3669 | 1 | 0.00012578 | 0 | 0 | 3.7595e-05 | 0.00011416 | 0 | 0.096063 | 0 | 0.094013 | 0.64545 | 0 | 0
3670 | 1 | 0.00011096 | 0 | 0 | 2.3497e-05 | 0.00011416 | 0 | 0.13378 | 0 | 0.068634 | 0.63544 | 0 | 0
3671 | 1 | 8.3234e-05 | 0 | 0 | 9.3987e-06 | 0.00011416 | 0 | 0.13402 | 0 | 0.10017 | 0.6229 | 0 | 0
3672 | 1 | 8.3877e-05 | 6.2715e-07 | 0 | 5.8742e-06 | 0.00011416 | 0 | 0.09901 | 0 | 0.081282 | 0.62629 | 0 | 0
3673 | 1 | 7.4304e-05 | 5.6298e-06 | 0 | 2.3497e-06 | 0.00011416 | 0 | 0.065299 | 0 | 0.07032 | 0.62606 | 0 | 0
3674 | 1 | 7.0956e-05 | 9.7136e-06 | 0 | 1.1748e-06 | 0.00011416 | 0 | 0.041961 | 0 | 0.073019 | 0.62588 | 0 | 0
3675 | 1 | 6.6059e-05 | 1.282e-05 | 0 | 1.4098e-05 | 0.00011416 | 0 | 0.02711 | 0 | 0.083811 | 0.62245 | 0 | 0
3676 | 1 | 6.9016e-05 | 1.2003e-05 | 0 | 3.7595e-05 | 0.00011416 | 0.0059625 | 0.021924 | 0 | 0.08575 | 0.61866 | 0 | 0
3677 | 1 | 8.6984e-05 | 0 | 0 | 9.3987e-05 | 0.00011416 | 0.060903 | 0.018741 | 0 | 0.21349 | 0.63661 | 0 | 0
3678 | 1 | 0.00012289 | 0 | 0 | 0.0001821 | 0.00011416 | 0.18484 | 0.013791 | 0 | 0.36391 | 0.64699 | 0 | 0.054667
3679 | 1 | 0.00015037 | 0 | 0 | 0.0001586 | 0.00011416 | 0.32964 | 0.010844 | 0 | 0.29174 | 0.65177 | 0 | 0.1377
3680 | 1 | 0.00015956 | 0 | 0.00034013 | 0.00014685 | 0.00011416 | 0.47956 | 0.0069543 | 0 | 0.19992 | 0.65127 | 0 | 0.45564
3681 | 1 | 0.00015699 | 0 | 0.0006993 | 0.00016448 | 0.00011416 | 0.60307 | 0.0063649 | 0 | 0.096712 | 0.64374 | 0 | 0.034186
3682 | 1 | 0.00015939 | 0 | 0.0009494 | 0.00018797 | 0.00011416 | 0.67334 | 0.0096653 | 0 | 0.10531 | 0.64135 | 0 | 0.48532
3683 | 1 | 0.00015924 | 0 | 0.0011278 | 0.00020677 | 0.00011416 | 0.70358 | 0.015677 | 0 | 0.099241 | 0.63314 | 0 | 0.003666
3684 | 1 | 0.00015153 | 0 | 0.0012301 | 0.00018797 | 0.00011416 | 0.70613 | 0.023102 | 0 | 0.076307 | 0.62836 | 0 | 0.018787
3685 | 1 | 0.00014776 | 0 | 0.0012418 | 0.00019032 | 0.00011416 | 0.67504 | 0.024045 | 0 | 0.057673 | 0.62674 | 0 | 0.075159
3686 | 1 | 0.00014935 | 0 | 0.0011808 | 0.00021382 | 0.00011416 | 0.59114 | 0.024988 | 0 | 0.03516 | 0.62741 | 0 | 0
3687 | 1 | 0.00014991 | 0 | 0.0010604 | 0.00022322 | 0.00011416 | 0.48765 | 0.027699 | 0 | 0.099578 | 0.62561 | 0 | 0.12097
3688 | 1 | 0.00014487 | 0 | 0.00089938 | 0.00022322 | 0.00011416 | 0.37862 | 0.027346 | 0 | 0.24747 | 0.62967 | 0 | 0.028827
3689 | 1 | 0.00014894 | 0 | 0.00071866 | 0.00016448 | 0.00011416 | 0.25767 | 0.032532 | 0 | 0.25329 | 0.64022 | 0 | 0.018664
3690 | 1 | 0.00015031 | 0 | 0.00021783 | 0.00011748 | 0.00011416 | 0.1201 | 0.040783 | 0 | 0.27968 | 0.6441 | 0 | 0
3691 | 1 | 0.0001468 | 0 | 0 | 8.8113e-05 | 0.00011416 | 0.029387 | 0.052334 | 0 | 0.31206 | 0.6501 | 0 | 0
3692 | 1 | 0.00013933 | 0 | 0 | 5.8742e-05 | 0.00011416 | 0.00085179 | 0.063885 | 0 | 0.27732 | 0.6496 | 0 | 0
3693 | 1 | 0.00013936 | 0 | 0 | 3.7595e-05 | 0.00011416 | 0 | 0.098421 | 0 | 0.30953 | 0.63404 | 0 | 0
3694 | 1 | 0.00012499 | 0 | 0 | 2.3497e-05 | 0.00011416 | 0 | 0.09677 | 0 | 0.31383 | 0.61668 | 0 | 0
3695 | 1 | 0.00011211 | 0 | 0 | 9.3987e-06 | 0.00011416 | 0 | 0.10137 | 0 | 0.040135 | 0.61167 | 0 | 0
3696 | 1 | 8.9088e-05 | 0 | 0 | 5.8742e-06 | 0.00011416 | 0 | 0.17256 | 0 | 0.031366 | 0.60901 | 0 | 0
3697 | 1 | 7.3912e-05 | 0 | 0 | 2.3497e-06 | 0.00011416 | 0 | 0.27381 | 0 | 0.021838 | 0.60649 | 0 | 0
3698 | 1 | 6.9169e-05 | 1.1814e-06 | 0 | 1.1748e-06 | 0.00011416 | 0 | 0.37211 | 0 | 0.013744 | 0.60256 | 0 | 0
3699 | 1 | 5.9467e-05 | 1.0807e-05 | 0 | 1.4098e-05 | 0.00011416 | 0 | 0.44012 | 0 | 0.025548 | 0.60396 | 0 | 0
3700 | 1 | 6.1311e-05 | 1.6029e-05 | 0 | 3.7595e-05 | 0.00011416 | 0.0051107 | 0.4512 | 0 | 0.0053963 | 0.60148 | 0 | 0
3701 | 1 | 6.1626e-05 | 0 | 0 | 9.3987e-05 | 0.00011416 | 0.05707 | 0.3905 | 0 | 0.03086 | 0.60761 | 0 | 0
3702 | 1 | 6.2449e-05 | 0 | 0 | 0.0001821 | 0.00011416 | 0.17589 | 0.35644 | 0 | 0.19975 | 0.62701 | 0 | 0
3703 | 1 | 7.2497e-05 | 0 | 0 | 0.0001586 | 0.00011416 | 0.31516 | 0.34701 | 0 | 0.16779 | 0.64884 | 0 | 0.18463
3704 | 1 | 8.6813e-05 | 0 | 0 | 0.00014685 | 0.00011416 | 0.46252 | 0.31 | 0 | 0.09199 | 0.65078 | 0 | 0.54705
3705 | 1 | 8.9654e-05 | 0 | 0.00013747 | 0.00016448 | 0.00011416 | 0.59029 | 0.27758 | 0 | 0.011973 | 0.64798 | 0 | 0.47151
3706 | 1 | 8.6721e-05 | 0 | 0.00048406 | 0.00018797 | 0.00011416 | 0.67164 | 0.23279 | 0 | 0.017707 | 0.64297 | 0 | 0.32055
3707 | 1 | 9.6577e-05 | 0 | 0.00074319 | 0.00020677 | 0.00011416 | 0.71806 | 0.19767 | 0 | 0.018297 | 0.63869 | 0 | 0.29062
3708 | 1 | 8.9677e-05 | 0 | 0.0009139 | 0.00018797 | 0.00011416 | 0.72147 | 0.19378 | 0 | 0.012395 | 0.63837 | 0 | 0.12781
3709 | 1 | 8.3453e-05 | 0 | 0.00098134 | 0.00019032 | 0.00011416 | 0.69463 | 0.21016 | 0 | 0.011467 | 0.63125 | 0 | 0.061821
3710 | 1 | 7.4853e-05 | 0 | 0.00095908 | 0.00021382 | 0.00011416 | 0.63416 | 0.23656 | 0 | 0.010202 | 0.62597 | 0 | 0
3711 | 1 | 7.2007e-05 | 0 | 0.00083774 | 0.00022322 | 0.00011416 | 0.53407 | 0.28736 | 0 | 0.01054 | 0.6234 | 0 | 0.00086914
3712 | 1 | 7.7454e-05 | 0 | 0.00064154 | 0.00022322 | 0.00011416 | 0.40077 | 0.28112 | 0 | 0.035666 | 0.62746 | 0 | 0.25144
3713 | 1 | 9.0362e-05 | 0 | 0.0003624 | 0.00016448 | 0.00011416 | 0.25043 | 0.19531 | 0 | 0.21779 | 0.63801 | 0 | 0.074457
3714 | 1 | 9.6106e-05 | 0 | 0 | 0.00011748 | 0.00011416 | 0.11457 | 0.14828 | 0 | 0.28836 | 0.64356 | 0 | 0
3715 | 1 | 9.6817e-05 | 0 | 0 | 8.8113e-05 | 0.00011416 | 0.030664 | 0.18164 | 0 | 0.27057 | 0.64252 | 0 | 0
3716 | 1 | 9.4157e-05 | 0 | 0 | 5.8742e-05 | 0.00011416 | 0.0017036 | 0.1979 | 0 | 0.24182 | 0.64252 | 0 | 0
3717 | 1 | 9.5676e-05 | 0 | 0 | 3.7595e-05 | 0.00011416 | 0 | 0.1735 | 0 | 0.26762 | 0.63693 | 0 | 0
3718 | 1 | 9.6127e-05 | 1.6919e-06 | 0 | 2.3497e-05 | 0.00011416 | 0 | 0.16042 | 0 | 0.045531 | 0.62768 | 0 | 0
3719 | 1 | 8.0057e-05 | 1.3637e-05 | 0 | 9.3987e-06 | 0.00011416 | 0 | 0.16242 | 0 | 0.031788 | 0.6114 | 0 | 0
3720 | 1 | 7.4985e-05 | 2.4196e-05 | 0 | 5.8742e-06 | 0.00011416 | 0 | 0.14463 | 0 | 0.05312 | 0.60933 | 0 | 0
3721 | 1 | 6.5725e-05 | 3.2918e-05 | 0 | 2.3497e-06 | 0.00011416 | 0 | 0.15712 | 0 | 0.039966 | 0.60946 | 0 | 0
3722 | 1 | 6.5124e-05 | 4.0546e-05 | 0 | 1.1748e-06 | 0.00011416 | 0 | 0.14156 | 0 | 0.039207 | 0.60748 | 0 | 0
3723 | 1 | 6.0517e-05 | 4.7124e-05 | 0 | 1.4098e-05 | 0.00011416 | 0 | 0.13142 | 0 | 0.045784 | 0.605 | 0 | 0
3724 | 1 | 6.4586e-05 | 4.7678e-05 | 0 | 3.7595e-05 | 0.00011416 | 0.0076661 | 0.13496 | 0 | 0.034486 | 0.60689 | 0 | 0
3725 | 1 | 7.4702e-05 | 2.4969e-05 | 0 | 9.3987e-05 | 0.00011416 | 0.066014 | 0.1181 | 0 | 0.034654 | 0.61393 | 0 | 0
3726 | 1 | 0.00010214 | 0 | 0 | 0.0001821 | 0.00011416 | 0.20187 | 0.050566 | 0 | 0.19317 | 0.6372 | 0 | 0.14664
3727 | 1 | 0.00012604 | 0 | 0 | 0.0001586 | 0.00011416 | 0.35647 | 0.020038 | 0 | 0.21214 | 0.64139 | 0 | 0.36345
3728 | 1 | 0.00013832 | 0 | 0 | 0.00014685 | 0.00011416 | 0.51278 | 0.012258 | 0 | 0.22159 | 0.63964 | 0 | 0.57706
3729 | 1 | 0.00014193 | 0 | 8.1644e-05 | 0.00016448 | 0.00011416 | 0.64395 | 0.0075436 | 0 | 0.2027 | 0.63499 | 0 | 0.74708
3730 | 1 | 0.0001271 | 0 | 0.00043016 | 0.00018797 | 0.00011416 | 0.72828 | 0.00719 | 0 | 0.20219 | 0.63693 | 0 | 0.86149
3731 | 1 | 0.00012838 | 0 | 0.00069123 | 0.00020677 | 0.00011416 | 0.76746 | 0.0077793 | 0 | 0.043761 | 0.63224 | 0 | 0.90488
3732 | 1 | 0.00013055 | 0 | 0.00086356 | 0.00018797 | 0.00011416 | 0.77044 | 0.0090759 | 0 | 0.030944 | 0.62976 | 0 | 0.74249
3733 | 1 | 0.00012581 | 0 | 0.00094875 | 0.00019032 | 0.00011416 | 0.74276 | 0.011433 | 0 | 0.029174 | 0.62561 | 0 | 0.31535
3734 | 1 | 0.00012311 | 0 | 0.00093552 | 0.00021382 | 0.00011416 | 0.67504 | 0.013555 | 0 | 0.041653 | 0.61902 | 0 | 0.25876
3735 | 1 | 0.00012207 | 0 | 0.00082515 | 0.00022322 | 0.00011416 | 0.56687 | 0.015677 | 0 | 0.17159 | 0.61713 | 0 | 0.16675
3736 | 1 | 0.00011063 | 0 | 0.00065928 | 0.00022322 | 0.00011416 | 0.42802 | 0.019684 | 0 | 0.27968 | 0.63201 | 0 | 0.18849
3737 | 1 | 0.00012333 | 0 | 0.00039564 | 0.00016448 | 0.00011416 | 0.27768 | 0.026874 | 0 | 0.27808 | 0.64063 | 0 | 0.038543
3738 | 1 | 0.00012483 | 0 | 0 | 0.00011748 | 0.00011416 | 0.12819 | 0.038543 | 0 | 0.26863 | 0.63725 | 0 | 0
3739 | 1 | 0.00012643 | 0 | 0 | 8.8113e-05 | 0.00011416 | 0.03322 | 0.058463 | 0 | 0.28887 | 0.634 | 0 | 0
3740 | 1 | 0.00011925 | 0 | 0 | 5.8742e-05 | 0.00011416 | 0.0017036 | 0.085809 | 0 | 0.26813 | 0.63531 | 0 | 0
3741 | 1 | 0.00011153 | 0 | 0 | 3.7595e-05 | 0.00011416 | 0 | 0.081565 | 0 | 0.26855 | 0.62818 | 0 | 0
3742 | 1 | 0.00010775 | 0 | 0 | 2.3497e-05 | 0.00011416 | 0 | 0.08958 | 0 | 0.057336 | 0.62822 | 0 | 0
3743 | 1 | 8.5667e-05 | 3.2087e-06 | 0 | 9.3987e-06 | 0.00011416 | 0 | 0.13178 | 0 | 0.031113 | 0.61492 | 0 | 0
3744 | 1 | 7.7041e-05 | 7.7592e-06 | 0 | 5.8742e-06 | 0.00011416 | 0 | 0.14757 | 0 | 0.034739 | 0.60955 | 0 | 0
3745 | 1 | 6.4253e-05 | 1.1785e-05 | 0 | 2.3497e-06 | 0.00011416 | 0 | 0.13284 | 0 | 0.025211 | 0.60901 | 0 | 0
3746 | 1 | 6.147e-05 | 1.5445e-05 | 0 | 1.1748e-06 | 0.00011416 | 0 | 0.14981 | 0 | 0.030186 | 0.60748 | 0 | 0
3747 | 1 | 5.2376e-05 | 1.8931e-05 | 0 | 1.4098e-05 | 0.00011416 | 0 | 0.15983 | 0 | 0.034823 | 0.60951 | 0 | 0
3748 | 1 | 5.1661e-05 | 1.7633e-05 | 0 | 3.7595e-05 | 0.00011416 | 0.0085179 | 0.16761 | 0 | 0.024958 | 0.60685 | 0 | 0
3749 | 1 | 6.0018e-05 | 0 | 0 | 9.3987e-05 | 0.00011416 | 0.066014 | 0.17492 | 0 | 0.028162 | 0.62182 | 0 | 0
3750 | 1 | 7.5343e-05 | 0 | 0 | 0.0001821 | 0.00011416 | 0.20017 | 0.13107 | 0 | 0.041315 | 0.63855 | 0 | 0.091104
3751 | 1 | 9.0215e-05 | 0 | 0 | 0.0001586 | 0.00011416 | 0.35605 | 0.092645 | 0 | 0.10211 | 0.64297 | 0 | 0.0082346
3752 | 1 | 0.00010001 | 0 | 0.00028785 | 0.00014685 | 0.00011416 | 0.51193 | 0.13248 | 0 | 0.10582 | 0.64176 | 0 | 0.029852
3753 | 1 | 0.00010619 | 0 | 0.00076094 | 0.00016448 | 0.00011416 | 0.64353 | 0.17975 | 0 | 0.073019 | 0.63846 | 0 | 0.23183
3754 | 1 | 0.0001051 | 0 | 0.001113 | 0.00018797 | 0.00011416 | 0.72445 | 0.17822 | 0 | 0.051855 | 0.6432 | 0 | 0.78665
3755 | 1 | 0.00010988 | 0 | 0.0013847 | 0.00020677 | 0.00011416 | 0.7615 | 0.14003 | 0 | 0.044519 | 0.63386 | 0 | 1
3756 | 1 | 0.00010164 | 0 | 0.0015183 | 0.00018797 | 0.00011416 | 0.7632 | 0.10396 | 0 | 0.046374 | 0.63156 | 0 | 0.98966
3757 | 1 | 9.8332e-05 | 0 | 0.00157 | 0.00019032 | 0.00011416 | 0.72998 | 0.081094 | 0 | 0.094941 | 0.62191 | 0 | 0.71264
3758 | 1 | 9.4034e-05 | 0 | 0.0015454 | 0.00021382 | 0.00011416 | 0.66184 | 0.071546 | 0 | 0.10202 | 0.61487 | 0 | 0.65377
3759 | 1 | 9.1291e-05 | 0 | 0.001446 | 0.00022322 | 0.00011416 | 0.55835 | 0.064592 | 0 | 0.11147 | 0.61257 | 0 | 0.26205
3760 | 1 | 9.5447e-05 | 0 | 0.0012892 | 0.00022322 | 0.00011416 | 0.42036 | 0.049859 | 0 | 0.090556 | 0.61203 | 0 | 0.0071983
3761 | 1 | 0.00010119 | 0 | 0.0011217 | 0.00016448 | 0.00011416 | 0.26789 | 0.044083 | 0 | 0.084233 | 0.62096 | 0 | 0.053998
3762 | 1 | 0.00010016 | 0 | 0.0006254 | 0.00011748 | 0.00011416 | 0.12181 | 0.057284 | 0 | 0.23946 | 0.62304 | 0 | 0
3763 | 1 | 0.00010234 | 0 | 0 | 8.8113e-05 | 0.00011416 | 0.031516 | 0.079326 | 0 | 0.25717 | 0.63725 | 0 | 0
3764 | 1 | 9.7343e-05 | 0 | 0 | 5.8742e-05 | 0.00011416 | 0.0017036 | 0.090405 | 0 | 0.24975 | 0.63679 | 0 | 0
3765 | 1 | 9.6209e-05 | 0 | 0 | 3.7595e-05 | 0.00011416 | 0 | 0.077204 | 0 | 0.24275 | 0.634 | 0 | 0
3766 | 1 | 9.8684e-05 | 0 | 0 | 2.3497e-05 | 0.00011416 | 0 | 0.059995 | 0 | 0.09882 | 0.62922 | 0 | 0
3767 | 1 | 8.1552e-05 | 0 | 0 | 9.3987e-06 | 0.00011416 | 0 | 0.058345 | 0 | 0.087352 | 0.62525 | 0 | 0
3768 | 1 | 7.4698e-05 | 0 | 0 | 5.8742e-06 | 0.00011416 | 0 | 0.050212 | 0 | 0.08339 | 0.62624 | 0 | 0
3769 | 1 | 6.3027e-05 | 0 | 0 | 2.3497e-06 | 0.00011416 | 0 | 0.055045 | 0 | 0.089207 | 0.62389 | 0 | 0
3770 | 1 | 6.1634e-05 | 0 | 0 | 1.1748e-06 | 0.00011416 | 0 | 0.046676 | 0 | 0.08828 | 0.62137 | 0 | 0
3771 | 1 | 5.4209e-05 | 0 | 0 | 1.4098e-05 | 0.00011416 | 0 | 0.037247 | 0 | 0.073356 | 0.61776 | 0 | 0
3772 | 1 | 5.1734e-05 | 0 | 0 | 3.7595e-05 | 0.00011416 | 0.0072402 | 0.049859 | 0 | 0.050927 | 0.6202 | 0 | 0
3773 | 1 | 5.2645e-05 | 0 | 0 | 9.3987e-05 | 0.00011416 | 0.06431 | 0.053395 | 0 | 0.065514 | 0.6234 | 0 | 0
3774 | 1 | 5.987e-05 | 0 | 0 | 0.0001821 | 0.00011416 | 0.19549 | 0.031 | 0 | 0.11459 | 0.63107 | 0 | 0.14923
3775 | 1 | 7.5246e-05 | 0 | 0 | 0.0001586 | 0.00011416 | 0.35009 | 0.011551 | 0 | 0.10658 | 0.63215 | 0 | 0.35679
3776 | 1 | 8.0274e-05 | 0 | 0.00043759 | 0.00014685 | 0.00011416 | 0.50681 | 0.006247 | 0 | 0.10337 | 0.62687 | 0 | 0.5562
3777 | 1 | 8.4685e-05 | 0 | 0.00075577 | 0.00016448 | 0.00011416 | 0.63118 | 0.0034182 | 0 | 0.11476 | 0.62538 | 0 | 0.72088
3778 | 1 | 8.8838e-05 | 0 | 0.0010126 | 0.00018797 | 0.00011416 | 0.70187 | 0.0086044 | 0 | 0.12513 | 0.62696 | 0 | 0.90663
3779 | 1 | 9.2117e-05 | 0 | 0.0012231 | 0.00020677 | 0.00011416 | 0.71763 | 0.01827 | 0 | 0.072091 | 0.62786 | 0 | 0.81152
3780 | 1 | 8.6837e-05 | 0 | 0.0013466 | 0.00018797 | 0.00011416 | 0.7006 | 0.018741 | 0 | 0.071417 | 0.62353 | 0 | 0.67312
3781 | 1 | 8.3391e-05 | 0 | 0.0013896 | 0.00019032 | 0.00011416 | 0.67802 | 0.018152 | 0 | 0.13617 | 0.6234 | 0 | 0.38513
3782 | 1 | 7.9268e-05 | 0 | 0.0013434 | 0.00021382 | 0.00011416 | 0.60392 | 0.020273 | 0 | 0.09747 | 0.62583 | 0 | 0.41703
3783 | 1 | 7.7834e-05 | 0 | 0.0012143 | 0.00022322 | 0.00011416 | 0.50128 | 0.033475 | 0 | 0.10464 | 0.63828 | 0 | 0
3784 | 1 | 8.0838e-05 | 0 | 0.0010288 | 0.00022322 | 0.00011416 | 0.37606 | 0.038661 | 0 | 0.079174 | 0.64455 | 0 | 0.033362
3785 | 1 | 8.5408e-05 | 0 | 0.00076707 | 0.00016448 | 0.00011416 | 0.2483 | 0.03041 | 0 | 0.094098 | 0.64094 | 0 | 0.0017049
3786 | 1 | 0.00010081 | 0 | 0.00028172 | 0.00011748 | 0.00011416 | 0.1167 | 0.034653 | 0 | 0.18769 | 0.64081 | 0 | 0
3787 | 1 | 0.00010425 | 0 | 0 | 8.8113e-05 | 0.00011416 | 0.029813 | 0.054809 | 0 | 0.14207 | 0.64311 | 0 | 0
3788 | 1 | 0.00010698 | 0 | 0 | 5.8742e-05 | 0.00011416 | 0.0017036 | 0.070486 | 0 | 0.13238 | 0.63679 | 0 | 0
3789 | 1 | 0.00010007 | 0 | 0 | 3.7595e-05 | 0.00011416 | 0 | 0.072607 | 0 | 0.22901 | 0.63273 | 0 | 0
3790 | 1 | 9.8432e-05 | 0 | 0 | 2.3497e-05 | 0.00011416 | 0 | 0.063767 | 0 | 0.047723 | 0.64054 | 0 | 0
3791 | 1 | 8.0107e-05 | 0 | 0 | 9.3987e-06 | 0.00011416 | 0 | 0.041254 | 0 | 0.038449 | 0.63725 | 0 | 0
3792 | 1 | 7.4979e-05 | 0 | 0 | 5.8742e-06 | 0.00011416 | 0 | 0.032414 | 0 | 0.014418 | 0.62651 | 0 | 0
3793 | 1 | 6.794e-05 | 0 | 0 | 2.3497e-06 | 0.00011416 | 0 | 0.035243 | 0 | 0.039966 | 0.62543 | 0 | 0
3794 | 1 | 7.1971e-05 | 0 | 0 | 1.1748e-06 | 0.00011416 | 0 | 0.045497 | 0 | 0.0457 | 0.62462 | 0 | 0
3795 | 1 | 6.1395e-05 | 1.6481e-06 | 0 | 1.4098e-05 | 0.00011416 | 0 | 0.047855 | 0 | 0.045531 | 0.6229 | 0 | 0
3796 | 1 | 6.4585e-05 | 7.6571e-06 | 0 | 3.7595e-05 | 0.00011416 | 0.0059625 | 0.051509 | 0 | 0.042664 | 0.61916 | 0 | 0
3797 | 1 | 8.2819e-05 | 0 | 0 | 9.3987e-05 | 0.00011416 | 0.058773 | 0.04538 | 0 | 0.10868 | 0.61749 | 0 | 0
3798 | 1 | 0.00012112 | 0 | 0 | 0.0001821 | 0.00011416 | 0.17888 | 0.022395 | 0 | 0.26197 | 0.63107 | 0 | 0.02428
3799 | 1 | 0.00014894 | 0 | 0 | 0.0001586 | 0.00011416 | 0.31772 | 0.012141 | 0 | 0.27361 | 0.62358 | 0 | 0.2763
3800 | 1 | 0.00016633 | 0 | 0 | 0.00014685 | 0.00011416 | 0.46082 | 0.011787 | 0 | 0.30599 | 0.62755 | 0 | 0.29248
3801 | 1 | 0.00016372 | 0 | 0.0003298 | 0.00016448 | 0.00011416 | 0.57879 | 0.014498 | 0 | 0.29789 | 0.62583 | 0 | 0.40454
3802 | 1 | 0.00016421 | 0 | 0.00055279 | 0.00018797 | 0.00011416 | 0.63629 | 0.026403 | 0 | 0.32985 | 0.61943 | 0 | 0.48455
3803 | 1 | 0.00016571 | 0 | 0.00071769 | 0.00020677 | 0.00011416 | 0.65332 | 0.027463 | 0 | 0.29713 | 0.62205 | 0 | 0.56638
3804 | 1 | 0.00015333 | 0 | 0.00083968 | 0.00018797 | 0.00011416 | 0.6414 | 0.025342 | 0 | 0.26138 | 0.61984 | 0 | 0.33858
3805 | 1 | 0.00016263 | 0 | 0.00087453 | 0.00019032 | 0.00011416 | 0.61329 | 0.02487 | 0 | 0.24831 | 0.62083 | 0 | 0.49583
3806 | 1 | 0.0001583 | 0 | 0.00083064 | 0.00021382 | 0.00011416 | 0.5609 | 0.030174 | 0 | 0.24123 | 0.63246 | 0 | 0.33335
3807 | 1 | 0.00015178 | 0 | 0.00070834 | 0.00022322 | 0.00011416 | 0.47913 | 0.042315 | 0 | 0.22909 | 0.63621 | 0 | 0.33359
3808 | 1 | 0.00015129 | 0 | 0.0005102 | 0.00022322 | 0.00011416 | 0.33177 | 0.076851 | 0 | 0.25666 | 0.6358 | 0 | 0
3809 | 1 | 0.00015062 | 0 | 0.00023396 | 0.00016448 | 0.00011416 | 0.20869 | 0.08958 | 0 | 0.25649 | 0.64018 | 0 | 0
3810 | 1 | 0.00015765 | 0 | 0 | 0.00011748 | 0.00011416 | 0.099233 | 0.1082 | 0 | 0.2629 | 0.64554 | 0 | 0
3811 | 1 | 0.00014962 | 0 | 0 | 8.8113e-05 | 0.00011416 | 0.025554 | 0.1616 | 0 | 0.23457 | 0.63855 | 0 | 0
3812 | 1 | 0.0001386 | 0 | 0 | 5.8742e-05 | 0.00011416 | 0.0012777 | 0.24175 | 0 | 0.18491 | 0.63134 | 0 | 0
3813 | 1 | 0.00012867 | 0 | 0 | 3.7595e-05 | 0.00011416 | 0 | 0.24564 | 0 | 0.14907 | 0.63977 | 0 | 0
3814 | 1 | 0.00011726 | 0 | 0 | 2.3497e-05 | 0.00011416 | 0 | 0.2243 | 0 | 0.032884 | 0.63923 | 0 | 0
3815 | 1 | 0.00010242 | 5.6298e-06 | 0 | 9.3987e-06 | 0.00011416 | 0 | 0.21935 | 0 | 0.013153 | 0.63454 | 0 | 0
3816 | 1 | 8.3084e-05 | 1.4279e-05 | 0 | 5.8742e-06 | 0.00011416 | 0 | 0.13579 | 0 | 0.035076 | 0.63246 | 0 | 0
3817 | 1 | 7.4933e-05 | 2.2971e-05 | 0 | 2.3497e-06 | 0.00011416 | 0 | 0.11363 | 0 | 0.039713 | 0.63215 | 0 | 0
3818 | 1 | 6.7926e-05 | 3.2408e-05 | 0 | 1.1748e-06 | 0.00011416 | 0 | 0.35868 | 0 | 0.033895 | 0.63016 | 0 | 0
3819 | 1 | 5.1704e-05 | 3.8811e-05 | 0 | 1.4098e-05 | 0.00011416 | 0 | 0.58604 | 0 | 0.045531 | 0.62502 | 0 | 0
3820 | 1 | 4.59e-05 | 4.0459e-05 | 0 | 3.7595e-05 | 0.00011416 | 0.0059625 | 0.50778 | 0 | 0.063997 | 0.62241 | 0 | 0
3821 | 1 | 6.8943e-05 | 3.1679e-05 | 0 | 9.3987e-05 | 0.00011416 | 0.055366 | 0.32626 | 0 | 0.13263 | 0.6395 | 0 | 0
3822 | 1 | 0.00011003 | 1.756e-05 | 0 | 0.0001821 | 0.00011416 | 0.1644 | 0.23633 | 0 | 0.26863 | 0.64473 | 0 | 0
3823 | 1 | 0.00014633 | 0 | 0 | 0.0001586 | 0.00011416 | 0.27428 | 0.16843 | 0 | 0.32218 | 0.64315 | 0 | 0.035044
3824 | 1 | 0.0001622 | 0 | 0 | 0.00014685 | 0.00011416 | 0.38884 | 0.17916 | 0 | 0.32605 | 0.64031 | 0 | 0.11755
3825 | 1 | 0.00016416 | 0 | 0 | 0.00016448 | 0.00011416 | 0.4983 | 0.20474 | 0 | 0.32934 | 0.63927 | 0 | 0.063993
3826 | 1 | 0.0001674 | 0 | 0 | 0.00018797 | 0.00011416 | 0.56601 | 0.22984 | 0 | 0.3371 | 0.63887 | 0 | 0.20033
3827 | 1 | 0.00017088 | 0 | 0 | 0.00020677 | 0.00011416 | 0.62223 | 0.26579 | 0 | 0.30599 | 0.6275 | 0 | 0.008502
3828 | 1 | 0.00016428 | 0 | 0 | 0.00018797 | 0.00011416 | 0.62734 | 0.31271 | 0 | 0.29384 | 0.61975 | 0 | 0.11314
3829 | 1 | 0.00016023 | 0 | 0 | 0.00019032 | 0.00011416 | 0.59114 | 0.34477 | 0 | 0.27319 | 0.61447 | 0 | 0.010987
3830 | 1 | 0.00015474 | 0 | 0 | 0.00021382 | 0.00011416 | 0.54387 | 0.3641 | 0 | 0.25388 | 0.61722 | 0 | 0.081265
3831 | 1 | 0.00015057 | 0 | 0 | 0.00022322 | 0.00011416 | 0.42589 | 0.35479 | 0 | 0.2188 | 0.62944 | 0 | 0
3832 | 1 | 0.00014206 | 0 | 0 | 0.00022322 | 0.00011416 | 0.26789 | 0.39993 | 0 | 0.23364 | 0.6377 | 0 | 0.0078446
3833 | 1 | 0.00013851 | 0 | 0 | 0.00016448 | 0.00011416 | 0.15077 | 0.43494 | 0 | 0.28061 | 0.65082 | 0 | 0.0020057
3834 | 1 | 0.00013798 | 0 | 0 | 0.00011748 | 0.00011416 | 0.079642 | 0.38685 | 0 | 0.17639 | 0.65768 | 0 | 0
3835 | 1 | 0.0001309 | 1.3126e-07 | 0 | 8.8113e-05 | 0.00011416 | 0.029387 | 0.34194 | 0 | 0.20135 | 0.65524 | 0 | 0
3836 | 1 | 0.00012023 | 1.7619e-05 | 0 | 5.8742e-05 | 0.00011416 | 0.0025554 | 0.32567 | 0 | 0.1984 | 0.64487 | 0 | 0
3837 | 1 | 0.00011033 | 2.8732e-05 | 0 | 3.7595e-05 | 0.00011416 | 0 | 0.42291 | 0 | 0.19241 | 0.63585 | 0 | 0
3838 | 1 | 9.8676e-05 | 3.7177e-05 | 0 | 2.3497e-05 | 0.00011416 | 0 | 0.6016 | 0 | 0.040219 | 0.63467 | 0 | 0
3839 | 1 | 8.043e-05 | 4.4557e-05 | 0 | 9.3987e-06 | 0.00011416 | 0 | 0.56011 | 0 | 0.013069 | 0.63246 | 0 | 0
3840 | 1 | 7.141e-05 | 5.1879e-05 | 0 | 5.8742e-06 | 0.00011416 | 0 | 0.46912 | 0 | 0.0090219 | 0.62768 | 0 | 0
3841 | 1 | 6.3433e-05 | 5.8092e-05 | 0 | 2.3497e-06 | 0.00011416 | 0 | 0.56058 | 0 | 0.01425 | 0.61533 | 0 | 0
3842 | 1 | 5.7954e-05 | 6.3736e-05 | 0 | 1.1748e-06 | 0.00011416 | 0 | 0.50306 | 0 | 0.013828 | 0.61239 | 0 | 0
3843 | 1 | 5.8422e-05 | 6.8841e-05 | 0 | 1.4098e-05 | 0.00011416 | 0 | 0.42727 | 0 | 0.01914 | 0.61122 | 0 | 0
3844 | 1 | 6.0363e-05 | 7.1145e-05 | 0 | 3.7595e-05 | 0.00011416 | 0.0068143 | 0.35443 | 0 | 0.025632 | 0.61131 | 0 | 0
3845 | 1 | 7.8568e-05 | 6.0571e-05 | 0 | 9.3987e-05 | 0.00011416 | 0.059625 | 0.33062 | 0 | 0.094688 | 0.62854 | 0 | 0
3846 | 1 | 0.00010919 | 4.145e-05 | 0 | 0.0001821 | 0.00011416 | 0.17973 | 0.31165 | 0 | 0.1871 | 0.63959 | 0 | 0.060706
3847 | 1 | 0.00013966 | 1.4249e-05 | 0 | 0.0001586 | 0.00011416 | 0.31772 | 0.31388 | 0 | 0.20008 | 0.64428 | 0 | 0.11655
3848 | 1 | 0.00015116 | 0 | 0 | 0.00014685 | 0.00011416 | 0.46848 | 0.23951 | 0 | 0.21324 | 0.64618 | 0 | 0.21248
3849 | 1 | 0.00015264 | 0 | 0 | 0.00016448 | 0.00011416 | 0.60349 | 0.20981 | 0 | 0.20438 | 0.64676 | 0 | 0.38599
3850 | 1 | 0.00016174 | 0 | 0 | 0.00018797 | 0.00011416 | 0.67845 | 0.15535 | 0 | 0.20708 | 0.64572 | 0 | 0.70231
3851 | 1 | 0.00016888 | 0 | 0 | 0.00020677 | 0.00011416 | 0.73595 | 0.11033 | 0 | 0.17243 | 0.64162 | 0 | 0.87229
3852 | 1 | 0.00015212 | 0 | 0.00012424 | 0.00018797 | 0.00011416 | 0.71678 | 0.09736 | 0 | 0.20489 | 0.6409 | 0 | 0.68651
3853 | 1 | 0.00014979 | 0 | 0.00029269 | 0.00019032 | 0.00011416 | 0.69889 | 0.090641 | 0 | 0.18811 | 0.63544 | 0 | 0.52911
3854 | 1 | 0.0001475 | 0 | 0.00033045 | 0.00021382 | 0.00011416 | 0.64736 | 0.087459 | 0 | 0.18482 | 0.63562 | 0 | 0.79715
3855 | 1 | 0.00014419 | 0 | 0.0002572 | 0.00022322 | 0.00011416 | 0.54685 | 0.095827 | 0 | 0.19705 | 0.63657 | 0 | 0.22938
3856 | 1 | 0.00014678 | 0 | 9.3907e-05 | 0.00022322 | 0.00011416 | 0.41738 | 0.10903 | 0 | 0.1274 | 0.63458 | 0 | 0.08375
3857 | 1 | 0.00015333 | 0 | 0 | 0.00016448 | 0.00011416 | 0.2747 | 0.12706 | 0 | 0.1339 | 0.64297 | 0 | 0.034933
3858 | 1 | 0.00015214 | 0 | 0 | 0.00011748 | 0.00011416 | 0.13288 | 0.16596 | 0 | 0.13035 | 0.64108 | 0 | 0
3859 | 1 | 0.00014498 | 0 | 0 | 8.8113e-05 | 0.00011416 | 0.036627 | 0.21594 | 0 | 0.097555 | 0.64049 | 0 | 0
3860 | 1 | 0.00013562 | 0 | 0 | 5.8742e-05 | 0.00011416 | 0.0025554 | 0.25542 | 0 | 0.095784 | 0.63386 | 0 | 0
3861 | 1 | 0.00012624 | 1.9836e-06 | 0 | 3.7595e-05 | 0.00011416 | 0 | 0.28465 | 0 | 0.16298 | 0.62773 | 0 | 0
3862 | 1 | 0.00011525 | 1.2003e-05 | 0 | 2.3497e-05 | 0.00011416 | 0 | 0.29503 | 0 | 0.090725 | 0.61578 | 0 | 0
3863 | 1 | 9.3897e-05 | 2.0506e-05 | 0 | 9.3987e-06 | 0.00011416 | 0 | 0.25106 | 0 | 0.034654 | 0.60274 | 0 | 0
3864 | 1 | 8.4187e-05 | 2.8091e-05 | 0 | 5.8742e-06 | 0.00011416 | 0 | 0.23456 | 0 | 0.028668 | 0.59733 | 0 | 0
3865 | 1 | 7.2573e-05 | 3.4858e-05 | 0 | 2.3497e-06 | 0.00011416 | 0 | 0.24682 | 0 | 0.026897 | 0.59548 | 0 | 0
3866 | 1 | 6.7201e-05 | 4.1246e-05 | 0 | 1.1748e-06 | 0.00011416 | 0 | 0.20627 | 0 | 0.025632 | 0.59305 | 0 | 0
3867 | 1 | 7.0115e-05 | 4.7109e-05 | 0 | 1.4098e-05 | 0.00011416 | 0 | 0.19012 | 0 | 0.027319 | 0.59007 | 0 | 0
3868 | 1 | 7.43e-05 | 4.7328e-05 | 0 | 3.7595e-05 | 0.00011416 | 0.0072402 | 0.17067 | 0 | 0.029848 | 0.58754 | 0 | 0
3869 | 1 | 8.802e-05 | 2.8484e-05 | 0 | 9.3987e-05 | 0.00011416 | 0.059625 | 0.14404 | 0 | 0.040894 | 0.61614 | 0 | 0
3870 | 1 | 0.00012249 | 0 | 0 | 0.0001821 | 0.00011416 | 0.16951 | 0.077558 | 0 | 0.14073 | 0.63594 | 0 | 0.051848
3871 | 1 | 0.00015307 | 0 | 0 | 0.0001586 | 0.00011416 | 0.28748 | 0.052923 | 0 | 0.14477 | 0.63729 | 0 | 0.31987
3872 | 1 | 0.00016781 | 0 | 0 | 0.00014685 | 0.00011416 | 0.40716 | 0.046794 | 0 | 0.14975 | 0.63887 | 0 | 0.54404
3873 | 1 | 0.00017061 | 0 | 0 | 0.00016448 | 0.00011416 | 0.51022 | 0.033003 | 0 | 0.1312 | 0.63995 | 0 | 0.64469
3874 | 1 | 0.00017251 | 0 | 0.00018362 | 0.00018797 | 0.00011416 | 0.58049 | 0.022867 | 0 | 0.17496 | 0.64139 | 0 | 0.688
3875 | 1 | 0.00016223 | 0 | 0.00045534 | 0.00020677 | 0.00011416 | 0.60945 | 0.014026 | 0 | 0.17504 | 0.63192 | 0 | 0.43035
3876 | 1 | 0.00015614 | 0 | 0.00063315 | 0.00018797 | 0.00011416 | 0.61073 | 0.0088402 | 0 | 0.18052 | 0.61316 | 0 | 0.34709
3877 | 1 | 0.00015666 | 0 | 0.00069995 | 0.00019032 | 0.00011416 | 0.57964 | 0.0088402 | 0 | 0.16164 | 0.60396 | 0 | 0.19857
3878 | 1 | 0.00015554 | 0 | 0.00067122 | 0.00021382 | 0.00011416 | 0.52129 | 0.010844 | 0 | 0.16594 | 0.60342 | 0 | 0.18539
3879 | 1 | 0.00015894 | 0 | 0.00056731 | 0.00022322 | 0.00011416 | 0.43697 | 0.011905 | 0 | 0.15017 | 0.60396 | 0 | 0.49061
3880 | 1 | 0.00015624 | 0 | 0.00042629 | 0.00022322 | 0.00011416 | 0.33007 | 0.010255 | 0 | 0.12133 | 0.60969 | 0 | 0.29058
3881 | 1 | 0.00016101 | 0 | 0.00023299 | 0.00016448 | 0.00011416 | 0.21252 | 0.010962 | 0 | 0.12605 | 0.62579 | 0 | 0.0084129
3882 | 1 | 0.00015691 | 0 | 0 | 0.00011748 | 0.00011416 | 0.10094 | 0.014144 | 0 | 0.12361 | 0.62475 | 0 | 0
3883 | 1 | 0.00015308 | 0 | 0 | 8.8113e-05 | 0.00011416 | 0.028961 | 0.024163 | 0 | 0.093845 | 0.62169 | 0 | 0
3884 | 1 | 0.00014787 | 0 | 0 | 5.8742e-05 | 0.00011416 | 0.0021295 | 0.040193 | 0 | 0.10261 | 0.60969 | 0 | 0
3885 | 1 | 0.0001388 | 0 | 0 | 3.7595e-05 | 0.00011416 | 0 | 0.051627 | 0 | 0.16197 | 0.59954 | 0 | 0
3886 | 1 | 0.00012459 | 0 | 0 | 2.3497e-05 | 0.00011416 | 0 | 0.041843 | 0 | 0.072597 | 0.58867 | 0 | 0
3887 | 1 | 0.00011297 | 0 | 0 | 9.3987e-06 | 0.00011416 | 0 | 0.051509 | 0 | 0.016105 | 0.56923 | 0 | 0
3888 | 1 | 9.8031e-05 | 3.69e-06 | 0 | 5.8742e-06 | 0.00011416 | 0 | 0.069543 | 0 | 0.029933 | 0.57266 | 0 | 0
3889 | 1 | 8.7992e-05 | 9.7136e-06 | 0 | 2.3497e-06 | 0.00011416 | 0 | 0.1148 | 0 | 0.021079 | 0.57252 | 0 | 0
3890 | 1 | 8.1851e-05 | 1.5475e-05 | 0 | 1.1748e-06 | 0.00011416 | 0 | 0.15983 | 0 | 0.020995 | 0.56887 | 0 | 0
3891 | 1 | 7.485e-05 | 2.0273e-05 | 0 | 1.4098e-05 | 0.00011416 | 0 | 0.15382 | 0 | 0.026897 | 0.56567 | 0 | 0
3892 | 1 | 8.1205e-05 | 1.8042e-05 | 0 | 3.7595e-05 | 0.00011416 | 0.0085179 | 0.15901 | 0 | 0.035497 | 0.56346 | 0 | 0
3893 | 1 | 9.9914e-05 | 0 | 0 | 9.3987e-05 | 0.00011416 | 0.06644 | 0.19767 | 0 | 0.09258 | 0.57586 | 0 | 0
3894 | 1 | 0.00012998 | 0 | 0 | 0.0001821 | 0.00011416 | 0.19804 | 0.19024 | 0 | 0.12352 | 0.61217 | 0 | 0.14831
3895 | 1 | 0.0001501 | 0 | 0 | 0.0001586 | 0.00011416 | 0.35136 | 0.21075 | 0 | 0.12757 | 0.61695 | 0 | 0.36803
3896 | 1 | 0.00016059 | 0 | 0.0002914 | 0.00014685 | 0.00011416 | 0.50468 | 0.314 | 0 | 0.10093 | 0.61934 | 0 | 0.60247
3897 | 1 | 0.00016092 | 0 | 0.00076255 | 0.00016448 | 0.00011416 | 0.62734 | 0.44979 | 0 | 0.092243 | 0.62182 | 0 | 0.79663
3898 | 1 | 0.0001596 | 0 | 0.0011317 | 0.00018797 | 0.00011416 | 0.70273 | 0.63979 | 0 | 0.093255 | 0.62453 | 0 | 1
3899 | 1 | 0.00014731 | 0 | 0.0014073 | 0.00020677 | 0.00011416 | 0.7368 | 0.68847 | 0 | 0.096459 | 0.61487 | 0 | 1
3900 | 1 | 0.00013102 | 0 | 0.001577 | 0.00018797 | 0.00011416 | 0.72785 | 0.66348 | 0 | 0.026223 | 0.6027 | 0 | 0.97195
3901 | 1 | 0.00013139 | 0 | 0.0016397 | 0.00019032 | 0.00011416 | 0.6891 | 0.62188 | 0 | 0.025126 | 0.59995 | 0 | 0.96706
3902 | 1 | 0.00012216 | 0 | 0.001608 | 0.00021382 | 0.00011416 | 0.63714 | 0.58003 | 0 | 0.027319 | 0.59264 | 0 | 0.4748
3903 | 1 | 0.00011971 | 0 | 0.0015232 | 0.00022322 | 0.00011416 | 0.54387 | 0.58062 | 0 | 0.057589 | 0.60189 | 0 | 0.14187
3904 | 1 | 0.00011561 | 0 | 0.0013999 | 0.00022322 | 0.00011416 | 0.4144 | 0.58522 | 0 | 0.17681 | 0.62092 | 0 | 0.083805
3905 | 1 | 0.00010981 | 0 | 0.0011388 | 0.00016448 | 0.00011416 | 0.27172 | 0.51344 | 0 | 0.17858 | 0.63278 | 0 | 0.064484
3906 | 1 | 0.00011873 | 0 | 0.00061701 | 0.00011748 | 0.00011416 | 0.12649 | 0.40924 | 0 | 0.18617 | 0.63418 | 0 | 0
3907 | 1 | 0.00011646 | 0 | 0 | 8.8113e-05 | 0.00011416 | 0.03322 | 0.41737 | 0 | 0.17336 | 0.62804 | 0 | 0
3908 | 1 | 0.00010781 | 0 | 0 | 5.8742e-05 | 0.00011416 | 0.0021295 | 0.47289 | 0 | 0.11374 | 0.61636 | 0 | 0
3909 | 1 | 0.00010778 | 0 | 0 | 3.7595e-05 | 0.00011416 | 0 | 0.44979 | 0 | 0.096965 | 0.60617 | 0 | 0
3910 | 1 | 0.00010376 | 0 | 0 | 2.3497e-05 | 0.00011416 | 0 | 0.40889 | 0 | 0.090978 | 0.60013 | 0 | 0
3911 | 1 | 8.665e-05 | 0 | 0 | 9.3987e-06 | 0.00011416 | 0 | 0.32426 | 0 | 0.016948 | 0.57352 | 0 | 0
3912 | 1 | 8.8088e-05 | 0 | 0 | 5.8742e-06 | 0.00011416 | 0 | 0.23727 | 0 | 0.010793 | 0.5658 | 0 | 0
3913 | 1 | 7.8825e-05 | 0 | 0 | 2.3497e-06 | 0.00011416 | 0 | 0.25978 | 0 | 0.0046374 | 0.56639 | 0 | 0
3914 | 1 | 7.1834e-05 | 2.0711e-06 | 0 | 1.1748e-06 | 0.00011416 | 0 | 0.25047 | 0 | 0.003457 | 0.56797 | 0 | 0
3915 | 1 | 6.5314e-05 | 7.1758e-06 | 0 | 1.4098e-05 | 0.00011416 | 0 | 0.24128 | 0 | 0.0039629 | 0.5668 | 0 | 0
3916 | 1 | 6.3817e-05 | 6.359e-06 | 0 | 3.7595e-05 | 0.00011416 | 0.0068143 | 0.19755 | 0 | 0.0082631 | 0.56531 | 0 | 0
3917 | 1 | 6.9288e-05 | 0 | 0 | 9.3987e-05 | 0.00011416 | 0.062181 | 0.11869 | 0 | 0.017791 | 0.56874 | 0 | 0
3918 | 1 | 8.4842e-05 | 0 | 0 | 0.0001821 | 0.00011416 | 0.18399 | 0.086869 | 0 | 0.025464 | 0.60148 | 0 | 0
3919 | 1 | 0.00010006 | 0 | 0 | 0.0001586 | 0.00011416 | 0.32027 | 0.05422 | 0 | 0.038702 | 0.60888 | 0 | 0.0023177
3920 | 1 | 0.00010503 | 0 | 0.00032851 | 0.00014685 | 0.00011416 | 0.45826 | 0.039486 | 0 | 0.04199 | 0.60852 | 0 | 0.014764
3921 | 1 | 0.00011252 | 0 | 0.00087485 | 0.00016448 | 0.00011416 | 0.56474 | 0.039015 | 0 | 0.030691 | 0.60166 | 0 | 0.20492
3922 | 1 | 0.0001147 | 0 | 0.0012663 | 0.00018797 | 0.00011416 | 0.62734 | 0.037129 | 0 | 0.030607 | 0.59959 | 0 | 0.67454
3923 | 1 | 0.0001155 | 0 | 0.0014651 | 0.00020677 | 0.00011416 | 0.66908 | 0.033239 | 0 | 0.058432 | 0.58804 | 0 | 0.75059
3924 | 1 | 0.00010773 | 0 | 0.0015351 | 0.00018797 | 0.00011416 | 0.66482 | 0.033828 | 0 | 0.043761 | 0.57027 | 0 | 0.58285
3925 | 1 | 0.00010296 | 0 | 0.0015057 | 0.00019032 | 0.00011416 | 0.63671 | 0.032768 | 0 | 0.038364 | 0.57108 | 0 | 0
3926 | 1 | 0.00010153 | 0 | 0.0014186 | 0.00021382 | 0.00011416 | 0.55877 | 0.028524 | 0 | 0.038617 | 0.56928 | 0 | 0.36649
3927 | 1 | 0.00011109 | 0 | 0.001244 | 0.00022322 | 0.00011416 | 0.46082 | 0.036539 | 0 | 0.038617 | 0.57284 | 0 | 0.43332
3928 | 1 | 0.0001135 | 0 | 0.0010181 | 0.00022322 | 0.00011416 | 0.35988 | 0.028878 | 0 | 0.019477 | 0.58718 | 0 | 0.070089
3929 | 1 | 0.00012046 | 0 | 0.00070382 | 0.00016448 | 0.00011416 | 0.22913 | 0.078619 | 0 | 0.021164 | 0.59882 | 0 | 0
3930 | 1 | 0.00011202 | 0 | 0.00020234 | 0.00011748 | 0.00011416 | 0.10349 | 0.39533 | 0 | 0.01425 | 0.59453 | 0 | 0
3931 | 1 | 9.1104e-05 | 0 | 0 | 8.8113e-05 | 0.00011416 | 0.028535 | 0.41007 | 0 | 0.0095278 | 0.59408 | 0 | 0
3932 | 1 | 8.8799e-05 | 0 | 0 | 5.8742e-05 | 0.00011416 | 0.0017036 | 0.10773 | 0 | 0.0078415 | 0.59002 | 0 | 0
3933 | 1 | 9.7202e-05 | 0 | 0 | 3.7595e-05 | 0.00011416 | 0 | 0.14498 | 0 | 0.010455 | 0.58069 | 0 | 0
3934 | 1 | 9.3023e-05 | 0 | 0 | 2.3497e-05 | 0.00011416 | 0 | 0.13531 | 0 | 0.019814 | 0.56531 | 0 | 0
3935 | 1 | 7.97e-05 | 0 | 0 | 9.3987e-06 | 0.00011416 | 0 | 0.082862 | 0 | 0.011973 | 0.54772 | 0 | 0
3936 | 1 | 7.2504e-05 | 0 | 0 | 5.8742e-06 | 0.00011416 | 0 | 0.022159 | 0 | 0.022766 | 0.54808 | 0 | 0
3937 | 1 | 6.8125e-05 | 0 | 0 | 2.3497e-06 | 0.00011416 | 0 | 0.022513 | 0 | 0.011889 | 0.54659 | 0 | 0
3938 | 1 | 6.6276e-05 | 4.3755e-07 | 0 | 1.1748e-06 | 0.00011416 | 0 | 0.026756 | 0 | 0.0057336 | 0.54434 | 0 | 0
3939 | 1 | 6.0402e-05 | 6.3007e-06 | 0 | 1.4098e-05 | 0.00011416 | 0 | 0.026285 | 0 | 0.0078415 | 0.54325 | 0 | 0
3940 | 1 | 5.599e-05 | 5.4548e-06 | 0 | 3.7595e-05 | 0.00011416 | 0.0055366 | 0.024399 | 0 | 0.028162 | 0.54361 | 0 | 0
3941 | 1 | 5.6632e-05 | 0 | 0 | 9.3987e-05 | 0.00011416 | 0.054089 | 0.015205 | 0 | 0.029595 | 0.54501 | 0 | 0
3942 | 1 | 6.505e-05 | 0 | 0 | 0.0001821 | 0.00011416 | 0.16354 | 0.010019 | 0 | 0.014924 | 0.57131 | 0 | 0.016168
3943 | 1 | 7.638e-05 | 0 | 0 | 0.0001586 | 0.00011416 | 0.28748 | 0.002711 | 0 | 0.026138 | 0.57816 | 0 | 0.27886
3944 | 1 | 8.2911e-05 | 0 | 0.00024332 | 0.00014685 | 0.00011416 | 0.42249 | 0.0021216 | 0 | 0.029511 | 0.57794 | 0 | 0.094659
3945 | 1 | 8.537e-05 | 0 | 0.00072802 | 0.00016448 | 0.00011416 | 0.53663 | 0.0028288 | 0 | 0.032546 | 0.57356 | 0 | 0.001248
3946 | 1 | 8.8791e-05 | 0 | 0.0010723 | 0.00018797 | 0.00011416 | 0.6052 | 0.009901 | 0 | 0.043086 | 0.57383 | 0 | 0
3947 | 1 | 9.0395e-05 | 0 | 0.0012343 | 0.00020677 | 0.00011416 | 0.62777 | 0.02381 | 0 | 0.0586 | 0.56337 | 0 | 0
3948 | 1 | 8.5719e-05 | 0 | 0.0012453 | 0.00018797 | 0.00011416 | 0.60307 | 0.038661 | 0 | 0.056324 | 0.54343 | 0 | 0
3949 | 1 | 8.3211e-05 | 0 | 0.0011417 | 0.00019032 | 0.00011416 | 0.55963 | 0.057874 | 0 | 0.0543 | 0.53915 | 0 | 0
3950 | 1 | 8.3288e-05 | 0 | 0.00075351 | 0.00021382 | 0.00011416 | 0.49574 | 0.069661 | 0 | 0.048229 | 0.54037 | 0 | 0
3951 | 1 | 9.0896e-05 | 0 | 0.00013779 | 0.00022322 | 0.00011416 | 0.4161 | 0.097124 | 0 | 0.06054 | 0.54357 | 0 | 0.061408
3952 | 1 | 9.4631e-05 | 0 | 0 | 0.00022322 | 0.00011416 | 0.33859 | 0.17197 | 0 | 0.10826 | 0.55408 | 0 | 0.009828
3953 | 1 | 9.8499e-05 | 0 | 0 | 0.00016448 | 0.00011416 | 0.23424 | 0.14404 | 0 | 0.14359 | 0.57505 | 0 | 0.00088029
3954 | 1 | 0.00011382 | 0 | 0 | 0.00011748 | 0.00011416 | 0.11031 | 0.021688 | 0 | 0.11948 | 0.58312 | 0 | 0
3955 | 1 | 0.0001123 | 0 | 0 | 8.8113e-05 | 0.00011416 | 0.031516 | 0.015912 | 0 | 0.12479 | 0.58488 | 0 | 0
3956 | 1 | 0.00010566 | 0 | 0 | 5.8742e-05 | 0.00011416 | 0.0025554 | 0.027817 | 0 | 0.14528 | 0.58168 | 0 | 0
3957 | 1 | 0.00010106 | 0 | 0 | 3.7595e-05 | 0.00011416 | 0 | 0.036068 | 0 | 0.13288 | 0.57604 | 0 | 0
3958 | 1 | 0.00010802 | 0 | 0 | 2.3497e-05 | 0.00011416 | 0 | 0.04149 | 0 | 0.04511 | 0.55602 | 0 | 0
3959 | 1 | 9.2601e-05 | 4.3463e-06 | 0 | 9.3987e-06 | 0.00011416 | 0 | 0.064356 | 0 | 0.058179 | 0.55169 | 0 | 0
3960 | 1 | 8.8613e-05 | 1.0078e-05 | 0 | 5.8742e-06 | 0.00011416 | 0 | 0.13484 | 0 | 0.06172 | 0.54898 | 0 | 0
3961 | 1 | 7.5594e-05 | 1.7283e-05 | 0 | 2.3497e-06 | 0.00011416 | 0 | 0.26014 | 0 | 0.036425 | 0.54921 | 0 | 0
3962 | 1 | 6.0434e-05 | 2.4182e-05 | 0 | 1.1748e-06 | 0.00011416 | 0 | 0.24682 | 0 | 0.063153 | 0.55006 | 0 | 0
3963 | 1 | 5.5614e-05 | 3.0132e-05 | 0 | 1.4098e-05 | 0.00011416 | 0 | 0.188 | 0 | 0.048735 | 0.54614 | 0 | 0
3964 | 1 | 6.1469e-05 | 2.8236e-05 | 0 | 3.7595e-05 | 0.00011416 | 0.0059625 | 0.13296 | 0 | 0.067369 | 0.54722 | 0 | 0
3965 | 1 | 9.0108e-05 | 1.4133e-05 | 0 | 9.3987e-05 | 0.00011416 | 0.052811 | 0.10031 | 0 | 0.13246 | 0.57072 | 0 | 0
3966 | 1 | 0.00012385 | 0 | 0 | 0.0001821 | 0.00011416 | 0.14779 | 0.090405 | 0 | 0.32496 | 0.5764 | 0 | 0
3967 | 1 | 0.00014683 | 0 | 0 | 0.0001586 | 0.00011416 | 0.24744 | 0.12494 | 0 | 0.35152 | 0.58885 | 0 | 0
3968 | 1 | 0.00016128 | 0 | 0 | 0.00014685 | 0.00011416 | 0.32538 | 0.15512 | 0 | 0.33044 | 0.58402 | 0 | 0
3969 | 1 | 0.00016614 | 0 | 0 | 0.00016448 | 0.00011416 | 0.41099 | 0.14757 | 0 | 0.33272 | 0.57762 | 0 | 0
3970 | 1 | 0.00017093 | 0 | 0 | 0.00018797 | 0.00011416 | 0.48211 | 0.14569 | 0 | 0.32108 | 0.58163 | 0 | 0
3971 | 1 | 0.00017579 | 0 | 0 | 0.00020677 | 0.00011416 | 0.44293 | 0.2302 | 0 | 0.1941 | 0.57762 | 0 | 0
3972 | 1 | 0.00017519 | 0 | 0 | 0.00018797 | 0.00011416 | 0.38075 | 0.46087 | 0 | 0.1414 | 0.56946 | 0 | 0
3973 | 1 | 0.00016629 | 0 | 0 | 0.00019032 | 0.00011416 | 0.3948 | 0.48479 | 0 | 0.074958 | 0.56165 | 0 | 0
3974 | 1 | 0.00017082 | 0 | 0 | 0.00021382 | 0.00011416 | 0.40162 | 0.48091 | 0 | 0.069224 | 0.56653 | 0 | 0
3975 | 1 | 0.00015712 | 0 | 0 | 0.00022322 | 0.00011416 | 0.35051 | 0.48786 | 0 | 0.064081 | 0.56806 | 0 | 0
3976 | 1 | 0.00015786 | 0 | 0 | 0.00022322 | 0.00011416 | 0.25426 | 0.58003 | 0 | 0.17782 | 0.57081 | 0 | 0
3977 | 1 | 0.00015277 | 0 | 0 | 0.00016448 | 0.00011416 | 0.1661 | 0.54844 | 0 | 0.2446 | 0.58732 | 0 | 0.00030086
3978 | 1 | 0.00015513 | 0 | 0 | 0.00011748 | 0.00011416 | 0.077939 | 0.42008 | 0 | 0.27538 | 0.58637 | 0 | 0
3979 | 1 | 0.0001487 | 2.9607e-06 | 0 | 8.8113e-05 | 0.00011416 | 0.022147 | 0.38637 | 0 | 0.23221 | 0.58168 | 0 | 0
3980 | 1 | 0.00013285 | 1.4279e-05 | 0 | 5.8742e-05 | 0.00011416 | 0.0017036 | 0.35938 | 0 | 0.24705 | 0.57604 | 0 | 0
3981 | 1 | 0.00012439 | 2.1265e-05 | 0 | 3.7595e-05 | 0.00011416 | 0 | 0.36009 | 0 | 0.26206 | 0.57 | 0 | 0
3982 | 1 | 0.00010703 | 2.7318e-05 | 0 | 2.3497e-05 | 0.00011416 | 0 | 0.32402 | 0 | 0.088617 | 0.56386 | 0 | 0
3983 | 1 | 9.9039e-05 | 3.2831e-05 | 0 | 9.3987e-06 | 0.00011416 | 0 | 0.31436 | 0 | 0.042411 | 0.56562 | 0 | 0
3984 | 1 | 8.2845e-05 | 3.8986e-05 | 0 | 5.8742e-06 | 0.00011416 | 0 | 0.3516 | 0 | 0.032125 | 0.56747 | 0 | 0
3985 | 1 | 6.7245e-05 | 4.5388e-05 | 0 | 2.3497e-06 | 0.00011416 | 0 | 0.42315 | 0 | 0.020995 | 0.56292 | 0 | 0
3986 | 1 | 6.3875e-05 | 5.1616e-05 | 0 | 1.1748e-06 | 0.00011416 | 0 | 0.43281 | 0 | 0.021332 | 0.56468 | 0 | 0
3987 | 1 | 6.3742e-05 | 5.7494e-05 | 0 | 1.4098e-05 | 0.00011416 | 0 | 0.41478 | 0 | 0.023524 | 0.56328 | 0 | 0
3988 | 1 | 6.4605e-05 | 5.9871e-05 | 0 | 3.7595e-05 | 0.00011416 | 0.0072402 | 0.37541 | 0 | 0.040051 | 0.56567 | 0 | 0
3989 | 1 | 8.0523e-05 | 5.3118e-05 | 0 | 9.3987e-05 | 0.00011416 | 0.050681 | 0.3786 | 0 | 0.18642 | 0.57812 | 0 | 0
3990 | 1 | 0.00010902 | 3.9802e-05 | 0 | 0.0001821 | 0.00011416 | 0.14864 | 0.34618 | 0 | 0.24047 | 0.61442 | 0 | 0
3991 | 1 | 0.00014812 | 2.2563e-05 | 0 | 0.0001586 | 0.00011416 | 0.25128 | 0.29573 | 0 | 0.26956 | 0.61799 | 0 | 0
3992 | 1 | 0.00016375 | 7.2925e-06 | 0 | 0.00014685 | 0.00011416 | 0.33731 | 0.28418 | 0 | 0.2731 | 0.61993 | 0 | 0
3993 | 1 | 0.00016854 | 0 | 0 | 0.00016448 | 0.00011416 | 0.38543 | 0.27181 | 0 | 0.2247 | 0.62376 | 0 | 0
3994 | 1 | 0.00017244 | 0 | 0 | 0.00018797 | 0.00011416 | 0.44037 | 0.27982 | 0 | 0.21931 | 0.62953 | 0 | 0
3995 | 1 | 0.00017386 | 0 | 0 | 0.00020677 | 0.00011416 | 0.47189 | 0.26662 | 0 | 0.13415 | 0.62692 | 0 | 0
3996 | 1 | 0.00016222 | 0 | 0 | 0.00018797 | 0.00011416 | 0.48552 | 0.29243 | 0 | 0.1355 | 0.61172 | 0 | 0.0034877
3997 | 1 | 0.00015684 | 0 | 0 | 0.00019032 | 0.00011416 | 0.47615 | 0.29668 | 0 | 0.060371 | 0.61659 | 0 | 0
3998 | 1 | 0.0001555 | 0 | 0 | 0.00021382 | 0.00011416 | 0.43782 | 0.26744 | 0 | 0.06973 | 0.622 | 0 | 0
3999 | 1 | 0.00015327 | 0 | 0 | 0.00022322 | 0.00011416 | 0.37308 | 0.24446 | 0 | 0.073862 | 0.63228 | 0 | 0
4000 | 1 | 0.00014795 | 0 | 0 | 0.00022322 | 0.00011416 | 0.28876 | 0.1926 | 0 | 0.090135 | 0.64442 | 0 | 0
4001 | 1 | 0.00015356 | 0 | 0 | 0.00016448 | 0.00011416 | 0.1908 | 0.14298 | 0 | 0.14503 | 0.65213 | 0 | 0
4002 | 1 | 0.00014954 | 5.3818e-06 | 0 | 0.00011748 | 0.00011416 | 0.089438 | 0.13496 | 0 | 0.12277 | 0.65213 | 0 | 0
4003 | 1 | 0.00013887 | 2.2767e-05 | 0 | 8.8113e-05 | 0.00011416 | 0.027683 | 0.11999 | 0 | 0.12428 | 0.64843 | 0 | 0
4004 | 1 | 0.00012626 | 3.6258e-05 | 0 | 5.8742e-05 | 0.00011416 | 0.0029813 | 0.15193 | 0 | 0.1242 | 0.64221 | 0 | 0
4005 | 1 | 0.00011541 | 4.549e-05 | 0 | 3.7595e-05 | 0.00011416 | 0 | 0.17786 | 0 | 0.1258 | 0.63774 | 0 | 0
4006 | 1 | 0.00010201 | 5.4023e-05 | 0 | 2.3497e-05 | 0.00011416 | 0 | 0.19165 | 0 | 0.029764 | 0.63991 | 0 | 0
4007 | 1 | 8.1207e-05 | 6.1432e-05 | 0 | 9.3987e-06 | 0.00011416 | 0 | 0.22065 | 0 | 0.01855 | 0.63197 | 0 | 0
4008 | 1 | 8.046e-05 | 6.976e-05 | 0 | 5.8742e-06 | 0.00011416 | 0 | 0.26792 | 0 | 0.036003 | 0.63143 | 0 | 0
4009 | 1 | 6.7819e-05 | 7.8802e-05 | 0 | 2.3497e-06 | 0.00011416 | 0 | 0.31223 | 0 | 0.039966 | 0.6303 | 0 | 0
4010 | 1 | 6.3746e-05 | 8.8297e-05 | 0 | 1.1748e-06 | 0.00011416 | 0 | 0.32709 | 0 | 0.038027 | 0.62895 | 0 | 0
4011 | 1 | 5.9561e-05 | 9.7179e-05 | 0 | 1.4098e-05 | 0.00011416 | 0 | 0.36457 | 0 | 0.028162 | 0.62687 | 0 | 0
4012 | 1 | 6.3295e-05 | 9.979e-05 | 0 | 3.7595e-05 | 0.00011416 | 0.0068143 | 0.47148 | 0 | 0.035666 | 0.6262 | 0 | 0
4013 | 1 | 8.1571e-05 | 8.4739e-05 | 0 | 9.3987e-05 | 0.00011416 | 0.048552 | 0.41301 | 0 | 0.060034 | 0.63052 | 0 | 0
4014 | 1 | 0.00011495 | 6.0703e-05 | 0 | 0.0001821 | 0.00011416 | 0.1431 | 0.30858 | 0 | 0.082799 | 0.65641 | 0 | 0.050009
4015 | 1 | 0.00014295 | 3.7644e-05 | 0 | 0.0001586 | 0.00011416 | 0.24191 | 0.3707 | 0 | 0.093339 | 0.65975 | 0 | 0.11527
4016 | 1 | 0.00016557 | 1.6189e-05 | 0 | 0.00014685 | 0.00011416 | 0.34497 | 0.45674 | 0 | 0.090051 | 0.65204 | 0 | 0
4017 | 1 | 0.00016821 | 0 | 0 | 0.00016448 | 0.00011416 | 0.43995 | 0.50754 | 0 | 0.040219 | 0.64947 | 0 | 0
4018 | 1 | 0.00016669 | 0 | 0 | 0.00018797 | 0.00011416 | 0.51533 | 0.44613 | 0 | 0.051771 | 0.65429 | 0 | 0
4019 | 1 | 0.00016875 | 0 | 0 | 0.00020677 | 0.00011416 | 0.5609 | 0.43718 | 0 | 0.038533 | 0.65303 | 0 | 0
4020 | 1 | 0.00016121 | 0 | 0 | 0.00018797 | 0.00011416 | 0.56261 | 0.40064 | 0 | 0.037184 | 0.6436 | 0 | 0
4021 | 1 | 0.00016533 | 0 | 0 | 0.00019032 | 0.00011416 | 0.54387 | 0.37565 | 0 | 0.038533 | 0.64144 | 0 | 0.033941
4022 | 1 | 0.00016344 | 0 | 0 | 0.00021382 | 0.00011416 | 0.51533 | 0.2731 | 0 | 0.059949 | 0.64293 | 0 | 0.032025
4023 | 1 | 0.0001585 | 0 | 0 | 0.00022322 | 0.00011416 | 0.46295 | 0.22937 | 0 | 0.073524 | 0.64951 | 0 | 0
4024 | 1 | 0.00015729 | 0 | 0 | 0.00022322 | 0.00011416 | 0.36031 | 0.17362 | 0 | 0.060708 | 0.65655 | 0 | 0.009204
4025 | 1 | 0.00015562 | 0 | 0 | 0.00016448 | 0.00011416 | 0.24872 | 0.1669 | 0 | 0.13288 | 0.66228 | 0 | 0.0048026
4026 | 1 | 0.00015569 | 1.0764e-05 | 0 | 0.00011748 | 0.00011416 | 0.13203 | 0.14639 | 0 | 0.17192 | 0.66128 | 0 | 0
4027 | 1 | 0.00014552 | 4.234e-05 | 0 | 8.8113e-05 | 0.00011416 | 0.043867 | 0.13897 | 0 | 0.17934 | 0.6575 | 0 | 0
4028 | 1 | 0.00013226 | 6.5049e-05 | 0 | 5.8742e-05 | 0.00011416 | 0.0063884 | 0.16997 | 0 | 0.1758 | 0.64839 | 0 | 0
4029 | 1 | 0.00011952 | 7.326e-05 | 0 | 3.7595e-05 | 0.00011416 | 0 | 0.16231 | 0 | 0.1925 | 0.63955 | 0 | 0
4030 | 1 | 0.0001079 | 8.0203e-05 | 0 | 2.3497e-05 | 0.00011416 | 0 | 0.13072 | 0 | 0.10152 | 0.62615 | 0 | 0
4031 | 1 | 9.0746e-05 | 8.7801e-05 | 0 | 9.3987e-06 | 0.00011416 | 0 | 0.11598 | 0 | 0.026813 | 0.60121 | 0 | 0
4032 | 1 | 0.00010546 | 9.4029e-05 | 0 | 5.8742e-06 | 0.00011416 | 0 | 0.13885 | 0 | 0.043255 | 0.60653 | 0 | 0
4033 | 1 | 9.2407e-05 | 9.9907e-05 | 0 | 2.3497e-06 | 0.00011416 | 0 | 0.15347 | 0 | 0.033642 | 0.60622 | 0 | 0
4034 | 1 | 9.0203e-05 | 0.00010571 | 0 | 1.1748e-06 | 0.00011416 | 0 | 0.15794 | 0 | 0.031282 | 0.60283 | 0 | 0
4035 | 1 | 8.4517e-05 | 0.0001112 | 0 | 1.4098e-05 | 0.00011416 | 0 | 0.1616 | 0 | 0.037099 | 0.59756 | 0 | 0
4036 | 1 | 8.7607e-05 | 0.00010716 | 0 | 3.7595e-05 | 0.00011416 | 0.0093697 | 0.15205 | 0 | 0.048314 | 0.59629 | 0 | 0
4037 | 1 | 0.00010602 | 7.6425e-05 | 0 | 9.3987e-05 | 0.00011416 | 0.063458 | 0.11327 | 0 | 0.13769 | 0.61194 | 0 | 0
4038 | 1 | 0.0001308 | 5.0478e-05 | 0 | 0.0001821 | 0.00011416 | 0.1793 | 0.072136 | 0 | 0.15278 | 0.62813 | 0 | 0
4039 | 1 | 0.00017424 | 2.3175e-05 | 0 | 0.0001586 | 0.00011416 | 0.29983 | 0.051273 | 0 | 0.1747 | 0.63594 | 0 | 0
4040 | 1 | 0.00019641 | 3.1795e-06 | 0 | 0.00014685 | 0.00011416 | 0.41099 | 0.060231 | 0 | 0.19755 | 0.62592 | 0 | 0
4041 | 1 | 0.00019688 | 0 | 0 | 0.00016448 | 0.00011416 | 0.49404 | 0.072961 | 0 | 0.17698 | 0.63427 | 0 | 0
4042 | 1 | 0.00019391 | 0 | 0 | 0.00018797 | 0.00011416 | 0.5362 | 0.11645 | 0 | 0.16771 | 0.6312 | 0 | 0
4043 | 1 | 0.00019925 | 0 | 0 | 0.00020677 | 0.00011416 | 0.54472 | 0.21488 | 0 | 0.095278 | 0.6174 | 0 | 0.051959
4044 | 1 | 0.00019056 | 0 | 0 | 0.00018797 | 0.00011416 | 0.52342 | 0.23138 | 0 | 0.10801 | 0.60134 | 0 | 0.045307
4045 | 1 | 0.00018867 | 0 | 0 | 0.00019032 | 0.00011416 | 0.49702 | 0.1517 | 0 | 0.1172 | 0.60351 | 0 | 0.031746
4046 | 1 | 0.00018646 | 0 | 0 | 0.00021382 | 0.00011416 | 0.45911 | 0.12706 | 0 | 0.055902 | 0.60252 | 0 | 0
4047 | 1 | 0.00018895 | 0 | 0 | 0.00022322 | 0.00011416 | 0.39566 | 0.13838 | 0 | 0.051855 | 0.60996 | 0 | 0.0017271
4048 | 1 | 0.00018784 | 0 | 0 | 0.00022322 | 0.00011416 | 0.3109 | 0.12553 | 0 | 0.046543 | 0.61957 | 0 | 0.018419
4049 | 1 | 0.00018763 | 0 | 0 | 0.00016448 | 0.00011416 | 0.21508 | 0.14203 | 0 | 0.049157 | 0.62155 | 0 | 0.0048249
4050 | 1 | 0.00018296 | 0 | 0 | 0.00011748 | 0.00011416 | 0.10647 | 0.22949 | 0 | 0.091653 | 0.61871 | 0 | 0
4051 | 1 | 0.00016557 | 5.6298e-06 | 0 | 8.8113e-05 | 0.00011416 | 0.033646 | 0.28748 | 0 | 0.10759 | 0.61167 | 0 | 0
4052 | 1 | 0.00015501 | 2.0769e-05 | 0 | 5.8742e-05 | 0.00011416 | 0.0046848 | 0.30764 | 0 | 0.099663 | 0.59435 | 0 | 0
4053 | 1 | 0.00013669 | 2.8368e-05 | 0 | 3.7595e-05 | 0.00011416 | 0 | 0.31459 | 0 | 0.10118 | 0.58276 | 0 | 0
4054 | 1 | 0.00013048 | 3.5573e-05 | 0 | 2.3497e-05 | 0.00011416 | 0 | 0.27687 | 0 | 0.027909 | 0.56946 | 0 | 0
4055 | 1 | 0.00011641 | 4.0371e-05 | 0 | 9.3987e-06 | 0.00011416 | 0 | 0.20097 | 0 | 0.027487 | 0.55642 | 0 | 0
4056 | 1 | 9.6959e-05 | 4.3959e-05 | 0 | 5.8742e-06 | 0.00011416 | 0 | 0.1425 | 0 | 0.048735 | 0.55602 | 0 | 0
4057 | 1 | 9.0384e-05 | 4.7401e-05 | 0 | 2.3497e-06 | 0.00011416 | 0 | 0.13708 | 0 | 0.039292 | 0.55097 | 0 | 0
4058 | 1 | 7.9233e-05 | 5.1281e-05 | 0 | 1.1748e-06 | 0.00011416 | 0 | 0.1524 | 0 | 0.039123 | 0.55038 | 0 | 0
4059 | 1 | 7.4532e-05 | 5.4621e-05 | 0 | 1.4098e-05 | 0.00011416 | 0 | 0.14392 | 0 | 0.037099 | 0.54966 | 0 | 0
4060 | 1 | 8.072e-05 | 5.5437e-05 | 0 | 3.7595e-05 | 0.00011416 | 0.0063884 | 0.13378 | 0 | 0.039966 | 0.54857 | 0 | 0
4061 | 1 | 0.00010081 | 5.0041e-05 | 0 | 9.3987e-05 | 0.00011416 | 0.050256 | 0.14392 | 0 | 0.056408 | 0.57956 | 0 | 0
4062 | 1 | 0.00013198 | 4.253e-05 | 0 | 0.0001821 | 0.00011416 | 0.1529 | 0.16231 | 0 | 0.14132 | 0.59449 | 0 | 0
4063 | 1 | 0.00014847 | 2.7347e-05 | 0 | 0.0001586 | 0.00011416 | 0.26065 | 0.19625 | 0 | 0.15413 | 0.60265 | 0 | 0.0011477
4064 | 1 | 0.00016556 | 6.4465e-06 | 0 | 0.00014685 | 0.00011416 | 0.37095 | 0.29338 | 0 | 0.17142 | 0.60527 | 0 | 0.48389
4065 | 1 | 0.00016973 | 0 | 0 | 0.00016448 | 0.00011416 | 0.4638 | 0.38685 | 0 | 0.14916 | 0.6059 | 0 | 0.30762
4066 | 1 | 0.00017318 | 0 | 0 | 0.00018797 | 0.00011416 | 0.53066 | 0.35537 | 0 | 0.10793 | 0.60441 | 0 | 0.0098949
4067 | 1 | 0.00018344 | 0 | 0 | 0.00020677 | 0.00011416 | 0.5707 | 0.29302 | 0 | 0.096627 | 0.60369 | 0 | 0
4068 | 1 | 0.000172 | 0 | 0 | 0.00018797 | 0.00011416 | 0.58305 | 0.25177 | 0 | 0.093508 | 0.60346 | 0 | 0
4069 | 1 | 0.00016641 | 0 | 0 | 0.00019032 | 0.00011416 | 0.56261 | 0.20391 | 0 | 0.031197 | 0.59034 | 0 | 0
4070 | 1 | 0.00015612 | 0 | 0 | 0.00021382 | 0.00011416 | 0.50043 | 0.22867 | 0 | 0.030523 | 0.58691 | 0 | 0
4071 | 1 | 0.00015513 | 0 | 0 | 0.00022322 | 0.00011416 | 0.4046 | 0.24611 | 0 | 0.031535 | 0.59607 | 0 | 0
4072 | 1 | 0.00014918 | 0 | 0 | 0.00022322 | 0.00011416 | 0.31729 | 0.21499 | 0 | 0.10202 | 0.60987 | 0 | 0
4073 | 1 | 0.00013953 | 9.9323e-06 | 0 | 0.00016448 | 0.00011416 | 0.22359 | 0.21947 | 0 | 0.11686 | 0.63043 | 0 | 0.0045463
4074 | 1 | 0.00014588 | 2.599e-05 | 0 | 0.00011748 | 0.00011416 | 0.1167 | 0.22419 | 0 | 0.10337 | 0.63134 | 0 | 0
4075 | 1 | 0.00013223 | 4.7926e-05 | 0 | 8.8113e-05 | 0.00011416 | 0.040886 | 0.28442 | 0 | 0.084148 | 0.62592 | 0 | 0
4076 | 1 | 0.00011634 | 6.6478e-05 | 0 | 5.8742e-05 | 0.00011416 | 0.0059625 | 0.29915 | 0 | 0.039292 | 0.62245 | 0 | 0
4077 | 1 | 0.00011182 | 7.6586e-05 | 0 | 3.7595e-05 | 0.00011416 | 0 | 0.32284 | 0 | 0.024368 | 0.6128 | 0 | 0
4078 | 1 | 9.8212e-05 | 8.4855e-05 | 0 | 2.3497e-05 | 0.00011416 | 0 | 0.37683 | 0 | 0.012901 | 0.61203 | 0 | 0
4079 | 1 | 6.7434e-05 | 9.2148e-05 | 0 | 9.3987e-06 | 0.00011416 | 0 | 0.37506 | 0 | 0.00371 | 0.59323 | 0 | 0
4080 | 1 | 6.0728e-05 | 9.8842e-05 | 0 | 5.8742e-06 | 0.00011416 | 0 | 0.32249 | 0 | 0.0029511 | 0.58732 | 0 | 0
4081 | 1 | 5.9632e-05 | 0.00010425 | 0 | 2.3497e-06 | 0.00011416 | 0 | 0.27487 | 0 | 0.010034 | 0.58777 | 0 | 0
4082 | 1 | 6.3292e-05 | 0.00010815 | 0 | 1.1748e-06 | 0.00011416 | 0 | 0.26332 | 0 | 0.0096121 | 0.58601 | 0 | 0
4083 | 1 | 5.493e-05 | 0.00011185 | 0 | 1.4098e-05 | 0.00011416 | 0 | 0.26179 | 0 | 0.01543 | 0.58281 | 0 | 0
4084 | 1 | 5.4858e-05 | 0.00011004 | 0 | 3.7595e-05 | 0.00011416 | 0.008092 | 0.22489 | 0 | 0.026897 | 0.58006 | 0 | 0
4085 | 1 | 6.6939e-05 | 9.6582e-05 | 0 | 9.3987e-05 | 0.00011416 | 0.055792 | 0.16431 | 0 | 0.019562 | 0.60089 | 0 | 0
4086 | 1 | 8.5018e-05 | 7.9619e-05 | 0 | 0.0001821 | 0.00011416 | 0.14736 | 0.10137 | 0 | 0.029342 | 0.61808 | 0 | 0
4087 | 1 | 0.00010343 | 6.3109e-05 | 0 | 0.0001586 | 0.00011416 | 0.2368 | 0.096888 | 0 | 0.014924 | 0.62268 | 0 | 0
4088 | 1 | 0.00011217 | 5.0814e-05 | 0 | 0.00014685 | 0.00011416 | 0.32666 | 0.099364 | 0 | 0.10396 | 0.62547 | 0 | 0
4089 | 1 | 0.00011461 | 4.1757e-05 | 0 | 0.00016448 | 0.00011416 | 0.4063 | 0.11645 | 0 | 0.094351 | 0.62385 | 0 | 0
4090 | 1 | 0.00011715 | 3.5164e-05 | 0 | 0.00018797 | 0.00011416 | 0.44506 | 0.10856 | 0 | 0.056239 | 0.62484 | 0 | 0
4091 | 1 | 0.00012807 | 2.8324e-05 | 0 | 0.00020677 | 0.00011416 | 0.45102 | 0.10549 | 0 | 0.037437 | 0.61257 | 0 | 0
4092 | 1 | 0.00012032 | 2.4065e-05 | 0 | 0.00018797 | 0.00011416 | 0.46167 | 0.12199 | 0 | 0.034401 | 0.60856 | 0 | 0.0058054
4093 | 1 | 0.00011929 | 2.2023e-05 | 0 | 0.00019032 | 0.00011416 | 0.42164 | 0.19849 | 0 | 0.02285 | 0.61686 | 0 | 0
4094 | 1 | 0.00010396 | 2.2928e-05 | 0 | 0.00021382 | 0.00011416 | 0.37862 | 0.31318 | 0 | 0.013744 | 0.60915 | 0 | 0
4095 | 1 | 0.00010568 | 2.6122e-05 | 0 | 0.00022322 | 0.00011416 | 0.34838 | 0.42727 | 0 | 0.027487 | 0.6059 | 0 | 0
4096 | 1 | 0.00010104 | 3.2656e-05 | 0 | 0.00022322 | 0.00011416 | 0.28876 | 0.36386 | 0 | 0.041906 | 0.61343 | 0 | 0
4097 | 1 | 0.00010279 | 4.2296e-05 | 0 | 0.00016448 | 0.00011416 | 0.2121 | 0.49198 | 0 | 0.020152 | 0.62187 | 0 | 0
4098 | 1 | 9.0255e-05 | 5.6065e-05 | 0 | 0.00011748 | 0.00011416 | 0.11457 | 0.59653 | 0 | 0.031029 | 0.62859 | 0 | 0
4099 | 1 | 7.6793e-05 | 7.6804e-05 | 0 | 8.8113e-05 | 0.00011416 | 0.040034 | 0.47961 | 0 | 0.01484 | 0.63273 | 0 | 0
4100 | 1 | 7.1388e-05 | 9.1448e-05 | 0 | 5.8742e-05 | 0.00011416 | 0.0059625 | 0.55481 | 0 | 0.0047218 | 0.63093 | 0 | 0
4101 | 1 | 6.35e-05 | 9.8171e-05 | 0 | 3.7595e-05 | 0.00011416 | 0 | 0.61044 | 0 | 0.077572 | 0.62601 | 0 | 0
4102 | 1 | 6.0384e-05 | 0.00010347 | 0 | 2.3497e-05 | 0.00011416 | 0 | 0.53088 | 0 | 0.0059865 | 0.61708 | 0 | 0
4103 | 1 | 5.115e-05 | 0.00010797 | 0 | 9.3987e-06 | 0.00011416 | 0 | 0.49128 | 0 | 0.0040472 | 0.61068 | 0 | 0
4104 | 1 | 4.3528e-05 | 0.00011286 | 0 | 5.8742e-06 | 0.00011416 | 0 | 0.50071 | 0 | 0.0043845 | 0.61415 | 0 | 0
4105 | 1 | 3.8181e-05 | 0.00011764 | 0 | 2.3497e-06 | 0.00011416 | 0 | 0.4776 | 0 | 0.0046374 | 0.60599 | 0 | 0
4106 | 1 | 2.7015e-05 | 0.00012224 | 0 | 1.1748e-06 | 0.00011416 | 0 | 0.43187 | 0 | 0.026138 | 0.60211 | 0 | 0
4107 | 1 | 2.1751e-05 | 0.00012527 | 0 | 1.4098e-05 | 0.00011416 | 0 | 0.38944 | 0 | 0.032462 | 0.59972 | 0 | 0
4108 | 1 | 2.2119e-05 | 0.00012416 | 0 | 3.7595e-05 | 0.00011416 | 0.0089438 | 0.32273 | 0 | 0.032968 | 0.59756 | 0 | 0
4109 | 1 | 2.9123e-05 | 0.00010953 | 0 | 9.3987e-05 | 0.00011416 | 0.061755 | 0.28678 | 0 | 0.036594 | 0.60459 | 0 | 0
4110 | 1 | 3.9372e-05 | 8.8822e-05 | 0 | 0.0001821 | 0.00011416 | 0.17547 | 0.31141 | 0 | 0.039966 | 0.62435 | 0 | 0
4111 | 1 | 5.5422e-05 | 6.7397e-05 | 0 | 0.0001586 | 0.00011416 | 0.30281 | 0.31388 | 0 | 0.03828 | 0.63612 | 0 | 0
4112 | 1 | 6.9851e-05 | 4.6891e-05 | 0 | 0.00014685 | 0.00011416 | 0.43697 | 0.31483 | 0 | 0.017369 | 0.63855 | 0 | 0
4113 | 1 | 7.6237e-05 | 2.8645e-05 | 0 | 0.00016448 | 0.00011416 | 0.54642 | 0.30752 | 0 | 0.020742 | 0.63882 | 0 | 0
4114 | 1 | 8.6506e-05 | 1.1989e-05 | 0 | 0.00018797 | 0.00011416 | 0.61031 | 0.26591 | 0 | 0.03769 | 0.63955 | 0 | 0
4115 | 1 | 9.4643e-05 | 7.2925e-08 | 0 | 0.00020677 | 0.00011416 | 0.64353 | 0.22984 | 0 | 0.028415 | 0.63531 | 0 | 0
4116 | 1 | 9.1089e-05 | 0 | 0 | 0.00018797 | 0.00011416 | 0.63671 | 0.34206 | 0 | 0.016189 | 0.62421 | 0 | 0
4117 | 1 | 8.13e-05 | 0 | 0 | 0.00019032 | 0.00011416 | 0.60051 | 0.3331 | 0 | 0.017285 | 0.61754 | 0 | 0
4118 | 1 | 7.7729e-05 | 0 | 0 | 0.00021382 | 0.00011416 | 0.54642 | 0.24823 | 0 | 0.031703 | 0.61294 | 0 | 0
4119 | 1 | 7.844e-05 | 0 | 0 | 0.00022322 | 0.00011416 | 0.47147 | 0.20026 | 0 | 0.027572 | 0.6091 | 0 | 0
4120 | 1 | 8.1767e-05 | 0 | 0 | 0.00022322 | 0.00011416 | 0.36244 | 0.26874 | 0 | 0.032715 | 0.6123 | 0 | 0
4121 | 1 | 8.6339e-05 | 0 | 0 | 0.00016448 | 0.00011416 | 0.24744 | 0.16337 | 0 | 0.038027 | 0.62516 | 0 | 0
4122 | 1 | 8.5987e-05 | 1.2601e-05 | 0 | 0.00011748 | 0.00011416 | 0.1316 | 0.24234 | 0 | 0.023356 | 0.63355 | 0 | 0
4123 | 1 | 7.6739e-05 | 4.3842e-05 | 0 | 8.8113e-05 | 0.00011416 | 0.044719 | 0.2546 | 0 | 0.060708 | 0.64554 | 0 | 0
4124 | 1 | 7.5965e-05 | 6.4422e-05 | 0 | 5.8742e-05 | 0.00011416 | 0.0055366 | 0.21464 | 0 | 0.059359 | 0.64365 | 0 | 0
4125 | 1 | 7.6402e-05 | 7.132e-05 | 0 | 3.7595e-05 | 0.00011416 | 0 | 0.17845 | 0 | 0.069646 | 0.63603 | 0 | 0
4126 | 1 | 7.8519e-05 | 7.6761e-05 | 0 | 2.3497e-05 | 0.00011416 | 0 | 0.14486 | 0 | 0.0075042 | 0.61875 | 0 | 0
4127 | 1 | 6.6265e-05 | 8.2317e-05 | 0 | 9.3987e-06 | 0.00011416 | 0 | 0.12494 | 0 | 0.0036256 | 0.58055 | 0 | 0
4128 | 1 | 6.3302e-05 | 8.6605e-05 | 0 | 5.8742e-06 | 0.00011416 | 0 | 0.094295 | 0 | 0.00075885 | 0.57951 | 0 | 0
4129 | 1 | 5.7029e-05 | 9.0106e-05 | 0 | 2.3497e-06 | 0.00011416 | 0 | 0.051273 | 0 | 0.021332 | 0.57893 | 0 | 0
4130 | 1 | 5.689e-05 | 9.2906e-05 | 0 | 1.1748e-06 | 0.00011416 | 0 | 0.033828 | 0 | 0.026476 | 0.57776 | 0 | 0
4131 | 1 | 5.0477e-05 | 9.4773e-05 | 0 | 1.4098e-05 | 0.00011416 | 0 | 0.046794 | 0 | 0.028246 | 0.57316 | 0 | 0
4132 | 1 | 5.5386e-05 | 8.9377e-05 | 0 | 3.7595e-05 | 0.00011416 | 0.0085179 | 0.068718 | 0 | 0.0077572 | 0.56765 | 0 | 0
4133 | 1 | 7.5611e-05 | 6.0878e-05 | 0 | 9.3987e-05 | 0.00011416 | 0.047274 | 0.10691 | 0 | 0.14148 | 0.59647 | 0 | 0
4134 | 1 | 0.00010517 | 3.5952e-05 | 0 | 0.0001821 | 0.00011416 | 0.13288 | 0.074493 | 0 | 0.20152 | 0.61677 | 0 | 0.005616
4135 | 1 | 0.0001401 | 8.6197e-06 | 0 | 0.0001586 | 0.00011416 | 0.24276 | 0.054455 | 0 | 0.19755 | 0.62399 | 0 | 0.072384
4136 | 1 | 0.00015751 | 0 | 0 | 0.00014685 | 0.00011416 | 0.36755 | 0.044437 | 0 | 0.11973 | 0.62205 | 0 | 0.25587
4137 | 1 | 0.00016491 | 0 | 0 | 0.00016448 | 0.00011416 | 0.46848 | 0.051155 | 0 | 0.12175 | 0.61993 | 0 | 0.46566
4138 | 1 | 0.00016776 | 0 | 0 | 0.00018797 | 0.00011416 | 0.53663 | 0.072018 | 0 | 0.12631 | 0.63134 | 0 | 0.73839
4139 | 1 | 0.00016883 | 0 | 0 | 0.00020677 | 0.00011416 | 0.57581 | 0.10231 | 0 | 0.11847 | 0.62304 | 0 | 0.51721
4140 | 1 | 0.00015877 | 0 | 0 | 0.00018797 | 0.00011416 | 0.59284 | 0.11327 | 0 | 0.11501 | 0.61217 | 0 | 0.12782
4141 | 1 | 0.00015989 | 0 | 0 | 0.00019032 | 0.00011416 | 0.54898 | 0.10738 | 0 | 0.16096 | 0.60712 | 0 | 0.30014
4142 | 1 | 0.00015522 | 0 | 0 | 0.00021382 | 0.00011416 | 0.45656 | 0.089109 | 0 | 0.15388 | 0.60315 | 0 | 0.19839
4143 | 1 | 0.00015072 | 0 | 0 | 0.00022322 | 0.00011416 | 0.39012 | 0.12447 | 0 | 0.18524 | 0.5985 | 0 | 0.0017383
4144 | 1 | 0.00014407 | 0 | 0 | 0.00022322 | 0.00011416 | 0.31559 | 0.25872 | 0 | 0.22142 | 0.60428 | 0 | 0.001326
4145 | 1 | 0.00013656 | 0 | 0 | 0.00016448 | 0.00011416 | 0.20443 | 0.14345 | 0 | 0.21897 | 0.62462 | 0 | 0.0036994
4146 | 1 | 0.00013982 | 0 | 0 | 0.00011748 | 0.00011416 | 0.10051 | 0.24941 | 0 | 0.20641 | 0.61808 | 0 | 0
4147 | 1 | 0.00012704 | 1.037e-05 | 0 | 8.8113e-05 | 0.00011416 | 0.035349 | 0.37459 | 0 | 0.15607 | 0.61307 | 0 | 0
4148 | 1 | 0.00011628 | 2.4444e-05 | 0 | 5.8742e-05 | 0.00011416 | 0.0051107 | 0.45014 | 0 | 0.11872 | 0.60477 | 0 | 0
4149 | 1 | 0.00011008 | 3.4508e-05 | 0 | 3.7595e-05 | 0.00011416 | 0 | 0.19283 | 0 | 0.14258 | 0.59598 | 0 | 0
4150 | 1 | 0.00010228 | 4.3667e-05 | 0 | 2.3497e-05 | 0.00011416 | 0 | 0.047855 | 0 | 0.14553 | 0.5902 | 0 | 0
4151 | 1 | 8.189e-05 | 5.0026e-05 | 0 | 9.3987e-06 | 0.00011416 | 0 | 0.054573 | 0 | 0.031366 | 0.57505 | 0 | 0
4152 | 1 | 8.9416e-05 | 5.3673e-05 | 0 | 5.8742e-06 | 0.00011416 | 0 | 0.095827 | 0 | 0.042833 | 0.57361 | 0 | 0
4153 | 1 | 7.8096e-05 | 5.5904e-05 | 0 | 2.3497e-06 | 0.00011416 | 0 | 0.1603 | 0 | 0.032293 | 0.57356 | 0 | 0
4154 | 1 | 7.4434e-05 | 5.7858e-05 | 0 | 1.1748e-06 | 0.00011416 | 0 | 0.20733 | 0 | 0.022007 | 0.57532 | 0 | 0
4155 | 1 | 7.0832e-05 | 5.9652e-05 | 0 | 1.4098e-05 | 0.00011416 | 0 | 0.20391 | 0 | 0.022597 | 0.57275 | 0 | 0
4156 | 1 | 7.3882e-05 | 6.1359e-05 | 0 | 3.7595e-05 | 0.00011416 | 0.0051107 | 0.36115 | 0 | 0.024621 | 0.57419 | 0 | 0
4157 | 1 | 8.7796e-05 | 5.8252e-05 | 0 | 9.3987e-05 | 0.00011416 | 0.043441 | 0.3173 | 0 | 0.03457 | 0.59291 | 0 | 0
4158 | 1 | 0.00012722 | 5.2739e-05 | 0 | 0.0001821 | 0.00011416 | 0.1299 | 0.33074 | 0 | 0.14646 | 0.63513 | 0 | 0
4159 | 1 | 0.00015269 | 4.657e-05 | 0 | 0.0001586 | 0.00011416 | 0.21337 | 0.45014 | 0 | 0.18339 | 0.6455 | 0 | 0
4160 | 1 | 0.00016438 | 4.218e-05 | 0 | 0.00014685 | 0.00011416 | 0.27598 | 0.32084 | 0 | 0.18347 | 0.64897 | 0 | 0.0012257
4161 | 1 | 0.00017231 | 3.5981e-05 | 0 | 0.00016448 | 0.00011416 | 0.33944 | 0.22595 | 0 | 0.1925 | 0.65222 | 0 | 0
4162 | 1 | 0.00017449 | 2.7026e-05 | 0 | 0.00018797 | 0.00011416 | 0.42036 | 0.17775 | 0 | 0.18204 | 0.65461 | 0 | 0
4163 | 1 | 0.00017811 | 1.6714e-05 | 0 | 0.00020677 | 0.00011416 | 0.47743 | 0.10019 | 0 | 0.069562 | 0.65587 | 0 | 0.0060394
4164 | 1 | 0.00017361 | 7.5112e-06 | 0 | 0.00018797 | 0.00011416 | 0.49915 | 0.11351 | 0 | 0.061804 | 0.65037 | 0 | 0.0069754
4165 | 1 | 0.00016831 | 3.0483e-06 | 0 | 0.00019032 | 0.00011416 | 0.50767 | 0.12636 | 0 | 0.043845 | 0.64694 | 0 | 0.11725
4166 | 1 | 0.00016346 | 3.8504e-06 | 0 | 0.00021382 | 0.00011416 | 0.47828 | 0.1418 | 0 | 0.031113 | 0.65114 | 0 | 0.0040114
4167 | 1 | 0.00016093 | 9.2177e-06 | 0 | 0.00022322 | 0.00011416 | 0.42504 | 0.124 | 0 | 0.037605 | 0.65858 | 0 | 0
4168 | 1 | 0.00015496 | 1.6933e-05 | 0 | 0.00022322 | 0.00011416 | 0.34157 | 0.14156 | 0 | 0.031197 | 0.66525 | 0 | 0
4169 | 1 | 0.00014963 | 2.7216e-05 | 0 | 0.00016448 | 0.00011416 | 0.23424 | 0.16407 | 0 | 0.037099 | 0.67482 | 0 | 0
4170 | 1 | 0.00014828 | 4.2617e-05 | 0 | 0.00011748 | 0.00011416 | 0.11797 | 0.12659 | 0 | 0.10691 | 0.68212 | 0 | 0
4171 | 1 | 0.00013865 | 6.432e-05 | 0 | 8.8113e-05 | 0.00011416 | 0.040034 | 0.097831 | 0 | 0.084992 | 0.67513 | 0 | 0
4172 | 1 | 0.0001272 | 7.8861e-05 | 0 | 5.8742e-05 | 0.00011416 | 0.0051107 | 0.10231 | 0 | 0.018044 | 0.66719 | 0 | 0
4173 | 1 | 0.00011628 | 8.3791e-05 | 0 | 3.7595e-05 | 0.00011416 | 0 | 0.11363 | 0 | 0.020489 | 0.66106 | 0 | 0
4174 | 1 | 0.00010483 | 8.8881e-05 | 0 | 2.3497e-05 | 0.00011416 | 0 | 0.19531 | 0 | 0.016863 | 0.65434 | 0 | 0
4175 | 1 | 8.8589e-05 | 9.4248e-05 | 0 | 9.3987e-06 | 0.00011416 | 0 | 0.29562 | 0 | 0.022513 | 0.63319 | 0 | 0
4176 | 1 | 7.796e-05 | 9.9382e-05 | 0 | 5.8742e-06 | 0.00011416 | 0 | 0.33086 | 0 | 0.025632 | 0.6354 | 0 | 0
4177 | 1 | 6.9733e-05 | 0.00010379 | 0 | 2.3497e-06 | 0.00011416 | 0 | 0.37989 | 0 | 0.036172 | 0.64148 | 0 | 0
4178 | 1 | 6.0183e-05 | 0.00010807 | 0 | 1.1748e-06 | 0.00011416 | 0 | 0.31282 | 0 | 0.025295 | 0.63982 | 0 | 0
4179 | 1 | 5.2878e-05 | 0.00011139 | 0 | 1.4098e-05 | 0.00011416 | 0 | 0.26049 | 0 | 0.029089 | 0.63797 | 0 | 0
4180 | 1 | 5.6234e-05 | 0.00011185 | 0 | 3.7595e-05 | 0.00011416 | 0.008092 | 0.2104 | 0 | 0.032799 | 0.63693 | 0 | 0
4181 | 1 | 7.483e-05 | 9.7048e-05 | 0 | 9.3987e-05 | 0.00011416 | 0.062606 | 0.19354 | 0 | 0.024958 | 0.64306 | 0 | 0
4182 | 1 | 0.00011412 | 7.5915e-05 | 0 | 0.0001821 | 0.00011416 | 0.18441 | 0.12329 | 0 | 0.10093 | 0.6648 | 0 | 0
4183 | 1 | 0.00014774 | 5.3454e-05 | 0 | 0.0001586 | 0.00011416 | 0.32496 | 0.099481 | 0 | 0.17226 | 0.66733 | 0 | 0
4184 | 1 | 0.0001547 | 3.1139e-05 | 0 | 0.00014685 | 0.00011416 | 0.47317 | 0.155 | 0 | 0.18432 | 0.67148 | 0 | 0.11143
4185 | 1 | 0.00015343 | 9.9469e-06 | 0 | 0.00016448 | 0.00011416 | 0.58944 | 0.16384 | 0 | 0.17521 | 0.67179 | 0 | 0.079716
4186 | 1 | 0.00015113 | 0 | 0 | 0.00018797 | 0.00011416 | 0.66865 | 0.13307 | 0 | 0.12496 | 0.67193 | 0 | 0.24005
4187 | 1 | 0.00015997 | 0 | 0 | 0.00020677 | 0.00011416 | 0.7121 | 0.11198 | 0 | 0.051433 | 0.66918 | 0 | 0.12937
4188 | 1 | 0.00016114 | 0 | 0 | 0.00018797 | 0.00011416 | 0.70954 | 0.11787 | 0 | 0.043255 | 0.66616 | 0 | 0.24766
4189 | 1 | 0.00016136 | 0 | 0 | 0.00019032 | 0.00011416 | 0.67419 | 0.10337 | 0 | 0.042496 | 0.66516 | 0 | 0.54375
4190 | 1 | 0.00015754 | 0 | 0 | 0.00021382 | 0.00011416 | 0.62479 | 0.11457 | 0 | 0.034992 | 0.66435 | 0 | 0.63993
4191 | 1 | 0.00015287 | 0 | 0 | 0.00022322 | 0.00011416 | 0.5379 | 0.19778 | 0 | 0.025042 | 0.66228 | 0 | 0.25718
4192 | 1 | 0.00014783 | 0 | 0 | 0.00022322 | 0.00011416 | 0.41738 | 0.22949 | 0 | 0.031619 | 0.66882 | 0 | 0.22418
4193 | 1 | 0.00014463 | 0 | 0 | 0.00016448 | 0.00011416 | 0.28705 | 0.20521 | 0 | 0.11619 | 0.67292 | 0 | 0.091962
4194 | 1 | 0.00013538 | 5.5423e-07 | 0 | 0.00011748 | 0.00011416 | 0.14438 | 0.13826 | 0 | 0.12091 | 0.6722 | 0 | 0
4195 | 1 | 0.00012413 | 3.3968e-05 | 0 | 8.8113e-05 | 0.00011416 | 0.0477 | 0.18317 | 0 | 0.11391 | 0.66837 | 0 | 0
4196 | 1 | 0.0001153 | 5.4387e-05 | 0 | 5.8742e-05 | 0.00011416 | 0.0072402 | 0.21169 | 0 | 0.12007 | 0.67545 | 0 | 0
4197 | 1 | 0.00010788 | 6.2526e-05 | 0 | 3.7595e-05 | 0.00011416 | 0 | 0.21853 | 0 | 0.10523 | 0.675 | 0 | 0
4198 | 1 | 9.7793e-05 | 7.0722e-05 | 0 | 2.3497e-05 | 0.00011416 | 0 | 0.16231 | 0 | 0.022175 | 0.65898 | 0 | 0
4199 | 1 | 8.3055e-05 | 7.9153e-05 | 0 | 9.3987e-06 | 0.00011416 | 0 | 0.1359 | 0 | 0.023103 | 0.62498 | 0 | 0
4200 | 1 | 8.2518e-05 | 8.7305e-05 | 0 | 5.8742e-06 | 0.00011416 | 0 | 0.11917 | 0 | 0.01973 | 0.62123 | 0 | 0
4201 | 1 | 7.3836e-05 | 9.3985e-05 | 0 | 2.3497e-06 | 0.00011416 | 0 | 0.10573 | 0 | 0.038786 | 0.62218 | 0 | 0
4202 | 1 | 7.1668e-05 | 9.928e-05 | 0 | 1.1748e-06 | 0.00011416 | 0 | 0.096181 | 0 | 0.038449 | 0.62227 | 0 | 0
4203 | 1 | 6.2464e-05 | 0.00010317 | 0 | 1.4098e-05 | 0.00011416 | 0 | 0.073786 | 0 | 0.035835 | 0.62092 | 0 | 0
4204 | 1 | 6.7098e-05 | 0.00010208 | 0 | 3.7595e-05 | 0.00011416 | 0.0097956 | 0.051391 | 0 | 0.04258 | 0.62002 | 0 | 0
4205 | 1 | 9.1153e-05 | 7.6556e-05 | 0 | 9.3987e-05 | 0.00011416 | 0.068995 | 0.038897 | 0 | 0.13609 | 0.63062 | 0 | 0
4206 | 1 | 0.00012368 | 3.8315e-05 | 0 | 0.0001821 | 0.00011416 | 0.19804 | 0.01992 | 0 | 0.16088 | 0.66079 | 0 | 0.15118
4207 | 1 | 0.0001587 | 2.2607e-06 | 0 | 0.0001586 | 0.00011416 | 0.34455 | 0.0080151 | 0 | 0.1903 | 0.66178 | 0 | 0.36424
4208 | 1 | 0.00016589 | 0 | 0 | 0.00014685 | 0.00011416 | 0.49319 | 0.02322 | 0 | 0.19671 | 0.66778 | 0 | 0.52546
4209 | 1 | 0.00016486 | 0 | 0 | 0.00016448 | 0.00011416 | 0.6184 | 0.059642 | 0 | 0.17901 | 0.66733 | 0 | 0.74879
4210 | 1 | 0.00016303 | 0 | 0 | 0.00018797 | 0.00011416 | 0.68952 | 0.067421 | 0 | 0.16619 | 0.66616 | 0 | 0.89741
4211 | 1 | 0.00017307 | 0 | 0 | 0.00020677 | 0.00011416 | 0.73893 | 0.092409 | 0 | 0.055818 | 0.65885 | 0 | 0.85271
4212 | 1 | 0.00015915 | 0 | 0 | 0.00018797 | 0.00011416 | 0.73254 | 0.13614 | 0 | 0.059106 | 0.64987 | 0 | 0.83054
4213 | 1 | 0.00015493 | 0 | 0 | 0.00019032 | 0.00011416 | 0.69549 | 0.16561 | 0 | 0.06231 | 0.63697 | 0 | 0.73049
4214 | 1 | 0.00015367 | 0 | 0 | 0.00021382 | 0.00011416 | 0.63203 | 0.18069 | 0 | 0.10388 | 0.63657 | 0 | 0.5952
4215 | 1 | 0.00015042 | 0 | 0 | 0.00022322 | 0.00011416 | 0.53024 | 0.19059 | 0 | 0.096374 | 0.62597 | 0 | 0.37135
4216 | 1 | 0.00014767 | 0 | 0 | 0.00022322 | 0.00011416 | 0.39736 | 0.19543 | 0 | 0.10363 | 0.63111 | 0 | 0.30694
4217 | 1 | 0.00015182 | 0 | 0 | 0.00016448 | 0.00011416 | 0.25468 | 0.17975 | 0 | 0.12572 | 0.63743 | 0 | 0.057363
4218 | 1 | 0.00015397 | 0 | 0 | 0.00011748 | 0.00011416 | 0.12436 | 0.13885 | 0 | 0.16922 | 0.63982 | 0 | 0
4219 | 1 | 0.00014804 | 1.7502e-07 | 0 | 8.8113e-05 | 0.00011416 | 0.04046 | 0.16478 | 0 | 0.1796 | 0.62732 | 0 | 0
4220 | 1 | 0.00013917 | 1.7867e-05 | 0 | 5.8742e-05 | 0.00011416 | 0.0051107 | 0.21193 | 0 | 0.11071 | 0.62565 | 0 | 0
4221 | 1 | 0.0001329 | 2.6486e-05 | 0 | 3.7595e-05 | 0.00011416 | 0 | 0.1735 | 0 | 0.10835 | 0.61717 | 0 | 0
4222 | 1 | 0.00012607 | 3.5325e-05 | 0 | 2.3497e-05 | 0.00011416 | 0 | 0.094649 | 0 | 0.068803 | 0.59016 | 0 | 0
4223 | 1 | 0.00010489 | 4.4251e-05 | 0 | 9.3987e-06 | 0.00011416 | 0 | 0.072254 | 0 | 0.020995 | 0.58696 | 0 | 0
4224 | 1 | 9.3147e-05 | 5.1602e-05 | 0 | 5.8742e-06 | 0.00011416 | 0 | 0.080269 | 0 | 0.023019 | 0.58596 | 0 | 0
4225 | 1 | 8.4902e-05 | 5.7669e-05 | 0 | 2.3497e-06 | 0.00011416 | 0 | 0.095827 | 0 | 0.041821 | 0.58524 | 0 | 0
4226 | 1 | 7.9601e-05 | 6.5457e-05 | 0 | 1.1748e-06 | 0.00011416 | 0 | 0.10974 | 0 | 0.041147 | 0.58285 | 0 | 0
4227 | 1 | 7.5895e-05 | 7.5025e-05 | 0 | 1.4098e-05 | 0.00011416 | 0 | 0.16455 | 0 | 0.041484 | 0.57374 | 0 | 0
4228 | 1 | 7.4893e-05 | 7.8204e-05 | 0 | 3.7595e-05 | 0.00011416 | 0.0085179 | 0.21134 | 0 | 0.047302 | 0.57058 | 0 | 0
4229 | 1 | 9.3542e-05 | 4.8874e-05 | 0 | 9.3987e-05 | 0.00011416 | 0.065588 | 0.20922 | 0 | 0.079595 | 0.58687 | 0 | 0
4230 | 1 | 0.00012628 | 1.2295e-05 | 0 | 0.0001821 | 0.00011416 | 0.19847 | 0.14651 | 0 | 0.11071 | 0.61952 | 0 | 0.049441
4231 | 1 | 0.00015192 | 0 | 0 | 0.0001586 | 0.00011416 | 0.35221 | 0.12282 | 0 | 0.13465 | 0.62056 | 0 | 0.29884
4232 | 1 | 0.00015861 | 0 | 0 | 0.00014685 | 0.00011416 | 0.50213 | 0.15948 | 0 | 0.13786 | 0.62123 | 0 | 0.58205
4233 | 1 | 0.00015701 | 0 | 0 | 0.00016448 | 0.00011416 | 0.61201 | 0.18411 | 0 | 0.14469 | 0.61943 | 0 | 0.69676
4234 | 1 | 0.00015752 | 0 | 0 | 0.00018797 | 0.00011416 | 0.67078 | 0.18411 | 0 | 0.14174 | 0.61853 | 0 | 0.73681
4235 | 1 | 0.00015913 | 0 | 0 | 0.00020677 | 0.00011416 | 0.69549 | 0.16513 | 0 | 0.10759 | 0.61708 | 0 | 0.52759
4236 | 1 | 0.00015516 | 0 | 4.8406e-05 | 0.00018797 | 0.00011416 | 0.68825 | 0.15924 | 0 | 0.025126 | 0.59503 | 0 | 0.37592
4237 | 1 | 0.00015869 | 0 | 0.00012489 | 0.00019032 | 0.00011416 | 0.66141 | 0.16879 | 0 | 0.02226 | 0.58114 | 0 | 0.42692
4238 | 1 | 0.00015244 | 0 | 0.00011456 | 0.00021382 | 0.00011416 | 0.59796 | 0.18046 | 0 | 0.023103 | 0.57997 | 0 | 0.48012
4239 | 1 | 0.0001487 | 0 | 3.227e-07 | 0.00022322 | 0.00011416 | 0.50213 | 0.17433 | 0 | 0.014418 | 0.58317 | 0 | 0.22896
4240 | 1 | 0.00014665 | 0 | 0 | 0.00022322 | 0.00011416 | 0.37394 | 0.15087 | 0 | 0.071332 | 0.59075 | 0 | 0.23428
4241 | 1 | 0.00014374 | 0 | 0 | 0.00016448 | 0.00011416 | 0.2385 | 0.11398 | 0 | 0.12546 | 0.59372 | 0 | 0.0094491
4242 | 1 | 0.00014698 | 0 | 0 | 0.00011748 | 0.00011416 | 0.11457 | 0.096417 | 0 | 0.1269 | 0.59169 | 0 | 0
4243 | 1 | 0.00014043 | 0 | 0 | 8.8113e-05 | 0.00011416 | 0.036627 | 0.10903 | 0 | 0.13027 | 0.5866 | 0 | 0
4244 | 1 | 0.00012793 | 0 | 0 | 5.8742e-05 | 0.00011416 | 0.0042589 | 0.11009 | 0 | 0.12015 | 0.58831 | 0 | 0
4245 | 1 | 0.00012016 | 0 | 0 | 3.7595e-05 | 0.00011416 | 0 | 0.094884 | 0 | 0.13592 | 0.58087 | 0 | 0
4246 | 1 | 0.00011461 | 3.6608e-06 | 0 | 2.3497e-05 | 0.00011416 | 0 | 0.074729 | 0 | 0.050169 | 0.5557 | 0 | 0
4247 | 1 | 0.00010294 | 1.158e-05 | 0 | 9.3987e-06 | 0.00011416 | 0 | 0.077676 | 0 | 0.023524 | 0.53897 | 0 | 0
4248 | 1 | 8.8789e-05 | 1.8785e-05 | 0 | 5.8742e-06 | 0.00011416 | 0 | 0.06695 | 0 | 0.01914 | 0.53162 | 0 | 0
4249 | 1 | 8.2506e-05 | 2.3992e-05 | 0 | 2.3497e-06 | 0.00011416 | 0 | 0.064003 | 0 | 0.015514 | 0.53441 | 0 | 0
4250 | 1 | 7.7658e-05 | 2.8047e-05 | 0 | 1.1748e-06 | 0.00011416 | 0 | 0.058699 | 0 | 0.012395 | 0.53387 | 0 | 0
4251 | 1 | 7.4539e-05 | 3.1314e-05 | 0 | 1.4098e-05 | 0.00011416 | 0 | 0.04314 | 0 | 0.012479 | 0.53216 | 0 | 0
4252 | 1 | 7.3736e-05 | 2.8572e-05 | 0 | 3.7595e-05 | 0.00011416 | 0.0046848 | 0.031942 | 0 | 0.017032 | 0.53982 | 0 | 0
4253 | 1 | 7.7544e-05 | 9.0427e-06 | 0 | 9.3987e-05 | 0.00011416 | 0.046848 | 0.030057 | 0 | 0.017622 | 0.53658 | 0 | 0
4254 | 1 | 9.2512e-05 | 0 | 0 | 0.0001821 | 0.00011416 | 0.14182 | 0.023927 | 0 | 0.024621 | 0.55687 | 0 | 0
4255 | 1 | 0.00010609 | 0 | 0 | 0.0001586 | 0.00011416 | 0.24532 | 0.019802 | 0 | 0.092327 | 0.5635 | 0 | 0.062099
4256 | 1 | 0.00012249 | 0 | 0 | 0.00014685 | 0.00011416 | 0.35221 | 0.015087 | 0 | 0.11366 | 0.57198 | 0 | 0.0036771
4257 | 1 | 0.00012861 | 0 | 0 | 0.00016448 | 0.00011416 | 0.44336 | 0.019802 | 0 | 0.11105 | 0.57491 | 0 | 0.001248
4258 | 1 | 0.00013233 | 0 | 0 | 0.00018797 | 0.00011416 | 0.51278 | 0.026992 | 0 | 0.11054 | 0.58024 | 0 | 0
4259 | 1 | 0.00013593 | 0 | 0 | 0.00020677 | 0.00011416 | 0.54131 | 0.032296 | 0 | 0.050675 | 0.5668 | 0 | 0
4260 | 1 | 0.00012764 | 0 | 0 | 0.00018797 | 0.00011416 | 0.53492 | 0.066007 | 0 | 0.025717 | 0.55205 | 0 | 0
4261 | 1 | 0.00013002 | 0 | 0 | 0.00019032 | 0.00011416 | 0.51065 | 0.21535 | 0 | 0.024789 | 0.54077 | 0 | 0
4262 | 1 | 0.00012137 | 0 | 0 | 0.00021382 | 0.00011416 | 0.46848 | 0.2355 | 0 | 0.022513 | 0.53193 | 0 | 0
4263 | 1 | 0.00012528 | 0 | 0 | 0.00022322 | 0.00011416 | 0.4029 | 0.041726 | 0 | 0.040809 | 0.53482 | 0 | 0.02876
4264 | 1 | 0.00013278 | 0 | 0 | 0.00022322 | 0.00011416 | 0.32836 | 0.047737 | 0 | 0.019056 | 0.52846 | 0 | 0
4265 | 1 | 0.00013078 | 0 | 0 | 0.00016448 | 0.00011416 | 0.23296 | 0.084041 | 0 | 0.0056492 | 0.56783 | 0 | 0.0012703
4266 | 1 | 0.00012233 | 0 | 0 | 0.00011748 | 0.00011416 | 0.12053 | 0.1768 | 0 | 0.013828 | 0.57216 | 0 | 0
4267 | 1 | 0.00011191 | 0 | 0 | 8.8113e-05 | 0.00011416 | 0.040034 | 0.26815 | 0 | 0.0010118 | 0.57316 | 0 | 0
4268 | 1 | 9.7977e-05 | 1.2703e-05 | 0 | 5.8742e-05 | 0.00011416 | 0.0051107 | 0.24587 | 0 | 0.0022766 | 0.55863 | 0 | 0
4269 | 1 | 9.598e-05 | 2.0142e-05 | 0 | 3.7595e-05 | 0.00011416 | 0 | 0.25024 | 0 | 0.085245 | 0.54641 | 0 | 0
4270 | 1 | 9.4452e-05 | 2.5217e-05 | 0 | 2.3497e-05 | 0.00011416 | 0 | 0.2137 | 0 | 0.0098651 | 0.53369 | 0 | 0
4271 | 1 | 7.8017e-05 | 2.9301e-05 | 0 | 9.3987e-06 | 0.00011416 | 0 | 0.2335 | 0 | 0.02032 | 0.51768 | 0 | 0
4272 | 1 | 6.1448e-05 | 3.2364e-05 | 0 | 5.8742e-06 | 0.00011416 | 0 | 0.25743 | 0 | 0.029427 | 0.50749 | 0 | 0
4273 | 1 | 5.4895e-05 | 3.5193e-05 | 0 | 2.3497e-06 | 0.00011416 | 0 | 0.2731 | 0 | 0.029933 | 0.50469 | 0 | 0
4274 | 1 | 5.2119e-05 | 3.7833e-05 | 0 | 1.1748e-06 | 0.00011416 | 0 | 0.32214 | 0 | 0.039798 | 0.51128 | 0 | 0
4275 | 1 | 4.5191e-05 | 4.1771e-05 | 0 | 1.4098e-05 | 0.00011416 | 0 | 0.43612 | 0 | 0.047639 | 0.50519 | 0 | 0
4276 | 1 | 3.7725e-05 | 4.2413e-05 | 0 | 3.7595e-05 | 0.00011416 | 0.0051107 | 0.47867 | 0 | 0.059275 | 0.50194 | 0 | 0
4277 | 1 | 3.525e-05 | 3.0191e-05 | 0 | 9.3987e-05 | 0.00011416 | 0.046848 | 0.4017 | 0 | 0.067875 | 0.50934 | 0 | 0
4278 | 1 | 4.5553e-05 | 1.3812e-05 | 0 | 0.0001821 | 0.00011416 | 0.15716 | 0.40924 | 0 | 0.044772 | 0.52832 | 0 | 0
4279 | 1 | 6.4294e-05 | 0 | 0 | 0.0001586 | 0.00011416 | 0.29472 | 0.42126 | 0 | 0.024368 | 0.5391 | 0 | 0
4280 | 1 | 7.6476e-05 | 0 | 0 | 0.00014685 | 0.00011416 | 0.4144 | 0.42574 | 0 | 0.026897 | 0.55119 | 0 | 0
4281 | 1 | 8.4968e-05 | 0 | 0 | 0.00016448 | 0.00011416 | 0.51746 | 0.47383 | 0 | 0.025548 | 0.56513 | 0 | 0.34566
4282 | 1 | 8.9666e-05 | 0 | 0 | 0.00018797 | 0.00011416 | 0.60775 | 0.41384 | 0 | 0.023862 | 0.57049 | 0 | 0.057029
4283 | 1 | 9.9344e-05 | 0 | 0 | 0.00020677 | 0.00011416 | 0.67632 | 0.36433 | 0 | 0.031197 | 0.57424 | 0 | 0.31499
4284 | 1 | 9.3779e-05 | 0 | 0 | 0.00018797 | 0.00011416 | 0.71295 | 0.2955 | 0 | 0.027487 | 0.55863 | 0 | 0.83084
4285 | 1 | 8.9555e-05 | 0 | 0 | 0.00019032 | 0.00011416 | 0.70911 | 0.24422 | 0 | 0.055565 | 0.54952 | 0 | 0.60337
4286 | 1 | 8.279e-05 | 0 | 0 | 0.00021382 | 0.00011416 | 0.66567 | 0.2355 | 0 | 0.056071 | 0.54803 | 0 | 0.41555
4287 | 1 | 8.0181e-05 | 0 | 0 | 0.00022322 | 0.00011416 | 0.57794 | 0.24847 | 0 | 0.058347 | 0.54943 | 0 | 0.079404
4288 | 1 | 7.9877e-05 | 0 | 0 | 0.00022322 | 0.00011416 | 0.44889 | 0.2599 | 0 | 0.019393 | 0.55539 | 0 | 0.16167
4289 | 1 | 7.7076e-05 | 0 | 0 | 0.00016448 | 0.00011416 | 0.2977 | 0.26214 | 0 | 0.024452 | 0.57518 | 0 | 0.013695
4290 | 1 | 8.8155e-05 | 0 | 0 | 0.00011748 | 0.00011416 | 0.14651 | 0.21287 | 0 | 0.10236 | 0.58596 | 0 | 0
4291 | 1 | 8.7599e-05 | 0 | 0 | 8.8113e-05 | 0.00011416 | 0.046422 | 0.19543 | 0 | 0.091653 | 0.58781 | 0 | 0
4292 | 1 | 8.7269e-05 | 1.705e-05 | 0 | 5.8742e-05 | 0.00011416 | 0.0063884 | 0.15771 | 0 | 0.094013 | 0.57487 | 0 | 0
4293 | 1 | 8.8366e-05 | 2.6049e-05 | 0 | 3.7595e-05 | 0.00011416 | 0 | 0.12801 | 0 | 0.11231 | 0.56955 | 0 | 0
4294 | 1 | 8.9961e-05 | 3.4012e-05 | 0 | 2.3497e-05 | 0.00011416 | 0 | 0.097595 | 0 | 0.084064 | 0.56756 | 0 | 0
4295 | 1 | 7.3762e-05 | 3.9948e-05 | 0 | 9.3987e-06 | 0.00011416 | 0 | 0.10184 | 0 | 0.0082631 | 0.54434 | 0 | 0
4296 | 1 | 6.889e-05 | 4.5082e-05 | 0 | 5.8742e-06 | 0.00011416 | 0 | 0.081801 | 0 | 0.0053963 | 0.54005 | 0 | 0
4297 | 1 | 6.1102e-05 | 4.8918e-05 | 0 | 2.3497e-06 | 0.00011416 | 0 | 0.067067 | 0 | 0.005312 | 0.53942 | 0 | 0
4298 | 1 | 5.7919e-05 | 5.252e-05 | 0 | 1.1748e-06 | 0.00011416 | 0 | 0.077676 | 0 | 0 | 0.53234 | 0 | 0
4299 | 1 | 5.4412e-05 | 5.7085e-05 | 0 | 1.4098e-05 | 0.00011416 | 0 | 0.091348 | 0 | 0.0019393 | 0.52941 | 0 | 0
4300 | 1 | 5.9198e-05 | 5.8063e-05 | 0 | 3.7595e-05 | 0.00011416 | 0.0063884 | 0.09677 | 0 | 0.011046 | 0.53094 | 0 | 0
4301 | 1 | 8.1713e-05 | 3.55e-05 | 0 | 9.3987e-05 | 0.00011416 | 0.053237 | 0.095592 | 0 | 0.074536 | 0.5594 | 0 | 0
4302 | 1 | 0.00011525 | 8.0655e-06 | 0 | 0.0001821 | 0.00011416 | 0.16014 | 0.058109 | 0 | 0.093339 | 0.57392 | 0 | 0.069063
4303 | 1 | 0.00014355 | 0 | 0 | 0.0001586 | 0.00011416 | 0.273 | 0.044083 | 0 | 0.12361 | 0.56725 | 0 | 0.16123
4304 | 1 | 0.00015508 | 0 | 0 | 0.00014685 | 0.00011416 | 0.38714 | 0.039722 | 0 | 0.12007 | 0.57266 | 0 | 0.073665
4305 | 1 | 0.00016002 | 0 | 0 | 0.00016448 | 0.00011416 | 0.49191 | 0.039722 | 0 | 0.15143 | 0.57983 | 0 | 0.012491
4306 | 1 | 0.00016254 | 0 | 0 | 0.00018797 | 0.00011416 | 0.56346 | 0.052098 | 0 | 0.13364 | 0.57915 | 0 | 0.15135
4307 | 1 | 0.00016715 | 0 | 0 | 0.00020677 | 0.00011416 | 0.59029 | 0.058227 | 0 | 0.038702 | 0.5714 | 0 | 0.50434
4308 | 1 | 0.00016841 | 0 | 5.486e-06 | 0.00018797 | 0.00011416 | 0.59668 | 0.057049 | 0 | 0.032546 | 0.54907 | 0 | 0.11778
4309 | 1 | 0.00016427 | 0 | 0.00010488 | 0.00019032 | 0.00011416 | 0.57453 | 0.062706 | 0 | 0.030691 | 0.54668 | 0 | 0.16389
4310 | 1 | 0.00015734 | 0 | 0.00014715 | 0.00021382 | 0.00011416 | 0.52129 | 0.071782 | 0 | 0.028415 | 0.54799 | 0 | 0.3233
4311 | 1 | 0.00015737 | 0 | 7.9385e-05 | 0.00022322 | 0.00011416 | 0.45017 | 0.06636 | 0 | 0.02715 | 0.5488 | 0 | 0.00086914
4312 | 1 | 0.00015129 | 0 | 0 | 0.00022322 | 0.00011416 | 0.36925 | 0.074493 | 0 | 0.041821 | 0.54636 | 0 | 0.0026743
4313 | 1 | 0.00015135 | 0 | 0 | 0.00016448 | 0.00011416 | 0.26533 | 0.053866 | 0 | 0.13963 | 0.56892 | 0 | 0.024648
4314 | 1 | 0.00015173 | 0 | 0 | 0.00011748 | 0.00011416 | 0.13586 | 0.038661 | 0 | 0.13373 | 0.58123 | 0 | 0
4315 | 1 | 0.00014711 | 0 | 0 | 8.8113e-05 | 0.00011416 | 0.042164 | 0.024281 | 0 | 0.11476 | 0.58348 | 0 | 0
4316 | 1 | 0.00013938 | 0 | 0 | 5.8742e-05 | 0.00011416 | 0.0051107 | 0.02381 | 0 | 0.11459 | 0.58412 | 0 | 0
4317 | 1 | 0.00012963 | 0 | 0 | 3.7595e-05 | 0.00011416 | 0 | 0.035596 | 0 | 0.12496 | 0.57207 | 0 | 0
4318 | 1 | 0.00012247 | 0 | 0 | 2.3497e-05 | 0.00011416 | 0 | 0.017209 | 0 | 0.03575 | 0.55394 | 0 | 0
4319 | 1 | 0.00010536 | 0 | 0 | 9.3987e-06 | 0.00011416 | 0 | 0.0090759 | 0 | 0.033052 | 0.53329 | 0 | 0
4320 | 1 | 0.00010091 | 6.9424e-06 | 0 | 5.8742e-06 | 0.00011416 | 0 | 0.0045969 | 0 | 0.02285 | 0.52963 | 0 | 0
4321 | 1 | 9.2063e-05 | 1.6904e-05 | 0 | 2.3497e-06 | 0.00011416 | 0 | 0.0029467 | 0 | 0.02032 | 0.53026 | 0 | 0
4322 | 1 | 8.5174e-05 | 2.4503e-05 | 0 | 1.1748e-06 | 0.00011416 | 0 | 0.0038897 | 0 | 0.033052 | 0.52995 | 0 | 0
4323 | 1 | 7.7767e-05 | 3.1328e-05 | 0 | 1.4098e-05 | 0.00011416 | 0 | 0.0043612 | 0 | 0.037437 | 0.529 | 0 | 0
4324 | 1 | 8.0355e-05 | 3.372e-05 | 0 | 3.7595e-05 | 0.00011416 | 0.0051107 | 0.0058934 | 0 | 0.025885 | 0.53108 | 0 | 0
4325 | 1 | 9.7833e-05 | 1.6714e-05 | 0 | 9.3987e-05 | 0.00011416 | 0.052385 | 0.0058934 | 0 | 0.10616 | 0.55169 | 0 | 0
4326 | 1 | 0.00012368 | 0 | 0 | 0.0001821 | 0.00011416 | 0.15886 | 0.0037718 | 0 | 0.17825 | 0.57076 | 0 | 0
4327 | 1 | 0.00015322 | 0 | 0 | 0.0001586 | 0.00011416 | 0.28066 | 0.0025931 | 0 | 0.16821 | 0.5681 | 0 | 0.22941
4328 | 1 | 0.00016403 | 0 | 0 | 0.00014685 | 0.00011416 | 0.40545 | 0.0018859 | 0 | 0.16939 | 0.5709 | 0 | 0.31214
4329 | 1 | 0.00016266 | 0 | 0.00011198 | 0.00016448 | 0.00011416 | 0.51405 | 0.0018859 | 0 | 0.13221 | 0.5695 | 0 | 0.51244
4330 | 1 | 0.00016458 | 0 | 0.00054117 | 0.00018797 | 0.00011416 | 0.58944 | 0.0030646 | 0 | 0.11501 | 0.56761 | 0 | 0.70896
4331 | 1 | 0.00016937 | 0 | 0.00081515 | 0.00020677 | 0.00011416 | 0.62351 | 0.0087223 | 0 | 0.083895 | 0.56328 | 0 | 0.8845
4332 | 1 | 0.00016252 | 0 | 0.0009736 | 0.00018797 | 0.00011416 | 0.63458 | 0.013083 | 0 | 0.049073 | 0.54249 | 0 | 0.70143
4333 | 1 | 0.00016034 | 0 | 0.0010339 | 0.00019032 | 0.00011416 | 0.63842 | 0.017327 | 0 | 0.054132 | 0.53437 | 0 | 0.51083
4334 | 1 | 0.00015734 | 0 | 0.00099393 | 0.00021382 | 0.00011416 | 0.60221 | 0.020745 | 0 | 0.072091 | 0.53225 | 0 | 0.55351
4335 | 1 | 0.00015737 | 0 | 0.00086162 | 0.00022322 | 0.00011416 | 0.51235 | 0.021806 | 0 | 0.062142 | 0.53356 | 0 | 0.5678
4336 | 1 | 0.00015376 | 0 | 0.00071608 | 0.00022322 | 0.00011416 | 0.38884 | 0.019095 | 0 | 0.16054 | 0.53495 | 0 | 0.29513
4337 | 1 | 0.00014199 | 0 | 0.00052504 | 0.00016448 | 0.00011416 | 0.25554 | 0.014616 | 0 | 0.1317 | 0.55624 | 0 | 0.055347
4338 | 1 | 0.00014825 | 0 | 0.0001904 | 0.00011748 | 0.00011416 | 0.12564 | 0.00719 | 0 | 0.1527 | 0.56662 | 0 | 0
4339 | 1 | 0.00014006 | 0 | 0 | 8.8113e-05 | 0.00011416 | 0.037053 | 0.0047148 | 0 | 0.17015 | 0.56937 | 0 | 0
4340 | 1 | 0.00012924 | 0 | 0 | 5.8742e-05 | 0.00011416 | 0.0029813 | 0.012258 | 0 | 0.16231 | 0.57 | 0 | 0
4341 | 1 | 0.00012854 | 0 | 0 | 3.7595e-05 | 0.00011416 | 0 | 0.014851 | 0 | 0.18592 | 0.55651 | 0 | 0
4342 | 1 | 0.00011465 | 0 | 0 | 2.3497e-05 | 0.00011416 | 0 | 0.013791 | 0 | 0.11762 | 0.54064 | 0 | 0
4343 | 1 | 0.0001038 | 0 | 0 | 9.3987e-06 | 0.00011416 | 0 | 0.016148 | 0 | 0.035582 | 0.50794 | 0 | 0
4344 | 1 | 0.00010053 | 0 | 0 | 5.8742e-06 | 0.00011416 | 0 | 0.010019 | 0 | 0.015683 | 0.49653 | 0 | 0
4345 | 1 | 9.0681e-05 | 0 | 0 | 2.3497e-06 | 0.00011416 | 0 | 0.0068364 | 0 | 0.032715 | 0.49526 | 0 | 0
4346 | 1 | 8.8066e-05 | 0 | 0 | 1.1748e-06 | 0.00011416 | 0 | 0.010726 | 0 | 0.034233 | 0.49711 | 0 | 0
4347 | 1 | 8.1893e-05 | 2.4065e-06 | 0 | 1.4098e-05 | 0.00011416 | 0 | 0.0037718 | 0 | 0.035497 | 0.49558 | 0 | 0
4348 | 1 | 9.2102e-05 | 4.9735e-06 | 0 | 3.7595e-05 | 0.00011416 | 0.0059625 | 0.015559 | 0 | 0.020826 | 0.49495 | 0 | 0
4349 | 1 | 9.907e-05 | 0 | 0 | 9.3987e-05 | 0.00011416 | 0.057922 | 0.028878 | 0 | 0.082462 | 0.51312 | 0 | 0
4350 | 1 | 0.00012495 | 0 | 0 | 0.0001821 | 0.00011416 | 0.18228 | 0.016384 | 0 | 0.13086 | 0.52891 | 0 | 0
4351 | 1 | 0.0001341 | 0 | 0 | 0.0001586 | 0.00011416 | 0.33603 | 0.0050684 | 0 | 0.16332 | 0.53676 | 0 | 0.37394
4352 | 1 | 0.00014814 | 0 | 0.00044759 | 0.00014685 | 0.00011416 | 0.49063 | 0.0038897 | 0 | 0.17015 | 0.54668 | 0 | 0.57327
4353 | 1 | 0.00014732 | 0 | 0.00087582 | 0.00016448 | 0.00011416 | 0.62351 | 0.0037718 | 0 | 0.10658 | 0.54871 | 0 | 0.75186
4354 | 1 | 0.00015462 | 0 | 0.0012121 | 0.00018797 | 0.00011416 | 0.70911 | 0.0030646 | 0 | 0.061889 | 0.54591 | 0 | 0.90346
4355 | 1 | 0.00015427 | 0 | 0.0014493 | 0.00020677 | 0.00011416 | 0.76491 | 0.0056577 | 0 | 0.06231 | 0.54515 | 0 | 0.97392
4356 | 1 | 0.00015275 | 0 | 0.001609 | 0.00018797 | 0.00011416 | 0.77939 | 0.0066007 | 0 | 0.12496 | 0.53356 | 0 | 0.93452
4357 | 1 | 0.00015472 | 0 | 0.0016855 | 0.00019032 | 0.00011416 | 0.7402 | 0.0055398 | 0 | 0.073103 | 0.5239 | 0 | 0.86839
4358 | 1 | 0.00014567 | 0 | 0.0016587 | 0.00021382 | 0.00011416 | 0.67632 | 0.006247 | 0 | 0.22057 | 0.51998 | 0 | 0.70959
4359 | 1 | 0.0001463 | 0 | 0.0015551 | 0.00022322 | 0.00011416 | 0.57538 | 0.0055398 | 0 | 0.21298 | 0.50424 | 0 | 0.50027
4360 | 1 | 0.00014672 | 0 | 0.0014009 | 0.00022322 | 0.00011416 | 0.43995 | 0.0057756 | 0 | 0.18727 | 0.50622 | 0 | 0.29307
4361 | 1 | 0.00014144 | 0 | 0.0011562 | 0.00016448 | 0.00011416 | 0.28876 | 0.0078972 | 0 | 0.18432 | 0.53626 | 0 | 0.088296
4362 | 1 | 0.00013328 | 0 | 0.0006709 | 0.00011748 | 0.00011416 | 0.13586 | 0.020156 | 0 | 0.17749 | 0.54627 | 0 | 0
4363 | 1 | 0.00012706 | 0 | 0 | 8.8113e-05 | 0.00011416 | 0.038756 | 0.047501 | 0 | 0.13339 | 0.54691 | 0 | 0
4364 | 1 | 0.00011548 | 0 | 0 | 5.8742e-05 | 0.00011416 | 0.0038331 | 0.087223 | 0 | 0.10278 | 0.54443 | 0 | 0
4365 | 1 | 0.00011691 | 0 | 0 | 3.7595e-05 | 0.00011416 | 0 | 0.13166 | 0 | 0.16374 | 0.53739 | 0 | 0
4366 | 1 | 0.00011401 | 0 | 0 | 2.3497e-05 | 0.00011416 | 0 | 0.17115 | 0 | 0.025717 | 0.51398 | 0 | 0
4367 | 1 | 0.00010321 | 0 | 0 | 9.3987e-06 | 0.00011416 | 0 | 0.20497 | 0 | 0.026728 | 0.44867 | 0 | 0
4368 | 1 | 0.00010267 | 0 | 0 | 5.8742e-06 | 0.00011416 | 0 | 0.23633 | 0 | 0.033642 | 0.44299 | 0 | 0
4369 | 1 | 8.6435e-05 | 0 | 0 | 2.3497e-06 | 0.00011416 | 0 | 0.22148 | 0 | 0.032462 | 0.44168 | 0 | 0
4370 | 1 | 8.2175e-05 | 0 | 0 | 1.1748e-06 | 0.00011416 | 0 | 0.19778 | 0 | 0.032293 | 0.43907 | 0 | 0
4371 | 1 | 7.8914e-05 | 0 | 0 | 1.4098e-05 | 0.00011416 | 0 | 0.16596 | 0 | 0.033137 | 0.43785 | 0 | 0
4372 | 1 | 8.1567e-05 | 0 | 0 | 3.7595e-05 | 0.00011416 | 0.0051107 | 0.12294 | 0 | 0.051686 | 0.44146 | 0 | 0
4373 | 1 | 9.9262e-05 | 0 | 0 | 9.3987e-05 | 0.00011416 | 0.057922 | 0.094295 | 0 | 0.15472 | 0.45797 | 0 | 0
4374 | 1 | 0.00012844 | 0 | 0 | 0.0001821 | 0.00011416 | 0.18654 | 0.065771 | 0 | 0.16897 | 0.46464 | 0 | 0
4375 | 1 | 0.00015108 | 0 | 0.00014651 | 0.0001586 | 0.00011416 | 0.33986 | 0.036775 | 0 | 0.17378 | 0.4696 | 0 | 0.34902
4376 | 1 | 0.00015456 | 0 | 0.00082128 | 0.00014685 | 0.00011416 | 0.50128 | 0.031117 | 0 | 0.15489 | 0.47628 | 0 | 0.553
4377 | 1 | 0.00015634 | 0 | 0.0012382 | 0.00016448 | 0.00011416 | 0.64012 | 0.031942 | 0 | 0.061383 | 0.47957 | 0 | 0.7514
4378 | 1 | 0.00015728 | 0 | 0.0015616 | 0.00018797 | 0.00011416 | 0.73126 | 0.030882 | 0 | 0.069815 | 0.47952 | 0 | 0.84338
4379 | 1 | 0.00015357 | 0 | 0.0018029 | 0.00020677 | 0.00011416 | 0.78024 | 0.025813 | 0 | 0.058516 | 0.4788 | 0 | 0.81561
4380 | 1 | 0.00014838 | 0 | 0.0019582 | 0.00018797 | 0.00011416 | 0.78705 | 0.019213 | 0 | 0.057841 | 0.46717 | 0 | 0.76588
4381 | 1 | 0.00014972 | 0 | 0.0020114 | 0.00019032 | 0.00011416 | 0.75554 | 0.016502 | 0 | 0.070489 | 0.46144 | 0 | 0.56483
4382 | 1 | 0.00014828 | 0 | 0.0019843 | 0.00021382 | 0.00011416 | 0.68782 | 0.013319 | 0 | 0.051939 | 0.45959 | 0 | 0.33653
4383 | 1 | 0.00014575 | 0 | 0.0018636 | 0.00022322 | 0.00011416 | 0.5822 | 0.01108 | 0 | 0.039545 | 0.46018 | 0 | 0.17725
4384 | 1 | 0.00014356 | 0 | 0.0016868 | 0.00022322 | 0.00011416 | 0.4408 | 0.010726 | 0 | 0.11298 | 0.46613 | 0 | 0.095661
4385 | 1 | 0.00014939 | 0 | 0.0014499 | 0.00016448 | 0.00011416 | 0.28237 | 0.016384 | 0 | 0.17841 | 0.47795 | 0 | 0.038677
4386 | 1 | 0.00015241 | 0 | 0.00099586 | 0.00011748 | 0.00011416 | 0.1316 | 0.034418 | 0 | 0.16669 | 0.47745 | 0 | 0
4387 | 1 | 0.00015125 | 0 | 9.552e-05 | 8.8113e-05 | 0.00011416 | 0.036627 | 0.091113 | 0 | 0.13651 | 0.48092 | 0 | 0
4388 | 1 | 0.00014184 | 0 | 0 | 5.8742e-05 | 0.00011416 | 0.0025554 | 0.1115 | 0 | 0.14427 | 0.482 | 0 | 0
4389 | 1 | 0.00013254 | 0 | 0 | 3.7595e-05 | 0.00011416 | 0 | 0.10007 | 0 | 0.16206 | 0.47091 | 0 | 0
4390 | 1 | 0.00012853 | 0 | 0 | 2.3497e-05 | 0.00011416 | 0 | 0.08239 | 0 | 0.033558 | 0.46405 | 0 | 0
4391 | 1 | 0.00011289 | 0 | 0 | 9.3987e-06 | 0.00011416 | 0 | 0.06636 | 0 | 0.016948 | 0.44822 | 0 | 0
4392 | 1 | 0.00010721 | 0 | 0 | 5.8742e-06 | 0.00011416 | 0 | 0.11327 | 0 | 0.021248 | 0.44732 | 0 | 0
4393 | 1 | 9.3008e-05 | 0 | 0 | 2.3497e-06 | 0.00011416 | 0 | 0.14191 | 0 | 0.011804 | 0.44168 | 0 | 0
4394 | 1 | 8.8377e-05 | 0 | 0 | 1.1748e-06 | 0.00011416 | 0 | 0.2487 | 0 | 0.029342 | 0.44119 | 0 | 0
4395 | 1 | 7.9729e-05 | 0 | 0 | 1.4098e-05 | 0.00011416 | 0 | 0.29019 | 0 | 0.02968 | 0.44033 | 0 | 0
4396 | 1 | 8.0307e-05 | 0 | 0 | 3.7595e-05 | 0.00011416 | 0.0046848 | 0.2467 | 0 | 0.074536 | 0.44556 | 0 | 0
4397 | 1 | 9.5253e-05 | 0 | 0 | 9.3987e-05 | 0.00011416 | 0.057922 | 0.21311 | 0 | 0.16172 | 0.45499 | 0 | 0
4398 | 1 | 0.00012783 | 0 | 0 | 0.0001821 | 0.00011416 | 0.18782 | 0.16231 | 0 | 0.16998 | 0.4696 | 0 | 0
4399 | 1 | 0.00014906 | 0 | 0.00038337 | 0.0001586 | 0.00011416 | 0.34668 | 0.16419 | 0 | 0.10624 | 0.47479 | 0 | 0.34722
4400 | 1 | 0.00016139 | 0 | 0.0010414 | 0.00014685 | 0.00011416 | 0.51746 | 0.17951 | 0 | 0.1054 | 0.47371 | 0 | 0.55249
4401 | 1 | 0.00016227 | 0 | 0.0014273 | 0.00016448 | 0.00011416 | 0.66525 | 0.15665 | 0 | 0.10835 | 0.47817 | 0 | 0.73847
4402 | 1 | 0.00015803 | 0 | 0.0017171 | 0.00018797 | 0.00011416 | 0.76022 | 0.11115 | 0 | 0.14646 | 0.48313 | 0 | 0.88786
4403 | 1 | 0.00015365 | 0 | 0.0019246 | 0.00020677 | 0.00011416 | 0.80324 | 0.078029 | 0 | 0.13288 | 0.47271 | 0 | 0.95759
4404 | 1 | 0.00014904 | 0 | 0.0020905 | 0.00018797 | 0.00011416 | 0.81005 | 0.055988 | 0 | 0.088196 | 0.46496 | 0 | 0.91885
4405 | 1 | 0.00014658 | 0 | 0.0021863 | 0.00019032 | 0.00011416 | 0.77853 | 0.042551 | 0 | 0.038449 | 0.459 | 0 | 0.81175
4406 | 1 | 0.00013937 | 0 | 0.0021844 | 0.00021382 | 0.00011416 | 0.70571 | 0.037836 | 0 | 0.049578 | 0.46027 | 0 | 0.37844
4407 | 1 | 0.000142 | 0 | 0.0020879 | 0.00022322 | 0.00011416 | 0.59881 | 0.051155 | 0 | 0.051433 | 0.46198 | 0 | 0.46667
4408 | 1 | 0.00013856 | 0 | 0.0019349 | 0.00022322 | 0.00011416 | 0.45784 | 0.053866 | 0 | 0.043845 | 0.47141 | 0 | 0.039836
4409 | 1 | 0.00014154 | 0 | 0.0017981 | 0.00016448 | 0.00011416 | 0.29259 | 0.063885 | 0 | 0.13634 | 0.48516 | 0 | 0.041808
4410 | 1 | 0.0001408 | 0 | 0.0012208 | 0.00011748 | 0.00011416 | 0.1333 | 0.086044 | 0 | 0.11121 | 0.49139 | 0 | 0
4411 | 1 | 0.00013889 | 0 | 0.00020427 | 8.8113e-05 | 0.00011416 | 0.035775 | 0.10891 | 0 | 0.15042 | 0.4843 | 0 | 0
4412 | 1 | 0.00013139 | 0 | 0 | 5.8742e-05 | 0.00011416 | 0.0025554 | 0.14191 | 0 | 0.14511 | 0.47713 | 0 | 0
4413 | 1 | 0.00012507 | 0 | 0 | 3.7595e-05 | 0.00011416 | 0 | 0.14863 | 0 | 0.15489 | 0.46653 | 0 | 0
4414 | 1 | 0.0001204 | 0 | 0 | 2.3497e-05 | 0.00011416 | 0 | 0.16231 | 0 | 0.12521 | 0.46184 | 0 | 0
4415 | 1 | 0.00010701 | 0 | 0 | 9.3987e-06 | 0.00011416 | 0 | 0.17657 | 0 | 0.0076729 | 0.45616 | 0 | 0
4416 | 1 | 9.5654e-05 | 0 | 0 | 5.8742e-06 | 0.00011416 | 0 | 0.14274 | 0 | 0.0033727 | 0.45395 | 0 | 0
4417 | 1 | 8.731e-05 | 0 | 0 | 2.3497e-06 | 0.00011416 | 0 | 0.095356 | 0 | 0.0014334 | 0.44281 | 0 | 0
4418 | 1 | 8.3901e-05 | 0 | 0 | 1.1748e-06 | 0.00011416 | 0 | 0.076733 | 0 | 0 | 0.43844 | 0 | 0
4419 | 1 | 7.8899e-05 | 0 | 0 | 1.4098e-05 | 0.00011416 | 0 | 0.079562 | 0 | 0 | 0.4406 | 0 | 0
4420 | 1 | 7.8166e-05 | 0 | 0 | 3.7595e-05 | 0.00011416 | 0.0042589 | 0.075908 | 0 | 0.0017707 | 0.44042 | 0 | 0
4421 | 1 | 8.2501e-05 | 0 | 0 | 9.3987e-05 | 0.00011416 | 0.05707 | 0.074611 | 0 | 0.0048061 | 0.44633 | 0 | 0
4422 | 1 | 9.3268e-05 | 0 | 0 | 0.0001821 | 0.00011416 | 0.18697 | 0.055988 | 0 | 0.021164 | 0.45954 | 0 | 0
4423 | 1 | 0.00010577 | 0 | 0.00058313 | 0.0001586 | 0.00011416 | 0.34583 | 0.0376 | 0 | 0.026138 | 0.46897 | 0 | 0.30607
4424 | 1 | 0.00010951 | 0 | 0.0012311 | 0.00014685 | 0.00011416 | 0.51576 | 0.053395 | 0 | 0.012395 | 0.47136 | 0 | 0.54216
4425 | 1 | 0.00011586 | 0 | 0.0016274 | 0.00016448 | 0.00011416 | 0.66482 | 0.083098 | 0 | 0.011298 | 0.47483 | 0 | 0.71177
4426 | 1 | 0.00011774 | 0 | 0.0019075 | 0.00018797 | 0.00011416 | 0.76491 | 0.09571 | 0 | 0.0083474 | 0.47785 | 0 | 0.87268
4427 | 1 | 0.00011594 | 0 | 0.0021634 | 0.00020677 | 0.00011416 | 0.81303 | 0.06141 | 0 | 0.011383 | 0.47867 | 0 | 0.97327
4428 | 1 | 0.00010964 | 0 | 0.0023415 | 0.00018797 | 0.00011416 | 0.82496 | 0.031825 | 0 | 0.0099494 | 0.46405 | 0 | 0.95152
4429 | 1 | 0.0001046 | 0 | 0.0024338 | 0.00019032 | 0.00011416 | 0.79642 | 0.022749 | 0 | 0.0091906 | 0.45418 | 0 | 0.78286
4430 | 1 | 0.0001013 | 0 | 0.0024358 | 0.00021382 | 0.00011416 | 0.72487 | 0.017798 | 0 | 0.01914 | 0.45463 | 0 | 0.52993
4431 | 1 | 0.00010014 | 0 | 0.0023445 | 0.00022322 | 0.00011416 | 0.60775 | 0.013437 | 0 | 0.026644 | 0.45124 | 0 | 0.0026409
4432 | 1 | 0.00010021 | 0 | 0.0021763 | 0.00022322 | 0.00011416 | 0.45997 | 0.010726 | 0 | 0.028583 | 0.45224 | 0 | 0.033841
4433 | 1 | 0.00010303 | 0 | 0.0020382 | 0.00016448 | 0.00011416 | 0.29472 | 0.012494 | 0 | 0.1156 | 0.46207 | 0 | 0.09945
4434 | 1 | 0.00010459 | 0 | 0.0014857 | 0.00011748 | 0.00011416 | 0.13629 | 0.018977 | 0 | 0.11551 | 0.47068 | 0 | 0
4435 | 1 | 0.00011078 | 0 | 0.00045953 | 8.8113e-05 | 0.00011416 | 0.036201 | 0.028524 | 0 | 0.11037 | 0.4728 | 0 | 0
4436 | 1 | 0.00011021 | 0 | 0 | 5.8742e-05 | 0.00011416 | 0.0025554 | 0.063767 | 0 | 0.091821 | 0.46315 | 0 | 0
4437 | 1 | 0.00010748 | 0 | 0 | 3.7595e-05 | 0.00011416 | 0 | 0.08628 | 0 | 0.092327 | 0.45932 | 0 | 0
4438 | 1 | 0.00010618 | 0 | 0 | 2.3497e-05 | 0.00011416 | 0 | 0.10608 | 0 | 0.022681 | 0.44141 | 0 | 0
4439 | 1 | 9.0578e-05 | 0 | 0 | 9.3987e-06 | 0.00011416 | 0 | 0.1128 | 0 | 0.018634 | 0.4332 | 0 | 0
4440 | 1 | 8.1567e-05 | 0 | 0 | 5.8742e-06 | 0.00011416 | 0 | 0.074611 | 0 | 0.023777 | 0.43239 | 0 | 0
4441 | 1 | 7.3571e-05 | 0 | 0 | 2.3497e-06 | 0.00011416 | 0 | 0.036068 | 0 | 0.0030354 | 0.4323 | 0 | 0
4442 | 1 | 7.2275e-05 | 0 | 0 | 1.1748e-06 | 0.00011416 | 0 | 0.021099 | 0 | 0.0014334 | 0.42874 | 0 | 0
4443 | 1 | 6.6532e-05 | 0 | 0 | 1.4098e-05 | 0.00011416 | 0 | 0.018388 | 0 | 0.016273 | 0.42585 | 0 | 0
4444 | 1 | 6.4842e-05 | 0 | 0 | 3.7595e-05 | 0.00011416 | 0.0042589 | 0.014851 | 0 | 0.048482 | 0.42166 | 0 | 0
4445 | 1 | 6.6673e-05 | 0 | 0 | 9.3987e-05 | 0.00011416 | 0.05707 | 0.01049 | 0 | 0.049157 | 0.41882 | 0 | 0
4446 | 1 | 7.1591e-05 | 0 | 0.00019459 | 0.0001821 | 0.00011416 | 0.1891 | 0.0061292 | 0 | 0.044772 | 0.42085 | 0 | 0
4447 | 1 | 7.7046e-05 | 0 | 0.0010549 | 0.0001586 | 0.00011416 | 0.35094 | 0.0020038 | 0 | 0.017538 | 0.42576 | 0 | 0.28458
4448 | 1 | 7.9577e-05 | 0 | 0.0018455 | 0.00014685 | 0.00011416 | 0.52428 | 0.0010608 | 0 | 0.015093 | 0.43005 | 0 | 0.53186
4449 | 1 | 8.4711e-05 | 0 | 0.0023093 | 0.00016448 | 0.00011416 | 0.67632 | 0.0018859 | 0 | 0.014924 | 0.43943 | 0 | 0.6989
4450 | 1 | 8.6318e-05 | 0 | 0.0026662 | 0.00018797 | 0.00011416 | 0.77172 | 0.012258 | 0 | 0.015177 | 0.43596 | 0 | 0.87251
4451 | 1 | 9.0135e-05 | 0 | 0.0028759 | 0.00020677 | 0.00011416 | 0.82027 | 0.019213 | 0 | 0.023019 | 0.43776 | 0 | 0.80125
4452 | 1 | 8.2019e-05 | 0 | 0.003035 | 0.00018797 | 0.00011416 | 0.82709 | 0.020391 | 0 | 0.049494 | 0.42883 | 0 | 0.84121
4453 | 1 | 7.8581e-05 | 0 | 0.0031335 | 0.00019032 | 0.00011416 | 0.79642 | 0.011315 | 0 | 0.049578 | 0.42242 | 0 | 0.84143
4454 | 1 | 7.6081e-05 | 0 | 0.0031457 | 0.00021382 | 0.00011416 | 0.72615 | 0.0070721 | 0 | 0.055312 | 0.42509 | 0 | 0.70015
4455 | 1 | 7.5794e-05 | 0 | 0.003066 | 0.00022322 | 0.00011416 | 0.60945 | 0.00719 | 0 | 0.056155 | 0.42328 | 0 | 0.52029
4456 | 1 | 7.7717e-05 | 0 | 0.0030228 | 0.00022322 | 0.00011416 | 0.45741 | 0.0091938 | 0 | 0.023356 | 0.42495 | 0 | 0.31069
4457 | 1 | 8.4256e-05 | 0 | 0.0029037 | 0.00016448 | 0.00011416 | 0.29174 | 0.014498 | 0 | 0.022766 | 0.43929 | 0 | 0.092998
4458 | 1 | 9.5468e-05 | 0 | 0.0019911 | 0.00011748 | 0.00011416 | 0.13245 | 0.038425 | 0 | 0.042327 | 0.44484 | 0 | 0
4459 | 1 | 0.00010519 | 0 | 0.0007348 | 8.8113e-05 | 0.00011416 | 0.034072 | 0.12954 | 0 | 0.0065767 | 0.4461 | 0 | 0
4460 | 1 | 0.00011097 | 0 | 3.0011e-05 | 5.8742e-05 | 0.00011416 | 0.0025554 | 0.28642 | 0 | 0.012395 | 0.43672 | 0 | 0
4461 | 1 | 0.00010608 | 0 | 0 | 3.7595e-05 | 0.00011416 | 0 | 0.41431 | 0 | 0.028162 | 0.43911 | 0 | 0
4462 | 1 | 0.0001018 | 0 | 0 | 2.3497e-05 | 0.00011416 | 0 | 0.33416 | 0 | 0.022091 | 0.43302 | 0 | 0
4463 | 1 | 9.5128e-05 | 0 | 0 | 9.3987e-06 | 0.00011416 | 0 | 0.23774 | 0 | 0.0064924 | 0.4282 | 0 | 0
4464 | 1 | 8.2204e-05 | 0 | 0 | 5.8742e-06 | 0.00011416 | 0 | 0.16136 | 0 | 0.011804 | 0.42242 | 0 | 0
4465 | 1 | 7.5031e-05 | 0 | 0 | 2.3497e-06 | 0.00011416 | 0 | 0.11033 | 0 | 0.010708 | 0.42121 | 0 | 0
4466 | 1 | 7.4646e-05 | 0 | 0 | 1.1748e-06 | 0.00011416 | 0 | 0.083805 | 0 | 0.01054 | 0.41539 | 0 | 0
4467 | 1 | 7.372e-05 | 0 | 0 | 1.4098e-05 | 0.00011416 | 0 | 0.07025 | 0 | 0.012057 | 0.41395 | 0 | 0
4468 | 1 | 7.924e-05 | 0 | 0 | 3.7595e-05 | 0.00011416 | 0.0034072 | 0.09677 | 0 | 0.016105 | 0.40538 | 0 | 0
4469 | 1 | 9.4372e-05 | 0 | 0 | 9.3987e-05 | 0.00011416 | 0.049404 | 0.093588 | 0 | 0.026476 | 0.42279 | 0 | 0
4470 | 1 | 0.0001292 | 0 | 0 | 0.0001821 | 0.00011416 | 0.1644 | 0.075083 | 0 | 0.16754 | 0.43302 | 0 | 0
4471 | 1 | 0.00015095 | 0 | 0.00051794 | 0.0001586 | 0.00011416 | 0.30409 | 0.064239 | 0 | 0.22707 | 0.43 | 0 | 0.0023289
4472 | 1 | 0.0001624 | 0 | 0.00098263 | 0.00014685 | 0.00011416 | 0.45698 | 0.1042 | 0 | 0.065514 | 0.43036 | 0 | 0
4473 | 1 | 0.00016207 | 0 | 0.0011905 | 0.00016448 | 0.00011416 | 0.58177 | 0.30163 | 0 | 0.042664 | 0.42901 | 0 | 0.008814
4474 | 1 | 0.00016035 | 0 | 0.0013483 | 0.00018797 | 0.00011416 | 0.66525 | 0.38237 | 0 | 0.035413 | 0.42049 | 0 | 0.66243
4475 | 1 | 0.00015294 | 0 | 0.0016038 | 0.00020677 | 0.00011416 | 0.6546 | 0.32838 | 0 | 0.087943 | 0.41101 | 0 | 0.70092
4476 | 1 | 0.00014952 | 0 | 0.001873 | 0.00018797 | 0.00011416 | 0.63203 | 0.41596 | 0 | 0.1016 | 0.40574 | 0 | 0.27723
4477 | 1 | 0.00014591 | 0 | 0.0020572 | 0.00019032 | 0.00011416 | 0.61031 | 0.37046 | 0 | 0.036172 | 0.40574 | 0 | 0.63747
4478 | 1 | 0.00014321 | 0 | 0.0021695 | 0.00021382 | 0.00011416 | 0.56388 | 0.35785 | 0 | 0.03828 | 0.40159 | 0 | 0.47052
4479 | 1 | 0.00014135 | 0 | 0.0022041 | 0.00022322 | 0.00011416 | 0.48935 | 0.2962 | 0 | 0.067032 | 0.40362 | 0 | 0.3092
4480 | 1 | 0.00014453 | 0 | 0.0021176 | 0.00022322 | 0.00011416 | 0.38501 | 0.30882 | 0 | 0.1468 | 0.4093 | 0 | 0.10404
4481 | 1 | 0.00014886 | 0 | 0.0018688 | 0.00016448 | 0.00011416 | 0.25426 | 0.22996 | 0 | 0.17605 | 0.4213 | 0 | 0.0076217
4482 | 1 | 0.00015655 | 0 | 0.0013744 | 0.00011748 | 0.00011416 | 0.1184 | 0.17468 | 0 | 0.18997 | 0.42811 | 0 | 0
4483 | 1 | 0.00015383 | 0 | 0.00060797 | 8.8113e-05 | 0.00011416 | 0.032794 | 0.15924 | 0 | 0.18356 | 0.42229 | 0 | 0
4484 | 1 | 0.00014701 | 0 | 0.00022008 | 5.8742e-05 | 0.00011416 | 0.0025554 | 0.18541 | 0 | 0.15464 | 0.41814 | 0 | 0
4485 | 1 | 0.00013788 | 0 | 3.3884e-05 | 3.7595e-05 | 0.00011416 | 0 | 0.17928 | 0 | 0.1468 | 0.41476 | 0 | 0
4486 | 1 | 0.00013196 | 0 | 0 | 2.3497e-05 | 0.00011416 | 0 | 0.16066 | 0 | 0.11214 | 0.41674 | 0 | 0
4487 | 1 | 0.00011324 | 0 | 0 | 9.3987e-06 | 0.00011416 | 0 | 0.10255 | 0 | 0.08946 | 0.40831 | 0 | 0
4488 | 1 | 0.00010702 | 0 | 0 | 5.8742e-06 | 0.00011416 | 0 | 0.069189 | 0 | 0.022175 | 0.41363 | 0 | 0
4489 | 1 | 9.6083e-05 | 0 | 0 | 2.3497e-06 | 0.00011416 | 0 | 0.070132 | 0 | 0.018381 | 0.41679 | 0 | 0
4490 | 1 | 9.146e-05 | 0 | 0 | 1.1748e-06 | 0.00011416 | 0 | 0.046205 | 0 | 0.031282 | 0.41467 | 0 | 0
4491 | 1 | 8.7999e-05 | 0 | 0 | 1.4098e-05 | 0.00011416 | 0 | 0.038307 | 0 | 0.039966 | 0.41386 | 0 | 0
4492 | 1 | 9.017e-05 | 0 | 0 | 3.7595e-05 | 0.00011416 | 0.0042589 | 0.032885 | 0 | 0.055649 | 0.41282 | 0 | 0
4493 | 1 | 0.00010518 | 0 | 0 | 9.3987e-05 | 0.00011416 | 0.051959 | 0.022041 | 0 | 0.10582 | 0.40795 | 0 | 0
4494 | 1 | 0.0001365 | 0 | 2.388e-05 | 0.0001821 | 0.00011416 | 0.1793 | 0.0088402 | 0 | 0.19949 | 0.41187 | 0 | 0
4495 | 1 | 0.00016007 | 0 | 0.00087582 | 0.0001586 | 0.00011416 | 0.33688 | 0.0038897 | 0 | 0.21577 | 0.41304 | 0 | 0.32078
4496 | 1 | 0.00016562 | 0 | 0.0016 | 0.00014685 | 0.00011416 | 0.50426 | 0.002711 | 0 | 0.19359 | 0.4217 | 0 | 0.53124
4497 | 1 | 0.00016537 | 0 | 0.0021189 | 0.00016448 | 0.00011416 | 0.6529 | 0.0047148 | 0 | 0.18044 | 0.42288 | 0 | 0.7237
4498 | 1 | 0.00016446 | 0 | 0.0025368 | 0.00018797 | 0.00011416 | 0.74744 | 0.027581 | 0 | 0.19444 | 0.42355 | 0 | 0.75599
4499 | 1 | 0.00015932 | 0 | 0.0028366 | 0.00020677 | 0.00011416 | 0.78066 | 0.048444 | 0 | 0.16054 | 0.41918 | 0 | 0.70064
4500 | 1 | 0.00014788 | 0 | 0.0030931 | 0.00018797 | 0.00011416 | 0.77215 | 0.048562 | 0 | 0.17116 | 0.41232 | 0 | 0.88812
4501 | 1 | 0.00014304 | 0 | 0.0032209 | 0.00019032 | 0.00011416 | 0.72359 | 0.050448 | 0 | 0.15455 | 0.41453 | 0 | 0.75605
4502 | 1 | 0.00013683 | 0 | 0.0032567 | 0.00021382 | 0.00011416 | 0.64991 | 0.068482 | 0 | 0.13626 | 0.4157 | 0 | 0.2056
4503 | 1 | 0.00013623 | 0 | 0.0032061 | 0.00022322 | 0.00011416 | 0.55494 | 0.076615 | 0 | 0.12943 | 0.4171 | 0 | 0.45229
4504 | 1 | 0.00013457 | 0 | 0.0029928 | 0.00022322 | 0.00011416 | 0.42078 | 0.10667 | 0 | 0.18659 | 0.42288 | 0 | 0
4505 | 1 | 0.00013935 | 0 | 0.0026149 | 0.00016448 | 0.00011416 | 0.26831 | 0.15677 | 0 | 0.19469 | 0.4268 | 0 | 0.028292
4506 | 1 | 0.00014129 | 0 | 0.0019169 | 0.00011748 | 0.00011416 | 0.11627 | 0.19012 | 0 | 0.17631 | 0.44322 | 0 | 0
4507 | 1 | 0.00013639 | 0 | 0.0010243 | 8.8113e-05 | 0.00011416 | 0.028109 | 0.34653 | 0 | 0.11029 | 0.43848 | 0 | 0
4508 | 1 | 0.00012538 | 0 | 0.00054214 | 5.8742e-05 | 0.00011416 | 0.0017036 | 0.51061 | 0 | 0.085835 | 0.43203 | 0 | 0
4509 | 1 | 0.00011937 | 0 | 0.00035142 | 3.7595e-05 | 0.00011416 | 0 | 0.531 | 0 | 0.17723 | 0.43027 | 0 | 0
4510 | 1 | 0.00011116 | 0 | 0.00018201 | 2.3497e-05 | 0.00011416 | 0 | 0.52735 | 0 | 0.037099 | 0.43235 | 0 | 0
4511 | 1 | 9.4226e-05 | 0 | 3.6143e-05 | 9.3987e-06 | 0.00011416 | 0 | 0.57956 | 0 | 0.022344 | 0.425 | 0 | 0
4512 | 1 | 8.3323e-05 | 0 | 0 | 5.8742e-06 | 0.00011416 | 0 | 0.5389 | 0 | 0.026307 | 0.4263 | 0 | 0
4513 | 1 | 7.9099e-05 | 0 | 0 | 2.3497e-06 | 0.00011416 | 0 | 0.47843 | 0 | 0.036594 | 0.42522 | 0 | 0
4514 | 1 | 7.5276e-05 | 0 | 0 | 1.1748e-06 | 0.00011416 | 0 | 0.54998 | 0 | 0.036509 | 0.4231 | 0 | 0
4515 | 1 | 6.588e-05 | 0 | 0 | 1.4098e-05 | 0.00011416 | 0 | 0.4024 | 0 | 0.040219 | 0.4213 | 0 | 0
4516 | 1 | 7.5572e-05 | 0 | 0 | 3.7595e-05 | 0.00011416 | 0.0017036 | 0.21275 | 0 | 0.029427 | 0.42188 | 0 | 0
4517 | 1 | 9.4172e-05 | 0 | 0 | 9.3987e-05 | 0.00011416 | 0.034923 | 0.20215 | 0 | 0.045616 | 0.43605 | 0 | 0
4518 | 1 | 0.00012776 | 0 | 0 | 0.0001821 | 0.00011416 | 0.12479 | 0.11516 | 0 | 0.12715 | 0.44543 | 0 | 0
4519 | 1 | 0.0001569 | 0 | 6.68e-05 | 0.0001586 | 0.00011416 | 0.22061 | 0.056695 | 0 | 0.14983 | 0.45219 | 0 | 0.014029
4520 | 1 | 0.00017351 | 0 | 0.00039789 | 0.00014685 | 0.00011416 | 0.32836 | 0.11245 | 0 | 0.13895 | 0.44818 | 0 | 0.090781
4521 | 1 | 0.00017014 | 0 | 0.00068768 | 0.00016448 | 0.00011416 | 0.43654 | 0.29679 | 0 | 0.12757 | 0.44764 | 0 | 0
4522 | 1 | 0.00017612 | 0 | 0.0008684 | 0.00018797 | 0.00011416 | 0.49191 | 0.37753 | 0 | 0.11796 | 0.44845 | 0 | 0
4523 | 1 | 0.0001743 | 0 | 0.00093552 | 0.00020677 | 0.00011416 | 0.50426 | 0.31506 | 0 | 0.044772 | 0.43546 | 0 | 0
4524 | 1 | 0.00017649 | 0 | 0.00083354 | 0.00018797 | 0.00011416 | 0.48169 | 0.22643 | 0 | 0.062479 | 0.42905 | 0 | 0.017673
4525 | 1 | 0.00017578 | 0 | 0.00059507 | 0.00019032 | 0.00011416 | 0.40503 | 0.40594 | 0 | 0.036762 | 0.43158 | 0 | 0.0022286
4526 | 1 | 0.0001652 | 0 | 0.00027268 | 0.00021382 | 0.00011416 | 0.34072 | 0.41843 | 0 | 0.037943 | 0.43217 | 0 | 0
4527 | 1 | 0.00016799 | 0 | 0 | 0.00022322 | 0.00011416 | 0.29855 | 0.15641 | 0 | 0.048567 | 0.43149 | 0 | 0
4528 | 1 | 0.00016813 | 0 | 0 | 0.00022322 | 0.00011416 | 0.21934 | 0.34229 | 0 | 0.036256 | 0.44065 | 0 | 0
4529 | 1 | 0.00015575 | 0 | 0 | 0.00016448 | 0.00011416 | 0.13416 | 0.38484 | 0 | 0.040809 | 0.45341 | 0 | 0
4530 | 1 | 0.00015848 | 0 | 0 | 0.00011748 | 0.00011416 | 0.07155 | 0.35408 | 0 | 0.075464 | 0.45756 | 0 | 0
4531 | 1 | 0.00015647 | 0 | 0 | 8.8113e-05 | 0.00011416 | 0.028535 | 0.40123 | 0 | 0.11256 | 0.46653 | 0 | 0
4532 | 1 | 0.00013921 | 1.0107e-05 | 0 | 5.8742e-05 | 0.00011416 | 0.0034072 | 0.29939 | 0 | 0.070911 | 0.46401 | 0 | 0
4533 | 1 | 0.0001304 | 1.7648e-05 | 0 | 3.7595e-05 | 0.00011416 | 0 | 0.31106 | 0 | 0.043339 | 0.4604 | 0 | 0
4534 | 1 | 0.0001237 | 2.3744e-05 | 0 | 2.3497e-05 | 0.00011416 | 0 | 0.3852 | 0 | 0.033895 | 0.45864 | 0 | 0
4535 | 1 | 0.00010013 | 2.8295e-05 | 0 | 9.3987e-06 | 0.00011416 | 0 | 0.54962 | 0 | 0.029089 | 0.45729 | 0 | 0
4536 | 1 | 9.0324e-05 | 3.3093e-05 | 0 | 5.8742e-06 | 0.00011416 | 0 | 0.52923 | 0 | 0.041315 | 0.4521 | 0 | 0
4537 | 1 | 8.0536e-05 | 3.7585e-05 | 0 | 2.3497e-06 | 0.00011416 | 0 | 0.37034 | 0 | 0.063406 | 0.45463 | 0 | 0
4538 | 1 | 7.9664e-05 | 4.3142e-05 | 0 | 1.1748e-06 | 0.00011416 | 0 | 0.32544 | 0 | 0.035919 | 0.45657 | 0 | 0
4539 | 1 | 7.4316e-05 | 4.8495e-05 | 0 | 1.4098e-05 | 0.00011416 | 0 | 0.27852 | 0 | 0.042159 | 0.45472 | 0 | 0
4540 | 1 | 8.0479e-05 | 5.112e-05 | 0 | 3.7595e-05 | 0.00011416 | 0.0046848 | 0.26709 | 0 | 0.024536 | 0.45598 | 0 | 0
4541 | 1 | 9.9415e-05 | 3.8825e-05 | 0 | 9.3987e-05 | 0.00011416 | 0.052811 | 0.2236 | 0 | 0.034317 | 0.4696 | 0 | 0
4542 | 1 | 0.00013057 | 1.8173e-05 | 0 | 0.0001821 | 0.00011416 | 0.17376 | 0.19142 | 0 | 0.044182 | 0.4797 | 0 | 0
4543 | 1 | 0.00015698 | 0 | 0 | 0.0001586 | 0.00011416 | 0.31942 | 0.18859 | 0 | 0.11762 | 0.48498 | 0 | 0.00117
4544 | 1 | 0.00016523 | 0 | 0 | 0.00014685 | 0.00011416 | 0.46806 | 0.26709 | 0 | 0.098229 | 0.49278 | 0 | 0.001248
4545 | 1 | 0.00016695 | 0 | 0 | 0.00016448 | 0.00011416 | 0.5839 | 0.30316 | 0 | 0.041906 | 0.48665 | 0 | 0.05567
4546 | 1 | 0.00017207 | 0 | 0 | 0.00018797 | 0.00011416 | 0.66099 | 0.37223 | 0 | 0.050927 | 0.48209 | 0 | 0
4547 | 1 | 0.0001697 | 0 | 0 | 0.00020677 | 0.00011416 | 0.71039 | 0.4024 | 0 | 0.041737 | 0.47813 | 0 | 0
4548 | 1 | 0.0001672 | 0 | 0 | 0.00018797 | 0.00011416 | 0.71763 | 0.42221 | 0 | 0.061383 | 0.47596 | 0 | 0.079047
4549 | 1 | 0.00016498 | 0 | 0 | 0.00019032 | 0.00011416 | 0.69719 | 0.58958 | 0 | 0.065093 | 0.47276 | 0 | 0.065698
4550 | 1 | 0.00015705 | 0 | 0 | 0.00021382 | 0.00011416 | 0.61755 | 0.76898 | 0 | 0.072007 | 0.47217 | 0 | 0
4551 | 1 | 0.00014976 | 0 | 0 | 0.00022322 | 0.00011416 | 0.50128 | 0.79514 | 0 | 0.051349 | 0.46987 | 0 | 0
4552 | 1 | 0.00015101 | 0 | 0 | 0.00022322 | 0.00011416 | 0.38373 | 0.79727 | 0 | 0.048651 | 0.46793 | 0 | 0.00067971
4553 | 1 | 0.00014554 | 0 | 0 | 0.00016448 | 0.00011416 | 0.26107 | 0.5798 | 0 | 0.052277 | 0.47452 | 0 | 0.013093
4554 | 1 | 0.00014747 | 0 | 0 | 0.00011748 | 0.00011416 | 0.12734 | 0.37117 | 0 | 0.040556 | 0.47817 | 0 | 0
4555 | 1 | 0.00013954 | 9.9907e-06 | 0 | 8.8113e-05 | 0.00011416 | 0.039182 | 0.34571 | 0 | 0.024368 | 0.47497 | 0 | 0
4556 | 1 | 0.00012904 | 3.1649e-05 | 0 | 5.8742e-05 | 0.00011416 | 0.0051107 | 0.36999 | 0 | 0.021248 | 0.47569 | 0 | 0
4557 | 1 | 0.00012009 | 4.6001e-05 | 0 | 3.7595e-05 | 0.00011416 | 0 | 0.36634 | 0 | 0.066273 | 0.46622 | 0 | 0
4558 | 1 | 0.00010678 | 5.7115e-05 | 0 | 2.3497e-05 | 0.00011416 | 0 | 0.41278 | 0 | 0.016358 | 0.45242 | 0 | 0
4559 | 1 | 9.3922e-05 | 6.553e-05 | 0 | 9.3987e-06 | 0.00011416 | 0 | 0.47619 | 0 | 0.014165 | 0.43893 | 0 | 0
4560 | 1 | 8.4486e-05 | 7.3114e-05 | 0 | 5.8742e-06 | 0.00011416 | 0 | 0.3186 | 0 | 0.023187 | 0.43717 | 0 | 0
4561 | 1 | 8.0763e-05 | 8.0859e-05 | 0 | 2.3497e-06 | 0.00011416 | 0 | 0.30952 | 0 | 0.021164 | 0.4365 | 0 | 0
4562 | 1 | 7.723e-05 | 8.8414e-05 | 0 | 1.1748e-06 | 0.00011416 | 0 | 0.29078 | 0 | 0.038111 | 0.43587 | 0 | 0
4563 | 1 | 6.949e-05 | 9.524e-05 | 0 | 1.4098e-05 | 0.00011416 | 0 | 0.22572 | 0 | 0.040304 | 0.43329 | 0 | 0
4564 | 1 | 7.3653e-05 | 9.6582e-05 | 0 | 3.7595e-05 | 0.00011416 | 0.0046848 | 0.19036 | 0 | 0.028499 | 0.42878 | 0 | 0
4565 | 1 | 9.314e-05 | 7.3479e-05 | 0 | 9.3987e-05 | 0.00011416 | 0.057922 | 0.14686 | 0 | 0.059444 | 0.43767 | 0 | 0
4566 | 1 | 0.00012528 | 4.0502e-05 | 0 | 0.0001821 | 0.00011416 | 0.19165 | 0.089227 | 0 | 0.11939 | 0.44624 | 0 | 0
4567 | 1 | 0.00015049 | 9.7282e-06 | 0 | 0.0001586 | 0.00011416 | 0.3569 | 0.048326 | 0 | 0.12369 | 0.44773 | 0 | 0.12695
4568 | 1 | 0.00016117 | 0 | 0 | 0.00014685 | 0.00011416 | 0.52939 | 0.047973 | 0 | 0.030776 | 0.44561 | 0 | 0.40714
4569 | 1 | 0.00016446 | 0 | 0 | 0.00016448 | 0.00011416 | 0.67888 | 0.086516 | 0 | 0.043339 | 0.44168 | 0 | 0.61345
4570 | 1 | 0.00016765 | 0 | 0 | 0.00018797 | 0.00011416 | 0.77513 | 0.20179 | 0 | 0.040472 | 0.43311 | 0 | 0.85642
4571 | 1 | 0.00016652 | 0 | 0 | 0.00020677 | 0.00011416 | 0.82709 | 0.29727 | 0 | 0.029511 | 0.42139 | 0 | 0.95805
4572 | 1 | 0.00015719 | 0 | 0 | 0.00018797 | 0.00011416 | 0.83305 | 0.33274 | 0 | 0.039039 | 0.41056 | 0 | 0.98662
4573 | 1 | 0.00015353 | 0 | 0 | 0.00019032 | 0.00011416 | 0.78365 | 0.31789 | 0 | 0.028078 | 0.40971 | 0 | 0.87337
4574 | 1 | 0.00014627 | 0 | 0 | 0.00021382 | 0.00011416 | 0.704 | 0.27735 | 0 | 0.02226 | 0.40907 | 0 | 0.75196
4575 | 1 | 0.0001398 | 0 | 0 | 0.00022322 | 0.00011416 | 0.58731 | 0.29208 | 0 | 0.033642 | 0.41178 | 0 | 0.5414
4576 | 1 | 0.00013873 | 0 | 0 | 0.00022322 | 0.00011416 | 0.43612 | 0.30351 | 0 | 0.032884 | 0.41512 | 0 | 0.31811
4577 | 1 | 0.00014524 | 0 | 0 | 0.00016448 | 0.00011416 | 0.28578 | 0.28678 | 0 | 0.056492 | 0.42188 | 0 | 0.10084
4578 | 1 | 0.00014151 | 0 | 0 | 0.00011748 | 0.00011416 | 0.1414 | 0.21405 | 0 | 0.27386 | 0.42567 | 0 | 0
4579 | 1 | 0.0001352 | 0 | 0 | 8.8113e-05 | 0.00011416 | 0.043015 | 0.14121 | 0 | 0.25607 | 0.42418 | 0 | 0
4580 | 1 | 0.00012666 | 1.6875e-05 | 0 | 5.8742e-05 | 0.00011416 | 0.0042589 | 0.12058 | 0 | 0.2312 | 0.42179 | 0 | 0
4581 | 1 | 0.00012209 | 2.7828e-05 | 0 | 3.7595e-05 | 0.00011416 | 0 | 0.12753 | 0 | 0.27572 | 0.41588 | 0 | 0
4582 | 1 | 0.00011826 | 3.7615e-05 | 0 | 2.3497e-05 | 0.00011416 | 0 | 0.14899 | 0 | 0.12175 | 0.40303 | 0 | 0
4583 | 1 | 0.00010152 | 4.5899e-05 | 0 | 9.3987e-06 | 0.00011416 | 0 | 0.085926 | 0 | 0.089629 | 0.39667 | 0 | 0
4584 | 1 | 8.877e-05 | 5.2404e-05 | 0 | 5.8742e-06 | 0.00011416 | 0 | 0.04314 | 0 | 0.017791 | 0.38887 | 0 | 0
4585 | 1 | 7.6172e-05 | 5.8646e-05 | 0 | 2.3497e-06 | 0.00011416 | 0 | 0.029467 | 0 | 0.013238 | 0.37913 | 0 | 0
4586 | 1 | 7.1341e-05 | 6.4013e-05 | 0 | 1.1748e-06 | 0.00011416 | 0 | 0.014498 | 0 | 0.011551 | 0.37886 | 0 | 0
4587 | 1 | 6.7782e-05 | 6.9497e-05 | 0 | 1.4098e-05 | 0.00011416 | 0 | 0.0094295 | 0 | 0.022091 | 0.3748 | 0 | 0
4588 | 1 | 6.6236e-05 | 7.2341e-05 | 0 | 3.7595e-05 | 0.00011416 | 0.0046848 | 0.013201 | 0 | 0.021754 | 0.37029 | 0 | 0
4589 | 1 | 7.4162e-05 | 4.9049e-05 | 0 | 9.3987e-05 | 0.00011416 | 0.056218 | 0.013555 | 0 | 0.025464 | 0.37376 | 0 | 0
4590 | 1 | 9.2441e-05 | 1.2558e-05 | 0 | 0.0001821 | 0.00011416 | 0.18782 | 0.0075436 | 0 | 0.029764 | 0.39185 | 0 | 0
4591 | 1 | 0.00010935 | 0 | 0 | 0.0001586 | 0.00011416 | 0.35136 | 0.0024753 | 0 | 0.035835 | 0.40281 | 0 | 0.3584
4592 | 1 | 0.00011808 | 0 | 0 | 0.00014685 | 0.00011416 | 0.52768 | 0.0011787 | 0 | 0.03828 | 0.4019 | 0 | 0.54703
4593 | 1 | 0.00012506 | 0 | 0 | 0.00016448 | 0.00011416 | 0.68058 | 0.00094295 | 0 | 0.044182 | 0.39694 | 0 | 0.72132
4594 | 1 | 0.00012648 | 0 | 0.00027043 | 0.00018797 | 0.00011416 | 0.77896 | 0.0014144 | 0 | 0.049494 | 0.39144 | 0 | 0.81131
4595 | 1 | 0.00012486 | 0 | 0.0006709 | 0.00020677 | 0.00011416 | 0.81559 | 0.0036539 | 0 | 0.032631 | 0.3904 | 0 | 0.84644
4596 | 1 | 0.00011729 | 0 | 0.00097166 | 0.00018797 | 0.00011416 | 0.81048 | 0.0095474 | 0 | 0.046037 | 0.38833 | 0 | 0.98588
4597 | 1 | 0.00011093 | 0 | 0.0011424 | 0.00019032 | 0.00011416 | 0.76448 | 0.0075436 | 0 | 0.040725 | 0.38237 | 0 | 0.87372
4598 | 1 | 0.00010912 | 0 | 0.0011776 | 0.00021382 | 0.00011416 | 0.68569 | 0.0082508 | 0 | 0.03457 | 0.37638 | 0 | 0.575
4599 | 1 | 0.00010992 | 0 | 0.0010552 | 0.00022322 | 0.00011416 | 0.56601 | 0.0066007 | 0 | 0.033305 | 0.37538 | 0 | 0.27842
4600 | 1 | 0.00011221 | 0 | 0.00083645 | 0.00022322 | 0.00011416 | 0.42675 | 0.011669 | 0 | 0.028162 | 0.37998 | 0 | 0.24733
4601 | 1 | 0.0001153 | 0 | 0.00057377 | 0.00016448 | 0.00011416 | 0.27853 | 0.011198 | 0 | 0.042411 | 0.39333 | 0 | 0
4602 | 1 | 0.00011418 | 0 | 8.713e-05 | 0.00011748 | 0.00011416 | 0.13032 | 0.014851 | 0 | 0.08887 | 0.40339 | 0 | 0
4603 | 1 | 0.00010945 | 0 | 0 | 8.8113e-05 | 0.00011416 | 0.035775 | 0.02157 | 0 | 0.020067 | 0.40082 | 0 | 0
4604 | 1 | 0.00010523 | 0 | 0 | 5.8742e-05 | 0.00011416 | 0.0025554 | 0.020038 | 0 | 0.036341 | 0.3923 | 0 | 0
4605 | 1 | 0.00010172 | 0 | 0 | 3.7595e-05 | 0.00011416 | 0 | 0.027463 | 0 | 0.082546 | 0.38328 | 0 | 0
4606 | 1 | 0.00010011 | 0 | 0 | 2.3497e-05 | 0.00011416 | 0 | 0.024517 | 0 | 0.033811 | 0.37592 | 0 | 0
4607 | 1 | 8.9066e-05 | 0 | 0 | 9.3987e-06 | 0.00011416 | 0 | 0.025931 | 0 | 0.038533 | 0.36614 | 0 | 0
4608 | 1 | 8.2197e-05 | 0 | 0 | 5.8742e-06 | 0.00011416 | 0 | 0.028996 | 0 | 0.064081 | 0.36113 | 0 | 0
4609 | 1 | 7.2875e-05 | 0 | 0 | 2.3497e-06 | 0.00011416 | 0 | 0.018388 | 0 | 0.063744 | 0.35509 | 0 | 0
4610 | 1 | 6.7426e-05 | 6.6653e-06 | 0 | 1.1748e-06 | 0.00011416 | 0 | 0.01768 | 0 | 0.058685 | 0.35531 | 0 | 0
4611 | 1 | 6.446e-05 | 1.5679e-05 | 0 | 1.4098e-05 | 0.00011416 | 0 | 0.020156 | 0 | 0.063912 | 0.35175 | 0 | 0
4612 | 1 | 6.2683e-05 | 1.9092e-05 | 0 | 3.7595e-05 | 0.00011416 | 0.0029813 | 0.023692 | 0 | 0.057673 | 0.34629 | 0 | 0
4613 | 1 | 6.236e-05 | 0 | 0 | 9.3987e-05 | 0.00011416 | 0.048978 | 0.021452 | 0 | 0.054975 | 0.34783 | 0 | 0
4614 | 1 | 6.8822e-05 | 0 | 0 | 0.0001821 | 0.00011416 | 0.1644 | 0.02487 | 0 | 0.036847 | 0.36312 | 0 | 0
4615 | 1 | 8.0396e-05 | 0 | 0 | 0.0001586 | 0.00011416 | 0.31218 | 0.021688 | 0 | 0.039798 | 0.37042 | 0 | 0.20696
4616 | 1 | 8.4846e-05 | 0 | 0.00040467 | 0.00014685 | 0.00011416 | 0.47998 | 0.021924 | 0 | 0.051349 | 0.36975 | 0 | 0.42288
4617 | 1 | 8.8111e-05 | 0 | 0.0009452 | 0.00016448 | 0.00011416 | 0.62692 | 0.021099 | 0 | 0.039798 | 0.36767 | 0 | 0.55738
4618 | 1 | 9.2755e-05 | 0 | 0.0013105 | 0.00018797 | 0.00011416 | 0.73254 | 0.022513 | 0 | 0.037858 | 0.36221 | 0 | 0.70047
4619 | 1 | 9.7653e-05 | 0 | 0.0015587 | 0.00020677 | 0.00011416 | 0.78237 | 0.040075 | 0 | 0.038111 | 0.36082 | 0 | 0.81587
4620 | 1 | 9.0495e-05 | 0 | 0.0017029 | 0.00018797 | 0.00011416 | 0.77598 | 0.060702 | 0 | 0.032462 | 0.36068 | 0 | 0.81328
4621 | 1 | 8.563e-05 | 0 | 0.0017426 | 0.00019032 | 0.00011416 | 0.7385 | 0.075672 | 0 | 0.033895 | 0.35937 | 0 | 0.70402
4622 | 1 | 8.207e-05 | 0 | 0.0016919 | 0.00021382 | 0.00011416 | 0.67121 | 0.089463 | 0 | 0.026813 | 0.35563 | 0 | 0.41591
4623 | 1 | 8.0904e-05 | 0 | 0.0015325 | 0.00022322 | 0.00011416 | 0.55451 | 0.11975 | 0 | 0.02774 | 0.35608 | 0 | 0.20927
4624 | 1 | 8.4093e-05 | 0 | 0.0012776 | 0.00022322 | 0.00011416 | 0.40119 | 0.11233 | 0 | 0.029427 | 0.35662 | 0 | 0.11952
4625 | 1 | 9.4129e-05 | 0 | 0.00093326 | 0.00016448 | 0.00011416 | 0.23765 | 0.12624 | 0 | 0.021501 | 0.37132 | 0 | 0.037741
4626 | 1 | 0.00010334 | 0 | 0.00036078 | 0.00011748 | 0.00011416 | 0.10009 | 0.11669 | 0 | 0.038954 | 0.38138 | 0 | 0
4627 | 1 | 0.00010318 | 0 | 0 | 8.8113e-05 | 0.00011416 | 0.02598 | 0.11905 | 0 | 0.024115 | 0.37822 | 0 | 0
4628 | 1 | 0.00010185 | 0 | 0 | 5.8742e-05 | 0.00011416 | 0.0017036 | 0.16148 | 0 | 0.0096965 | 0.37493 | 0 | 0
4629 | 1 | 0.00010085 | 0 | 0 | 3.7595e-05 | 0.00011416 | 0 | 0.18718 | 0 | 0.08086 | 0.37128 | 0 | 0
4630 | 1 | 0.00010255 | 0 | 0 | 2.3497e-05 | 0.00011416 | 0 | 0.21983 | 0 | 0.02656 | 0.35833 | 0 | 0
4631 | 1 | 9.0481e-05 | 0 | 0 | 9.3987e-06 | 0.00011416 | 0 | 0.26874 | 0 | 0.024621 | 0.34832 | 0 | 0
4632 | 1 | 8.5524e-05 | 0 | 0 | 5.8742e-06 | 0.00011416 | 0 | 0.34017 | 0 | 0.029848 | 0.34354 | 0 | 0
4633 | 1 | 7.4372e-05 | 0 | 0 | 2.3497e-06 | 0.00011416 | 0 | 0.50165 | 0 | 0.047723 | 0.34426 | 0 | 0
4634 | 1 | 6.7065e-05 | 0 | 0 | 1.1748e-06 | 0.00011416 | 0 | 0.73303 | 0 | 0.051602 | 0.34323 | 0 | 0
4635 | 1 | 5.5602e-05 | 0 | 0 | 1.4098e-05 | 0.00011416 | 0 | 0.47595 | 0 | 0.067538 | 0.34002 | 0 | 0
4636 | 1 | 7.3228e-05 | 3.442e-06 | 0 | 3.7595e-05 | 0.00011416 | 0.0017036 | 0.39439 | 0 | 0.039966 | 0.33894 | 0 | 0
4637 | 1 | 9.3779e-05 | 0 | 0 | 9.3987e-05 | 0.00011416 | 0.031516 | 0.39887 | 0 | 0.11197 | 0.35662 | 0 | 0
4638 | 1 | 0.00012504 | 0 | 0 | 0.0001821 | 0.00011416 | 0.12138 | 0.28241 | 0 | 0.19848 | 0.37241 | 0 | 0
4639 | 1 | 0.00015574 | 0 | 0 | 0.0001586 | 0.00011416 | 0.23893 | 0.221 | 0 | 0.19823 | 0.37277 | 0 | 0
4640 | 1 | 0.00017335 | 0 | 0 | 0.00014685 | 0.00011416 | 0.37308 | 0.1847 | 0 | 0.21804 | 0.37223 | 0 | 0
4641 | 1 | 0.00018892 | 0 | 0 | 0.00016448 | 0.00011416 | 0.49532 | 0.17209 | 0 | 0.21425 | 0.37543 | 0 | 0.0012703
4642 | 1 | 0.00019687 | 0 | 0 | 0.00018797 | 0.00011416 | 0.59114 | 0.25283 | 0 | 0.23356 | 0.37444 | 0 | 0.0025294
4643 | 1 | 0.00019256 | 0 | 0 | 0.00020677 | 0.00011416 | 0.63373 | 0.39698 | 0 | 0.22799 | 0.366 | 0 | 0.0024737
4644 | 1 | 0.00017925 | 0 | 0 | 0.00018797 | 0.00011416 | 0.64267 | 0.47242 | 0 | 0.18356 | 0.36285 | 0 | 0
4645 | 1 | 0.00017407 | 0 | 0 | 0.00019032 | 0.00011416 | 0.61925 | 0.49434 | 0 | 0.19646 | 0.35685 | 0 | 0.0033651
4646 | 1 | 0.00016438 | 0 | 0 | 0.00021382 | 0.00011416 | 0.56729 | 0.45757 | 0 | 0.18777 | 0.35712 | 0 | 0
4647 | 1 | 0.00016418 | 0 | 0 | 0.00022322 | 0.00011416 | 0.47658 | 0.41891 | 0 | 0.18322 | 0.35919 | 0 | 0.00089143
4648 | 1 | 0.0001612 | 0 | 0 | 0.00022322 | 0.00011416 | 0.36073 | 0.36457 | 0 | 0.16358 | 0.36587 | 0 | 0.0034654
4649 | 1 | 0.00016032 | 0 | 0 | 0.00016448 | 0.00011416 | 0.23424 | 0.2962 | 0 | 0.17648 | 0.37308 | 0 | 0.00034543
4650 | 1 | 0.00015513 | 0 | 0 | 0.00011748 | 0.00011416 | 0.1052 | 0.29668 | 0 | 0.1839 | 0.37791 | 0 | 0
4651 | 1 | 0.00014386 | 0 | 0 | 8.8113e-05 | 0.00011416 | 0.026831 | 0.35467 | 0 | 0.17698 | 0.37737 | 0 | 0
4652 | 1 | 0.00012972 | 0 | 0 | 5.8742e-05 | 0.00011416 | 0.0012777 | 0.34995 | 0 | 0.17639 | 0.37588 | 0 | 0
4653 | 1 | 0.00011805 | 3.7775e-06 | 0 | 3.7595e-05 | 0.00011416 | 0 | 0.42221 | 0 | 0.097976 | 0.3711 | 0 | 0
4654 | 1 | 0.00010723 | 8.8968e-06 | 0 | 2.3497e-05 | 0.00011416 | 0 | 0.41631 | 0 | 0.034823 | 0.36307 | 0 | 0
4655 | 1 | 9.2068e-05 | 1.3899e-05 | 0 | 9.3987e-06 | 0.00011416 | 0 | 0.28784 | 0 | 0.031366 | 0.35513 | 0 | 0
4656 | 1 | 9.4835e-05 | 1.7764e-05 | 0 | 5.8742e-06 | 0.00011416 | 0 | 0.26379 | 0 | 0.038617 | 0.3508 | 0 | 0
4657 | 1 | 8.7488e-05 | 2.1061e-05 | 0 | 2.3497e-06 | 0.00011416 | 0 | 0.21664 | 0 | 0.066357 | 0.35139 | 0 | 0
4658 | 1 | 8.3832e-05 | 2.3482e-05 | 0 | 1.1748e-06 | 0.00011416 | 0 | 0.21711 | 0 | 0.065683 | 0.35423 | 0 | 0
4659 | 1 | 8.0912e-05 | 2.5582e-05 | 0 | 1.4098e-05 | 0.00011416 | 0 | 0.19649 | 0 | 0.065514 | 0.35437 | 0 | 0
4660 | 1 | 8.5499e-05 | 2.3744e-05 | 0 | 3.7595e-05 | 0.00011416 | 0.0021295 | 0.16608 | 0 | 0.040472 | 0.35554 | 0 | 0
4661 | 1 | 0.00010224 | 7.7154e-06 | 0 | 9.3987e-05 | 0.00011416 | 0.041312 | 0.1715 | 0 | 0.061046 | 0.36875 | 0 | 0
4662 | 1 | 0.00013027 | 0 | 0 | 0.0001821 | 0.00011416 | 0.14864 | 0.17751 | 0 | 0.19359 | 0.37904 | 0 | 0
4663 | 1 | 0.0001582 | 0 | 0 | 0.0001586 | 0.00011416 | 0.27811 | 0.19849 | 0 | 0.17218 | 0.38301 | 0 | 0
4664 | 1 | 0.00017028 | 0 | 0 | 0.00014685 | 0.00011416 | 0.4144 | 0.22183 | 0 | 0.1887 | 0.38485 | 0 | 0
4665 | 1 | 0.00017718 | 0 | 0 | 0.00016448 | 0.00011416 | 0.53194 | 0.1735 | 0 | 0.20278 | 0.38679 | 0 | 0
4666 | 1 | 0.00018248 | 0 | 0.00017716 | 0.00018797 | 0.00011416 | 0.59881 | 0.15842 | 0 | 0.22546 | 0.39018 | 0 | 0.28129
4667 | 1 | 0.00018391 | 0 | 0.00049212 | 0.00020677 | 0.00011416 | 0.62521 | 0.21876 | 0 | 0.18921 | 0.37845 | 0 | 0.17936
4668 | 1 | 0.00017284 | 0 | 0.00070253 | 0.00018797 | 0.00011416 | 0.62436 | 0.28395 | 0 | 0.057083 | 0.37065 | 0 | 0.038075
4669 | 1 | 0.00016717 | 0 | 0.00081192 | 0.00019032 | 0.00011416 | 0.60136 | 0.23762 | 0 | 0.064924 | 0.37227 | 0 | 0.24716
4670 | 1 | 0.00016427 | 0 | 0.00079482 | 0.00021382 | 0.00011416 | 0.54046 | 0.29668 | 0 | 0.064587 | 0.3762 | 0 | 0.11342
4671 | 1 | 0.00015888 | 0 | 0.00069446 | 0.00022322 | 0.00011416 | 0.45571 | 0.1801 | 0 | 0.05683 | 0.3748 | 0 | 0.17431
4672 | 1 | 0.00016198 | 0 | 0.00055182 | 0.00022322 | 0.00011416 | 0.36457 | 0.14121 | 0 | 0.10447 | 0.37615 | 0 | 0.17508
4673 | 1 | 0.00016319 | 0 | 0.00035142 | 0.00016448 | 0.00011416 | 0.25043 | 0.14168 | 0 | 0.12968 | 0.39049 | 0 | 0.074022
4674 | 1 | 0.00016477 | 0 | 0 | 0.00011748 | 0.00011416 | 0.11968 | 0.14745 | 0 | 0.17319 | 0.40623 | 0 | 0
4675 | 1 | 0.0001528 | 0 | 0 | 8.8113e-05 | 0.00011416 | 0.032368 | 0.18635 | 0 | 0.17032 | 0.40623 | 0 | 0
4676 | 1 | 0.00013979 | 0 | 0 | 5.8742e-05 | 0.00011416 | 0.0025554 | 0.27817 | 0 | 0.15978 | 0.39929 | 0 | 0
4677 | 1 | 0.00012501 | 0 | 0 | 3.7595e-05 | 0.00011416 | 0 | 0.26886 | 0 | 0.15093 | 0.39284 | 0 | 0
4678 | 1 | 0.00011739 | 0 | 0 | 2.3497e-05 | 0.00011416 | 0 | 0.24705 | 0 | 0.16029 | 0.39063 | 0 | 0
4679 | 1 | 0.00010106 | 0 | 0 | 9.3987e-06 | 0.00011416 | 0 | 0.2038 | 0 | 0.034654 | 0.37047 | 0 | 0
4680 | 1 | 0.00010129 | 0 | 0 | 5.8742e-06 | 0.00011416 | 0 | 0.19613 | 0 | 0.032799 | 0.36478 | 0 | 0
4681 | 1 | 9.1504e-05 | 0 | 0 | 2.3497e-06 | 0.00011416 | 0 | 0.21264 | 0 | 0.053794 | 0.3642 | 0 | 0
4682 | 1 | 8.7843e-05 | 0 | 0 | 1.1748e-06 | 0.00011416 | 0 | 0.24033 | 0 | 0.057504 | 0.36605 | 0 | 0
4683 | 1 | 8.2182e-05 | 0 | 0 | 1.4098e-05 | 0.00011416 | 0 | 0.28524 | 0 | 0.062142 | 0.36483 | 0 | 0
4684 | 1 | 8.2367e-05 | 0 | 0 | 3.7595e-05 | 0.00011416 | 0.0025554 | 0.23868 | 0 | 0.048145 | 0.36496 | 0 | 0
4685 | 1 | 9.6691e-05 | 0 | 0 | 9.3987e-05 | 0.00011416 | 0.044293 | 0.18022 | 0 | 0.17293 | 0.38404 | 0 | 0
4686 | 1 | 0.00012883 | 0 | 0 | 0.0001821 | 0.00011416 | 0.15588 | 0.13095 | 0 | 0.2054 | 0.39162 | 0 | 0
4687 | 1 | 0.00015722 | 0 | 0 | 0.0001586 | 0.00011416 | 0.296 | 0.1715 | 0 | 0.21417 | 0.39527 | 0 | 0.2414
4688 | 1 | 0.00017166 | 0 | 3.5175e-05 | 0.00014685 | 0.00011416 | 0.44932 | 0.23845 | 0 | 0.17546 | 0.39703 | 0 | 0.44529
4689 | 1 | 0.00016081 | 0 | 0.00045534 | 0.00016448 | 0.00011416 | 0.57325 | 0.29479 | 0 | 0.12327 | 0.39554 | 0 | 0.57781
4690 | 1 | 0.000164 | 0 | 0.00080708 | 0.00018797 | 0.00011416 | 0.65588 | 0.25306 | 0 | 0.15034 | 0.39581 | 0 | 0.64883
4691 | 1 | 0.00016357 | 0 | 0.0010494 | 0.00020677 | 0.00011416 | 0.71934 | 0.20639 | 0 | 0.13187 | 0.39121 | 0 | 0.60977
4692 | 1 | 0.0001601 | 0 | 0.0012324 | 0.00018797 | 0.00011416 | 0.75128 | 0.17763 | 0 | 0.12479 | 0.38729 | 0 | 0.56982
4693 | 1 | 0.00015958 | 0 | 0.0012976 | 0.00019032 | 0.00011416 | 0.73254 | 0.17881 | 0 | 0.11298 | 0.38499 | 0 | 0.5921
4694 | 1 | 0.00015635 | 0 | 0.0013302 | 0.00021382 | 0.00011416 | 0.6661 | 0.16678 | 0 | 0.12521 | 0.38156 | 0 | 0.25108
4695 | 1 | 0.00015425 | 0 | 0.0012647 | 0.00022322 | 0.00011416 | 0.55409 | 0.16761 | 0 | 0.13179 | 0.38174 | 0 | 0.16932
4696 | 1 | 0.00015301 | 0 | 0.0011372 | 0.00022322 | 0.00011416 | 0.42334 | 0.13072 | 0 | 0.19646 | 0.38688 | 0 | 0.108
4697 | 1 | 0.00015165 | 0 | 0.00090938 | 0.00016448 | 0.00011416 | 0.27598 | 0.093588 | 0 | 0.17091 | 0.3964 | 0 | 0.013416
4698 | 1 | 0.00015215 | 0 | 0.00044565 | 0.00011748 | 0.00011416 | 0.12521 | 0.049859 | 0 | 0.14157 | 0.39942 | 0 | 0
4699 | 1 | 0.00014788 | 0 | 0 | 8.8113e-05 | 0.00011416 | 0.031942 | 0.02546 | 0 | 0.14941 | 0.40105 | 0 | 0
4700 | 1 | 0.00014034 | 0 | 0 | 5.8742e-05 | 0.00011416 | 0.0017036 | 0.016266 | 0 | 0.15051 | 0.4052 | 0 | 0
4701 | 1 | 0.00013505 | 0 | 0 | 3.7595e-05 | 0.00011416 | 0 | 0.012376 | 0 | 0.16105 | 0.3973 | 0 | 0
4702 | 1 | 0.00012847 | 0 | 0 | 2.3497e-05 | 0.00011416 | 0 | 0.012966 | 0 | 0.12504 | 0.3881 | 0 | 0
4703 | 1 | 0.00011404 | 0 | 0 | 9.3987e-06 | 0.00011416 | 0 | 0.01768 | 0 | 0.033811 | 0.37326 | 0 | 0
4704 | 1 | 0.00010349 | 0 | 0 | 5.8742e-06 | 0.00011416 | 0 | 0.022749 | 0 | 0.032293 | 0.36023 | 0 | 0
4705 | 1 | 9.4683e-05 | 0 | 0 | 2.3497e-06 | 0.00011416 | 0 | 0.024281 | 0 | 0.053457 | 0.35631 | 0 | 0
4706 | 1 | 9.1941e-05 | 0 | 0 | 1.1748e-06 | 0.00011416 | 0 | 0.034653 | 0 | 0.057757 | 0.35734 | 0 | 0
4707 | 1 | 8.6917e-05 | 0 | 0 | 1.4098e-05 | 0.00011416 | 0 | 0.041726 | 0 | 0.048988 | 0.36357 | 0 | 0
4708 | 1 | 8.9407e-05 | 0 | 0 | 3.7595e-05 | 0.00011416 | 0.0025554 | 0.04644 | 0 | 0.02774 | 0.36172 | 0 | 0
4709 | 1 | 0.00010024 | 0 | 0 | 9.3987e-05 | 0.00011416 | 0.046848 | 0.042197 | 0 | 0.098482 | 0.37353 | 0 | 0
4710 | 1 | 0.00012989 | 0 | 0 | 0.0001821 | 0.00011416 | 0.17078 | 0.024399 | 0 | 0.16425 | 0.38792 | 0 | 0
4711 | 1 | 0.00015002 | 0 | 0.00024074 | 0.0001586 | 0.00011416 | 0.32709 | 0.008958 | 0 | 0.17218 | 0.38977 | 0 | 0.30711
4712 | 1 | 0.00015769 | 0 | 0.00080095 | 0.00014685 | 0.00011416 | 0.49702 | 0.013909 | 0 | 0.17631 | 0.38882 | 0 | 0.53288
4713 | 1 | 0.00015781 | 0 | 0.0012385 | 0.00016448 | 0.00011416 | 0.64353 | 0.016737 | 0 | 0.18718 | 0.38549 | 0 | 0.68198
4714 | 1 | 0.00015614 | 0 | 0.0016032 | 0.00018797 | 0.00011416 | 0.73595 | 0.019802 | 0 | 0.1925 | 0.38319 | 0 | 0.68714
4715 | 1 | 0.00015864 | 0 | 0.0018836 | 0.00020677 | 0.00011416 | 0.77342 | 0.016384 | 0 | 0.16467 | 0.36781 | 0 | 0.5601
4716 | 1 | 0.0001453 | 0 | 0.0020747 | 0.00018797 | 0.00011416 | 0.76789 | 0.016973 | 0 | 0.067538 | 0.35892 | 0 | 0.071671
4717 | 1 | 0.00014138 | 0 | 0.0021621 | 0.00019032 | 0.00011416 | 0.73467 | 0.019566 | 0 | 0.032799 | 0.36122 | 0 | 0.068807
4718 | 1 | 0.00013979 | 0 | 0.0021783 | 0.00021382 | 0.00011416 | 0.66354 | 0.019802 | 0 | 0.09747 | 0.36433 | 0 | 0.22471
4719 | 1 | 0.00013709 | 0 | 0.0020876 | 0.00022322 | 0.00011416 | 0.5575 | 0.013201 | 0 | 0.18019 | 0.36934 | 0 | 0
4720 | 1 | 0.0001347 | 0 | 0.0019837 | 0.00022322 | 0.00011416 | 0.42462 | 0.01108 | 0 | 0.19722 | 0.37069 | 0 | 0.23411
4721 | 1 | 0.00014425 | 0 | 0.0018372 | 0.00016448 | 0.00011416 | 0.27385 | 0.014144 | 0 | 0.19292 | 0.37268 | 0 | 0
4722 | 1 | 0.00014781 | 0 | 0.0012876 | 0.00011748 | 0.00011416 | 0.12138 | 0.023338 | 0 | 0.20683 | 0.37565 | 0 | 0
4723 | 1 | 0.00014855 | 0 | 0.00056312 | 8.8113e-05 | 0.00011416 | 0.029387 | 0.060467 | 0 | 0.18828 | 0.37615 | 0 | 0
4724 | 1 | 0.00014168 | 0 | 0.00013521 | 5.8742e-05 | 0.00011416 | 0.0017036 | 0.12117 | 0 | 0.14401 | 0.37615 | 0 | 0
4725 | 1 | 0.00013476 | 0 | 0 | 3.7595e-05 | 0.00011416 | 0 | 0.16431 | 0 | 0.1613 | 0.37254 | 0 | 0
4726 | 1 | 0.00012811 | 0 | 0 | 2.3497e-05 | 0.00011416 | 0 | 0.16172 | 0 | 0.049831 | 0.37277 | 0 | 0
4727 | 1 | 0.00010788 | 0 | 0 | 9.3987e-06 | 0.00011416 | 0 | 0.14239 | 0 | 0.02344 | 0.35459 | 0 | 0
4728 | 1 | 0.00010666 | 0 | 0 | 5.8742e-06 | 0.00011416 | 0 | 0.11952 | 0 | 0.020573 | 0.34706 | 0 | 0
4729 | 1 | 9.5128e-05 | 0 | 0 | 2.3497e-06 | 0.00011416 | 0 | 0.085337 | 0 | 0.025632 | 0.34643 | 0 | 0
4730 | 1 | 9.2e-05 | 0 | 0 | 1.1748e-06 | 0.00011416 | 0 | 0.054455 | 0 | 0.053626 | 0.34661 | 0 | 0
4731 | 1 | 8.9474e-05 | 0 | 0 | 1.4098e-05 | 0.00011416 | 0 | 0.044201 | 0 | 0.054047 | 0.34476 | 0 | 0
4732 | 1 | 9.3142e-05 | 0 | 0 | 3.7595e-05 | 0.00011416 | 0.0025554 | 0.031707 | 0 | 0.037774 | 0.34494 | 0 | 0
4733 | 1 | 0.00010694 | 0 | 0 | 9.3987e-05 | 0.00011416 | 0.043441 | 0.026285 | 0 | 0.033305 | 0.36487 | 0 | 0
4734 | 1 | 0.00013412 | 0 | 3.1625e-05 | 0.0001821 | 0.00011416 | 0.16227 | 0.010255 | 0 | 0.17007 | 0.37538 | 0 | 0
4735 | 1 | 0.00015265 | 0 | 0.00083387 | 0.0001586 | 0.00011416 | 0.31857 | 0.0038897 | 0 | 0.24452 | 0.37651 | 0 | 0.31197
4736 | 1 | 0.00015825 | 0 | 0.001608 | 0.00014685 | 0.00011416 | 0.4885 | 0.0021216 | 0 | 0.18592 | 0.37683 | 0 | 0.49635
4737 | 1 | 0.00015124 | 0 | 0.0020782 | 0.00016448 | 0.00011416 | 0.64267 | 0.0020038 | 0 | 0.12993 | 0.36767 | 0 | 0.61161
4738 | 1 | 0.0001476 | 0 | 0.0024332 | 0.00018797 | 0.00011416 | 0.74319 | 0.0020038 | 0 | 0.12454 | 0.36181 | 0 | 0.74098
4739 | 1 | 0.00014735 | 0 | 0.0027007 | 0.00020677 | 0.00011416 | 0.79472 | 0.0030646 | 0 | 0.0586 | 0.36519 | 0 | 0.68821
4740 | 1 | 0.00013942 | 0 | 0.0028659 | 0.00018797 | 0.00011416 | 0.79174 | 0.0080151 | 0 | 0.048904 | 0.36167 | 0 | 0.75525
4741 | 1 | 0.00013343 | 0 | 0.0029373 | 0.00019032 | 0.00011416 | 0.76448 | 0.018623 | 0 | 0.042327 | 0.36285 | 0 | 0.37978
4742 | 1 | 0.00012648 | 0 | 0.0029237 | 0.00021382 | 0.00011416 | 0.69293 | 0.028642 | 0 | 0.048229 | 0.36663 | 0 | 0.24493
4743 | 1 | 0.00011921 | 0 | 0.0028792 | 0.00022322 | 0.00011416 | 0.56729 | 0.019448 | 0 | 0.050506 | 0.36501 | 0 | 0.066077
4744 | 1 | 0.00012221 | 0 | 0.0028653 | 0.00022322 | 0.00011416 | 0.41312 | 0.01273 | 0 | 0.04688 | 0.37475 | 0 | 0.0070089
4745 | 1 | 0.00013209 | 0 | 0.0025897 | 0.00016448 | 0.00011416 | 0.26235 | 0.0096653 | 0 | 0.076729 | 0.38359 | 0 | 0
4746 | 1 | 0.00013722 | 0 | 0.0018588 | 0.00011748 | 0.00011416 | 0.11329 | 0.066596 | 0 | 0.086678 | 0.38693 | 0 | 0
4747 | 1 | 0.00013439 | 0 | 0.0012611 | 8.8113e-05 | 0.00011416 | 0.026831 | 0.19849 | 0 | 0.060202 | 0.37827 | 0 | 0
4748 | 1 | 0.00012051 | 0 | 0.00083354 | 5.8742e-05 | 0.00011416 | 0.00085179 | 0.25695 | 0 | 0.10767 | 0.37146 | 0 | 0
4749 | 1 | 0.00012078 | 0 | 0.00048502 | 3.7595e-05 | 0.00011416 | 0 | 0.14804 | 0 | 0.15278 | 0.37453 | 0 | 0
4750 | 1 | 0.00011841 | 0 | 0.00014393 | 2.3497e-05 | 0.00011416 | 0 | 0.095592 | 0 | 0.033474 | 0.37209 | 0 | 0
4751 | 1 | 0.00010286 | 0 | 0 | 9.3987e-06 | 0.00011416 | 0 | 0.069896 | 0 | 0.010455 | 0.36429 | 0 | 0
4752 | 1 | 9.5928e-05 | 0 | 0 | 5.8742e-06 | 0.00011416 | 0 | 0.079915 | 0 | 0.032462 | 0.35698 | 0 | 0
4753 | 1 | 8.6058e-05 | 0 | 0 | 2.3497e-06 | 0.00011416 | 0 | 0.1471 | 0 | 0.01425 | 0.36054 | 0 | 0
4754 | 1 | 7.9403e-05 | 0 | 0 | 1.1748e-06 | 0.00011416 | 0 | 0.17044 | 0 | 0.0095278 | 0.35906 | 0 | 0
4755 | 1 | 7.3505e-05 | 0 | 0 | 1.4098e-05 | 0.00011416 | 0 | 0.052923 | 0 | 0.015093 | 0.36041 | 0 | 0
4756 | 1 | 7.8055e-05 | 0 | 0 | 3.7595e-05 | 0.00011416 | 0.0017036 | 0.078619 | 0 | 0.0096121 | 0.35739 | 0 | 0
4757 | 1 | 8.213e-05 | 0 | 0 | 9.3987e-05 | 0.00011416 | 0.037479 | 0.10738 | 0 | 0.025295 | 0.36636 | 0 | 0
4758 | 1 | 9.1793e-05 | 0 | 0 | 0.0001821 | 0.00011416 | 0.15077 | 0.070603 | 0 | 0.025126 | 0.37953 | 0 | 0
4759 | 1 | 0.00010149 | 0 | 0.0007064 | 0.0001586 | 0.00011416 | 0.2994 | 0.037718 | 0 | 0.031366 | 0.38165 | 0 | 0.29393
4760 | 1 | 0.00010349 | 0 | 0.0015825 | 0.00014685 | 0.00011416 | 0.46039 | 0.050566 | 0 | 0.030017 | 0.38048 | 0 | 0.51326
4761 | 1 | 0.00010507 | 0 | 0.0020137 | 0.00016448 | 0.00011416 | 0.60647 | 0.071546 | 0 | 0.030776 | 0.38098 | 0 | 0.70619
4762 | 1 | 0.00010621 | 0 | 0.0023477 | 0.00018797 | 0.00011416 | 0.70954 | 0.061528 | 0 | 0.033221 | 0.37696 | 0 | 0.87054
4763 | 1 | 0.00011161 | 0 | 0.0025665 | 0.00020677 | 0.00011416 | 0.76874 | 0.033357 | 0 | 0.048314 | 0.36758 | 0 | 0.94288
4764 | 1 | 0.00010526 | 0 | 0.0026968 | 0.00018797 | 0.00011416 | 0.77342 | 0.11504 | 0 | 0.037099 | 0.36357 | 0 | 0.92358
4765 | 1 | 9.9671e-05 | 0 | 0.0027191 | 0.00019032 | 0.00011416 | 0.72615 | 0.16124 | 0 | 0.036931 | 0.36239 | 0 | 0.53465
4766 | 1 | 9.4639e-05 | 0 | 0.0026262 | 0.00021382 | 0.00011416 | 0.64438 | 0.19201 | 0 | 0.038449 | 0.36478 | 0 | 0.40777
4767 | 1 | 9.0263e-05 | 0 | 0.0024432 | 0.00022322 | 0.00011416 | 0.53492 | 0.14922 | 0 | 0.045784 | 0.36614 | 0 | 0.26044
4768 | 1 | 8.3254e-05 | 0 | 0.002287 | 0.00022322 | 0.00011416 | 0.3948 | 0.16796 | 0 | 0.022428 | 0.3738 | 0 | 0.26224
4769 | 1 | 8.3072e-05 | 0 | 0.002063 | 0.00016448 | 0.00011416 | 0.23893 | 0.13413 | 0 | 0.035582 | 0.38765 | 0 | 0.085845
4770 | 1 | 9.9245e-05 | 0 | 0.0014402 | 0.00011748 | 0.00011416 | 0.094549 | 0.050448 | 0 | 0.081788 | 0.39365 | 0 | 0
4771 | 1 | 0.00011021 | 0 | 0.00068736 | 8.8113e-05 | 0.00011416 | 0.020443 | 0.030528 | 0 | 0.09511 | 0.3918 | 0 | 0
4772 | 1 | 0.00010877 | 0 | 0.00032045 | 5.8742e-05 | 0.00011416 | 0.00085179 | 0.043729 | 0 | 0.07597 | 0.3863 | 0 | 0
4773 | 1 | 0.00010805 | 0 | 0.00010004 | 3.7595e-05 | 0.00011416 | 0 | 0.04868 | 0 | 0.098314 | 0.38107 | 0 | 0
4774 | 1 | 0.00010815 | 0 | 0 | 2.3497e-05 | 0.00011416 | 0 | 0.042197 | 0 | 0.045616 | 0.378 | 0 | 0
4775 | 1 | 9.635e-05 | 0 | 0 | 9.3987e-06 | 0.00011416 | 0 | 0.057756 | 0 | 0.01543 | 0.37205 | 0 | 0
4776 | 1 | 8.5205e-05 | 0 | 0 | 5.8742e-06 | 0.00011416 | 0 | 0.068718 | 0 | 0.016863 | 0.36379 | 0 | 0
4777 | 1 | 7.6639e-05 | 0 | 0 | 2.3497e-06 | 0.00011416 | 0 | 0.063296 | 0 | 0.016526 | 0.35288 | 0 | 0
4778 | 1 | 7.3208e-05 | 0 | 0 | 1.1748e-06 | 0.00011416 | 0 | 0.039958 | 0 | 0.012816 | 0.34855 | 0 | 0
4779 | 1 | 6.8325e-05 | 0 | 0 | 1.4098e-05 | 0.00011416 | 0 | 0.039015 | 0 | 0.013659 | 0.34426 | 0 | 0
4780 | 1 | 6.6354e-05 | 0 | 0 | 3.7595e-05 | 0.00011416 | 0.00085179 | 0.016384 | 0 | 0.017285 | 0.34043 | 0 | 0
4781 | 1 | 6.8718e-05 | 0 | 0 | 9.3987e-05 | 0.00011416 | 0.035775 | 0.02381 | 0 | 0.023019 | 0.34196 | 0 | 0
4782 | 1 | 7.5417e-05 | 0 | 0 | 0.0001821 | 0.00011416 | 0.14353 | 0.020627 | 0 | 0.036341 | 0.34368 | 0 | 0
4783 | 1 | 8.2677e-05 | 0 | 0.00065541 | 0.0001586 | 0.00011416 | 0.27939 | 0.020863 | 0 | 0.03828 | 0.34968 | 0 | 0.29402
4784 | 1 | 8.3457e-05 | 0 | 0.0014489 | 0.00014685 | 0.00011416 | 0.42164 | 0.050566 | 0 | 0.038364 | 0.3577 | 0 | 0.51242
4785 | 1 | 8.5422e-05 | 0 | 0.0020301 | 0.00016448 | 0.00011416 | 0.55026 | 0.097124 | 0 | 0.060118 | 0.35594 | 0 | 0.57738
4786 | 1 | 8.468e-05 | 0 | 0.0024509 | 0.00018797 | 0.00011416 | 0.63756 | 0.21994 | 0 | 0.059528 | 0.3536 | 0 | 0.8547
4787 | 1 | 8.1869e-05 | 0 | 0.0027149 | 0.00020677 | 0.00011416 | 0.69165 | 0.3265 | 0 | 0.060793 | 0.35125 | 0 | 0.92624
4788 | 1 | 7.6916e-05 | 0 | 0.0028321 | 0.00018797 | 0.00011416 | 0.70954 | 0.33911 | 0 | 0.059359 | 0.34178 | 0 | 0.86067
4789 | 1 | 7.4391e-05 | 0 | 0.0028346 | 0.00019032 | 0.00011416 | 0.68441 | 0.3516 | 0 | 0.038786 | 0.33777 | 0 | 0.86165
4790 | 1 | 7.0611e-05 | 0 | 0.0027627 | 0.00021382 | 0.00011416 | 0.60009 | 0.31223 | 0 | 0.045616 | 0.33881 | 0 | 0.64543
4791 | 1 | 7.4844e-05 | 0 | 0.0025726 | 0.00022322 | 0.00011416 | 0.4868 | 0.27287 | 0 | 0.043845 | 0.3412 | 0 | 0.5341
4792 | 1 | 8.5231e-05 | 0 | 0.0022754 | 0.00022322 | 0.00011416 | 0.35988 | 0.26721 | 0 | 0.048398 | 0.34462 | 0 | 0.27716
4793 | 1 | 9.2138e-05 | 0 | 0.001914 | 0.00016448 | 0.00011416 | 0.22189 | 0.2269 | 0 | 0.028668 | 0.35351 | 0 | 0
4794 | 1 | 0.00010227 | 0 | 0.0012944 | 0.00011748 | 0.00011416 | 0.087734 | 0.21146 | 0 | 0.014671 | 0.35482 | 0 | 0
4795 | 1 | 0.00010908 | 0 | 0.00067607 | 8.8113e-05 | 0.00011416 | 0.019165 | 0.16796 | 0 | 0.023019 | 0.35612 | 0 | 0
4796 | 1 | 0.00011658 | 0 | 0.00032722 | 5.8742e-05 | 0.00011416 | 0.00085179 | 0.099246 | 0 | 0.058347 | 0.35685 | 0 | 0
4797 | 1 | 0.0001285 | 0 | 4.0983e-05 | 3.7595e-05 | 0.00011416 | 0 | 0.16726 | 0 | 0.034823 | 0.35955 | 0 | 0
4798 | 1 | 0.00012605 | 0 | 0 | 2.3497e-05 | 0.00011416 | 0 | 0.31235 | 0 | 0.0030354 | 0.355 | 0 | 0
4799 | 1 | 0.0001031 | 0 | 0 | 9.3987e-06 | 0.00011416 | 0 | 0.65064 | 0 | 0.0091906 | 0.34156 | 0 | 0
4800 | 1 | 7.5683e-05 | 0 | 0 | 5.8742e-06 | 0.00011416 | 0 | 0.73762 | 0 | 0.036678 | 0.33817 | 0 | 0
4801 | 1 | 6.6665e-05 | 0 | 0 | 2.3497e-06 | 0.00011416 | 0 | 0.5145 | 0 | 0.036594 | 0.33001 | 0 | 0
4802 | 1 | 7.2964e-05 | 0 | 0 | 1.1748e-06 | 0.00011416 | 0 | 0.65464 | 0 | 0.032715 | 0.33452 | 0 | 0
4803 | 1 | 6.4753e-05 | 0 | 0 | 1.4098e-05 | 0.00011416 | 0 | 0.64298 | 0 | 0.034907 | 0.32406 | 0 | 0
4804 | 1 | 6.9629e-05 | 0 | 0 | 3.7595e-05 | 0.00011416 | 0.00085179 | 0.6009 | 0 | 0.039039 | 0.31197 | 0 | 0
4805 | 1 | 8.2693e-05 | 0 | 0 | 9.3987e-05 | 0.00011416 | 0.033646 | 0.43022 | 0 | 0.075126 | 0.35184 | 0 | 0
4806 | 1 | 0.00011914 | 0 | 0 | 0.0001821 | 0.00011416 | 0.13884 | 0.32013 | 0 | 0.19882 | 0.36194 | 0 | 0
4807 | 1 | 0.00014741 | 0 | 0 | 0.0001586 | 0.00011416 | 0.27555 | 0.19071 | 0 | 0.22698 | 0.37507 | 0 | 0.16966
4808 | 1 | 0.00015973 | 0 | 0.00045114 | 0.00014685 | 0.00011416 | 0.4046 | 0.14121 | 0 | 0.22462 | 0.37683 | 0 | 0.47691
4809 | 1 | 0.00015896 | 0 | 0.00090099 | 0.00016448 | 0.00011416 | 0.5017 | 0.14616 | 0 | 0.23094 | 0.37777 | 0 | 0.65692
4810 | 1 | 0.00015823 | 0 | 0.0012408 | 0.00018797 | 0.00011416 | 0.57155 | 0.1484 | 0 | 0.24798 | 0.3785 | 0 | 0.68726
4811 | 1 | 0.00015884 | 0 | 0.0014664 | 0.00020677 | 0.00011416 | 0.62266 | 0.14062 | 0 | 0.25025 | 0.37935 | 0 | 0.53623
4812 | 1 | 0.00015033 | 0 | 0.0016322 | 0.00018797 | 0.00011416 | 0.65034 | 0.12942 | 0 | 0.24739 | 0.37985 | 0 | 0.6602
4813 | 1 | 0.0001487 | 0 | 0.0017174 | 0.00019032 | 0.00011416 | 0.66908 | 0.12577 | 0 | 0.23752 | 0.36984 | 0 | 0.37093
4814 | 1 | 0.00014965 | 0 | 0.0017391 | 0.00021382 | 0.00011416 | 0.63586 | 0.1372 | 0 | 0.17513 | 0.36848 | 0 | 0.33238
4815 | 1 | 0.00015853 | 0 | 0.0016674 | 0.00022322 | 0.00011416 | 0.54898 | 0.14286 | 0 | 0.16973 | 0.37534 | 0 | 0.048349
4816 | 1 | 0.00015885 | 0 | 0.0015493 | 0.00022322 | 0.00011416 | 0.42164 | 0.11516 | 0 | 0.16678 | 0.3886 | 0 | 0
4817 | 1 | 0.00015154 | 0 | 0.0013573 | 0.00016448 | 0.00011416 | 0.26661 | 0.078383 | 0 | 0.15666 | 0.38873 | 0 | 0
4818 | 1 | 0.00015189 | 0 | 0.00097037 | 0.00011748 | 0.00011416 | 0.11584 | 0.045615 | 0 | 0.13971 | 0.39333 | 0 | 0
4819 | 1 | 0.0001475 | 0 | 0.00034497 | 8.8113e-05 | 0.00011416 | 0.027683 | 0.01827 | 0 | 0.093423 | 0.39248 | 0 | 0
4820 | 1 | 0.00014309 | 0 | 0.00014715 | 5.8742e-05 | 0.00011416 | 0.00085179 | 0.0094295 | 0 | 0.066357 | 0.3826 | 0 | 0
4821 | 1 | 0.00013772 | 0 | 3.582e-05 | 3.7595e-05 | 0.00011416 | 0 | 0.004479 | 0 | 0.13634 | 0.38422 | 0 | 0
4822 | 1 | 0.00013192 | 0 | 0 | 2.3497e-05 | 0.00011416 | 0 | 0.0037718 | 0 | 0.052698 | 0.3826 | 0 | 0
4823 | 1 | 0.00011305 | 0 | 0 | 9.3987e-06 | 0.00011416 | 0 | 0.011669 | 0 | 0.065852 | 0.37029 | 0 | 0
4824 | 1 | 0.00010677 | 0 | 0 | 5.8742e-06 | 0.00011416 | 0 | 0.013201 | 0 | 0.070236 | 0.37674 | 0 | 0
4825 | 1 | 9.5876e-05 | 0 | 0 | 2.3497e-06 | 0.00011416 | 0 | 0.010608 | 0 | 0.072091 | 0.37304 | 0 | 0
4826 | 1 | 9.7654e-05 | 0 | 0 | 1.1748e-06 | 0.00011416 | 0 | 0.0063649 | 0 | 0.073693 | 0.36821 | 0 | 0
4827 | 1 | 8.7843e-05 | 0 | 0 | 1.4098e-05 | 0.00011416 | 0 | 0.0021216 | 0 | 0.072766 | 0.3692 | 0 | 0
4828 | 1 | 9.2126e-05 | 0 | 0 | 3.7595e-05 | 0.00011416 | 0.00085179 | 0.0045969 | 0 | 0.073356 | 0.36474 | 0 | 0
4829 | 1 | 0.00010568 | 0 | 0 | 9.3987e-05 | 0.00011416 | 0.037053 | 0.0063649 | 0 | 0.04941 | 0.37678 | 0 | 0
4830 | 1 | 0.00013499 | 0 | 7.4222e-05 | 0.0001821 | 0.00011416 | 0.14693 | 0.0041254 | 0 | 0.13373 | 0.37949 | 0 | 0
4831 | 1 | 0.00015204 | 0 | 0.0010414 | 0.0001586 | 0.00011416 | 0.28663 | 0.0012966 | 0 | 0.15885 | 0.38445 | 0 | 0.20113
4832 | 1 | 0.00016113 | 0 | 0.0016555 | 0.00014685 | 0.00011416 | 0.43995 | 0.00094295 | 0 | 0.20902 | 0.38472 | 0 | 0.28769
4833 | 1 | 0.00015816 | 0 | 0.0019436 | 0.00016448 | 0.00011416 | 0.57666 | 0.001768 | 0 | 0.25017 | 0.38851 | 0 | 0.34635
4834 | 1 | 0.0001607 | 0 | 0.0022415 | 0.00018797 | 0.00011416 | 0.65588 | 0.0036539 | 0 | 0.23693 | 0.37908 | 0 | 0.028336
4835 | 1 | 0.00015846 | 0 | 0.0024813 | 0.00020677 | 0.00011416 | 0.70315 | 0.010372 | 0 | 0.051265 | 0.38066 | 0 | 0
4836 | 1 | 0.00014796 | 0 | 0.0026433 | 0.00018797 | 0.00011416 | 0.70613 | 0.016855 | 0 | 0.042664 | 0.3757 | 0 | 0.41418
4837 | 1 | 0.00014568 | 0 | 0.0027268 | 0.00019032 | 0.00011416 | 0.6925 | 0.029467 | 0 | 0.040809 | 0.37241 | 0 | 0.49042
4838 | 1 | 0.00014452 | 0 | 0.0027265 | 0.00021382 | 0.00011416 | 0.63245 | 0.038425 | 0 | 0.048567 | 0.37259 | 0 | 0.14146
4839 | 1 | 0.00013944 | 0 | 0.0026504 | 0.00022322 | 0.00011416 | 0.52641 | 0.058817 | 0 | 0.14056 | 0.37471 | 0 | 0.16925
4840 | 1 | 0.000141 | 0 | 0.0025319 | 0.00022322 | 0.00011416 | 0.40162 | 0.072136 | 0 | 0.21577 | 0.37786 | 0 | 0.032649
4841 | 1 | 0.0001413 | 0 | 0.0023464 | 0.00016448 | 0.00011416 | 0.26022 | 0.083687 | 0 | 0.22917 | 0.38819 | 0 | 0
4842 | 1 | 0.00014521 | 0 | 0.0018239 | 0.00011748 | 0.00011416 | 0.11286 | 0.12871 | 0 | 0.25556 | 0.3918 | 0 | 0
4843 | 1 | 0.00014438 | 0 | 0.0010226 | 8.8113e-05 | 0.00011416 | 0.026831 | 0.16879 | 0 | 0.22462 | 0.38125 | 0 | 0
4844 | 1 | 0.00013778 | 0 | 0.00065573 | 5.8742e-05 | 0.00011416 | 0.00085179 | 0.18953 | 0 | 0.2183 | 0.37426 | 0 | 0
4845 | 1 | 0.00013622 | 0 | 0.00037498 | 3.7595e-05 | 0.00011416 | 0 | 0.19755 | 0 | 0.19182 | 0.37863 | 0 | 0
4846 | 1 | 0.00013189 | 0 | 0.00013166 | 2.3497e-05 | 0.00011416 | 0 | 0.14981 | 0 | 0.13288 | 0.36957 | 0 | 0
4847 | 1 | 0.00011437 | 0 | 0 | 9.3987e-06 | 0.00011416 | 0 | 0.091702 | 0 | 0.037774 | 0.36388 | 0 | 0
4848 | 1 | 0.00010624 | 0 | 0 | 5.8742e-06 | 0.00011416 | 0 | 0.075672 | 0 | 0.023019 | 0.35576 | 0 | 0
4849 | 1 | 9.8003e-05 | 0 | 0 | 2.3497e-06 | 0.00011416 | 0 | 0.046205 | 0 | 0.033474 | 0.3554 | 0 | 0
4850 | 1 | 9.6254e-05 | 0 | 0 | 1.1748e-06 | 0.00011416 | 0 | 0.032768 | 0 | 0.035245 | 0.35495 | 0 | 0
4851 | 1 | 9.3357e-05 | 0 | 0 | 1.4098e-05 | 0.00011416 | 0 | 0.027581 | 0 | 0.035497 | 0.35558 | 0 | 0
4852 | 1 | 9.4713e-05 | 0 | 0 | 3.7595e-05 | 0.00011416 | 0.00085179 | 0.017209 | 0 | 0.041821 | 0.3541 | 0 | 0
4853 | 1 | 0.00010824 | 0 | 0 | 9.3987e-05 | 0.00011416 | 0.037053 | 0.017327 | 0 | 0.11897 | 0.35838 | 0 | 0
4854 | 1 | 0.00013396 | 0 | 0.00031754 | 0.0001821 | 0.00011416 | 0.15077 | 0.011198 | 0 | 0.20236 | 0.36925 | 0 | 0
4855 | 1 | 0.00015048 | 0 | 0.0012008 | 0.0001586 | 0.00011416 | 0.29898 | 0.0025931 | 0 | 0.17934 | 0.38012 | 0 | 0.32909
4856 | 1 | 0.00015543 | 0 | 0.0020456 | 0.00014685 | 0.00011416 | 0.46124 | 0.0023574 | 0 | 0.19578 | 0.3775 | 0 | 0.53867
4857 | 1 | 0.00015756 | 0 | 0.0025529 | 0.00016448 | 0.00011416 | 0.60221 | 0.0033003 | 0 | 0.21206 | 0.37899 | 0 | 0.717
4858 | 1 | 0.00015621 | 0 | 0.0028827 | 0.00018797 | 0.00011416 | 0.69591 | 0.0082508 | 0 | 0.18735 | 0.37922 | 0 | 0.88455
4859 | 1 | 0.00015286 | 0 | 0.0031318 | 0.00020677 | 0.00011416 | 0.74233 | 0.024752 | 0 | 0.11712 | 0.37782 | 0 | 0.94294
4860 | 1 | 0.00014768 | 0 | 0.0033026 | 0.00018797 | 0.00011416 | 0.74659 | 0.036068 | 0 | 0.045363 | 0.36596 | 0 | 0.92353
4861 | 1 | 0.00014323 | 0 | 0.0033845 | 0.00019032 | 0.00011416 | 0.68612 | 0.042904 | 0 | 0.059444 | 0.36501 | 0 | 0.84715
4862 | 1 | 0.00013548 | 0 | 0.0034132 | 0.00021382 | 0.00011416 | 0.60903 | 0.05976 | 0 | 0.1242 | 0.35874 | 0 | 0.73009
4863 | 1 | 0.00013593 | 0 | 0.0033084 | 0.00022322 | 0.00011416 | 0.50681 | 0.089227 | 0 | 0.19283 | 0.35455 | 0 | 0.52476
4864 | 1 | 0.00013158 | 0 | 0.0031867 | 0.00022322 | 0.00011416 | 0.3667 | 0.13095 | 0 | 0.11408 | 0.36519 | 0 | 0.31253
4865 | 1 | 0.00013131 | 0 | 0.0028262 | 0.00016448 | 0.00011416 | 0.23211 | 0.16938 | 0 | 0.16037 | 0.37741 | 0 | 0
4866 | 1 | 0.00014275 | 0 | 0.0020556 | 0.00011748 | 0.00011416 | 0.097956 | 0.19248 | 0 | 0.13735 | 0.38513 | 0 | 0
4867 | 1 | 0.00014321 | 0 | 0.0010707 | 8.8113e-05 | 0.00011416 | 0.021721 | 0.24033 | 0 | 0.15514 | 0.37899 | 0 | 0
4868 | 1 | 0.00013599 | 0 | 0.00063089 | 5.8742e-05 | 0.00011416 | 0.00085179 | 0.35031 | 0 | 0.16079 | 0.37574 | 0 | 0
4869 | 1 | 0.00012969 | 0 | 0.00034142 | 3.7595e-05 | 0.00011416 | 0 | 0.41938 | 0 | 0.13229 | 0.37417 | 0 | 0
4870 | 1 | 0.00012359 | 0 | 0.00014264 | 2.3497e-05 | 0.00011416 | 0 | 0.4215 | 0 | 0.080186 | 0.36708 | 0 | 0
4871 | 1 | 0.00010789 | 0 | 0 | 9.3987e-06 | 0.00011416 | 0 | 0.37624 | 0 | 0.0094435 | 0.35888 | 0 | 0
4872 | 1 | 0.00010144 | 0 | 0 | 5.8742e-06 | 0.00011416 | 0 | 0.33074 | 0 | 0.029342 | 0.36433 | 0 | 0
4873 | 1 | 9.0985e-05 | 0 | 0 | 2.3497e-06 | 0.00011416 | 0 | 0.25306 | 0 | 0.033895 | 0.36388 | 0 | 0
4874 | 1 | 9.2993e-05 | 0 | 0 | 1.1748e-06 | 0.00011416 | 0 | 0.23633 | 0 | 0.03575 | 0.36424 | 0 | 0
4875 | 1 | 9.0726e-05 | 0 | 0 | 1.4098e-05 | 0.00011416 | 0 | 0.25719 | 0 | 0.022513 | 0.35518 | 0 | 0
4876 | 1 | 8.5998e-05 | 0 | 0 | 3.7595e-05 | 0.00011416 | 0.00042589 | 0.28689 | 0 | 0.015346 | 0.35139 | 0 | 0
4877 | 1 | 9.5194e-05 | 0 | 0 | 9.3987e-05 | 0.00011416 | 0.025554 | 0.21429 | 0 | 0.026728 | 0.36456 | 0 | 0
4878 | 1 | 0.00012722 | 0 | 9.552e-05 | 0.0001821 | 0.00011416 | 0.11712 | 0.18612 | 0 | 0.03457 | 0.38138 | 0 | 0
4879 | 1 | 0.00014666 | 0 | 0.00070124 | 0.0001586 | 0.00011416 | 0.23552 | 0.24222 | 0 | 0.082209 | 0.37967 | 0 | 0.30602
4880 | 1 | 0.0001558 | 0 | 0.001164 | 0.00014685 | 0.00011416 | 0.35647 | 0.37647 | 0 | 0.11054 | 0.38116 | 0 | 0.44975
4881 | 1 | 0.00014471 | 0 | 0.0014196 | 0.00016448 | 0.00011416 | 0.46678 | 0.43906 | 0 | 0.079848 | 0.38228 | 0 | 0.58693
4882 | 1 | 0.00014995 | 0 | 0.0015238 | 0.00018797 | 0.00011416 | 0.53748 | 0.40818 | 0 | 0.1575 | 0.38449 | 0 | 0.71347
4883 | 1 | 0.00015681 | 0 | 0.0015625 | 0.00020677 | 0.00011416 | 0.52215 | 0.38248 | 0 | 0.1414 | 0.38386 | 0 | 0.75853
4884 | 1 | 0.00015101 | 0 | 0.0015019 | 0.00018797 | 0.00011416 | 0.52087 | 0.39663 | 0 | 0.14671 | 0.38287 | 0 | 0.48898
4885 | 1 | 0.00015278 | 0 | 0.0013608 | 0.00019032 | 0.00011416 | 0.50894 | 0.37353 | 0 | 0.12125 | 0.37728 | 0 | 0.30256
4886 | 1 | 0.00015259 | 0 | 0.0011717 | 0.00021382 | 0.00011416 | 0.4621 | 0.32661 | 0 | 0.099916 | 0.38729 | 0 | 0.2454
4887 | 1 | 0.00015477 | 0 | 0.00097037 | 0.00022322 | 0.00011416 | 0.38884 | 0.30799 | 0 | 0.10607 | 0.39144 | 0 | 0.02116
4888 | 1 | 0.00015341 | 0 | 0.00078643 | 0.00022322 | 0.00011416 | 0.29813 | 0.27699 | 0 | 0.090725 | 0.39595 | 0 | 0
4889 | 1 | 0.00015674 | 0 | 0.00055505 | 0.00016448 | 0.00011416 | 0.19336 | 0.20309 | 0 | 0.10202 | 0.38964 | 0 | 0
4890 | 1 | 0.00015012 | 0 | 0.00021847 | 0.00011748 | 0.00011416 | 0.080068 | 0.10537 | 0 | 0.074705 | 0.39324 | 0 | 0
4891 | 1 | 0.00014668 | 0 | 0 | 8.8113e-05 | 0.00011416 | 0.017462 | 0.1095 | 0 | 0.099494 | 0.39947 | 0 | 0
4892 | 1 | 0.0001379 | 0 | 0 | 5.8742e-05 | 0.00011416 | 0.00042589 | 0.1669 | 0 | 0.093339 | 0.39392 | 0 | 0
4893 | 1 | 0.00012621 | 0 | 0 | 3.7595e-05 | 0.00011416 | 0 | 0.18281 | 0 | 0.095194 | 0.38842 | 0 | 0
4894 | 1 | 0.00011708 | 0 | 0 | 2.3497e-05 | 0.00011416 | 0 | 0.16018 | 0 | 0.021922 | 0.3752 | 0 | 0
4895 | 1 | 0.0001111 | 0 | 0 | 9.3987e-06 | 0.00011416 | 0 | 0.17185 | 0 | 0.029427 | 0.36546 | 0 | 0
4896 | 1 | 0.0001046 | 0 | 0 | 5.8742e-06 | 0.00011416 | 0 | 0.16254 | 0 | 0.03457 | 0.36821 | 0 | 0
4897 | 1 | 9.4824e-05 | 0 | 0 | 2.3497e-06 | 0.00011416 | 0 | 0.15417 | 0 | 0.03516 | 0.37105 | 0 | 0
4898 | 1 | 9.1741e-05 | 0 | 0 | 1.1748e-06 | 0.00011416 | 0 | 0.1504 | 0 | 0.046796 | 0.37209 | 0 | 0
4899 | 1 | 8.7703e-05 | 0 | 0 | 1.4098e-05 | 0.00011416 | 0 | 0.11846 | 0 | 0.046627 | 0.37317 | 0 | 0
4900 | 1 | 9.4046e-05 | 0 | 0 | 3.7595e-05 | 0.00011416 | 0.00042589 | 0.11421 | 0 | 0.038027 | 0.36772 | 0 | 0
4901 | 1 | 0.0001059 | 0 | 0 | 9.3987e-05 | 0.00011416 | 0.027257 | 0.1339 | 0 | 0.032884 | 0.37768 | 0 | 0
4902 | 1 | 0.00013383 | 0 | 0 | 0.0001821 | 0.00011416 | 0.11371 | 0.060702 | 0 | 0.2011 | 0.38706 | 0 | 0
4903 | 1 | 0.00015864 | 0 | 0 | 0.0001586 | 0.00011416 | 0.21934 | 0.024163 | 0 | 0.2156 | 0.38991 | 0 | 0.0274
4904 | 1 | 0.00016536 | 0 | 0.00047857 | 0.00014685 | 0.00011416 | 0.33348 | 0.008958 | 0 | 0.27825 | 0.39965 | 0 | 0.10179
4905 | 1 | 0.00016061 | 0 | 0.00097166 | 0.00016448 | 0.00011416 | 0.43654 | 0.010962 | 0 | 0.21366 | 0.39978 | 0 | 0.30624
4906 | 1 | 0.00015581 | 0 | 0.001307 | 0.00018797 | 0.00011416 | 0.51107 | 0.019566 | 0 | 0.21855 | 0.40299 | 0 | 0.79598
4907 | 1 | 0.00015397 | 0 | 0.0015448 | 0.00020677 | 0.00011416 | 0.55622 | 0.026403 | 0 | 0.14815 | 0.40091 | 0 | 0.19867
4908 | 1 | 0.000145 | 0 | 0.0016732 | 0.00018797 | 0.00011416 | 0.57027 | 0.036657 | 0 | 0.083305 | 0.3983 | 0 | 0.006084
4909 | 1 | 0.00013864 | 0 | 0.0016923 | 0.00019032 | 0.00011416 | 0.55239 | 0.04703 | 0 | 0.065008 | 0.40249 | 0 | 0.050555
4910 | 1 | 0.00013276 | 0 | 0.0016929 | 0.00021382 | 0.00011416 | 0.50256 | 0.05917 | 0 | 0.04317 | 0.40474 | 0 | 0.12778
4911 | 1 | 0.00012959 | 0 | 0.0016113 | 0.00022322 | 0.00011416 | 0.41908 | 0.063649 | 0 | 0.090051 | 0.39681 | 0 | 0.23714
4912 | 1 | 0.00013131 | 0 | 0.0014483 | 0.00022322 | 0.00011416 | 0.31048 | 0.076851 | 0 | 0.094857 | 0.39915 | 0 | 0.23718
4913 | 1 | 0.00013141 | 0 | 0.0011969 | 0.00016448 | 0.00011416 | 0.19208 | 0.083687 | 0 | 0.091653 | 0.41237 | 0 | 0
4914 | 1 | 0.00014026 | 0 | 0.00070446 | 0.00011748 | 0.00011416 | 0.079642 | 0.096063 | 0 | 0.06661 | 0.4084 | 0 | 0
4915 | 1 | 0.00013567 | 0 | 0.00018104 | 8.8113e-05 | 0.00011416 | 0.018313 | 0.11044 | 0 | 0.037943 | 0.40925 | 0 | 0
4916 | 1 | 0.00013572 | 0 | 0 | 5.8742e-05 | 0.00011416 | 0 | 0.2144 | 0 | 0.016948 | 0.40452 | 0 | 0
4917 | 1 | 0.0001271 | 0 | 0 | 3.7595e-05 | 0.00011416 | 0 | 0.22501 | 0 | 0.043255 | 0.39527 | 0 | 0
4918 | 1 | 0.00012295 | 0 | 0 | 2.3497e-05 | 0.00011416 | 0 | 0.19696 | 0 | 0.034148 | 0.38824 | 0 | 0
4919 | 1 | 0.000111 | 0 | 0 | 9.3987e-06 | 0.00011416 | 0 | 0.21051 | 0 | 0.023187 | 0.39054 | 0 | 0
4920 | 1 | 0.00010026 | 0 | 0 | 5.8742e-06 | 0.00011416 | 0 | 0.25153 | 0 | 0.029848 | 0.38905 | 0 | 0
4921 | 1 | 8.8918e-05 | 0 | 0 | 2.3497e-06 | 0.00011416 | 0 | 0.25601 | 0 | 0.029174 | 0.38571 | 0 | 0
4922 | 1 | 8.3583e-05 | 0 | 0 | 1.1748e-06 | 0.00011416 | 0 | 0.28583 | 0 | 0.023693 | 0.3771 | 0 | 0
4923 | 1 | 7.9403e-05 | 0 | 0 | 1.4098e-05 | 0.00011416 | 0 | 0.29255 | 0 | 0.046374 | 0.37169 | 0 | 0
4924 | 1 | 7.7684e-05 | 0 | 0 | 3.7595e-05 | 0.00011416 | 0.00042589 | 0.18258 | 0 | 0.052614 | 0.37119 | 0 | 0
4925 | 1 | 7.9085e-05 | 0 | 0 | 9.3987e-05 | 0.00011416 | 0.025554 | 0.15405 | 0 | 0.068212 | 0.37633 | 0 | 0
4926 | 1 | 8.5717e-05 | 0 | 0 | 0.0001821 | 0.00011416 | 0.1069 | 0.18718 | 0 | 0.050169 | 0.38314 | 0 | 0
4927 | 1 | 0.00010157 | 0 | 0 | 0.0001586 | 0.00011416 | 0.204 | 0.27051 | 0 | 0.044519 | 0.39194 | 0 | 0
4928 | 1 | 0.00011278 | 0 | 0.00029205 | 0.00014685 | 0.00011416 | 0.31261 | 0.27122 | 0 | 0.056155 | 0.38779 | 0 | 0
4929 | 1 | 0.00011859 | 0 | 0.00068123 | 0.00016448 | 0.00011416 | 0.41993 | 0.18093 | 0 | 0.062732 | 0.38562 | 0 | 0
4930 | 1 | 0.00012067 | 0 | 0.0010204 | 0.00018797 | 0.00011416 | 0.51107 | 0.11834 | 0 | 0.051939 | 0.37877 | 0 | 0
4931 | 1 | 0.00012401 | 0 | 0.0012311 | 0.00020677 | 0.00011416 | 0.54089 | 0.17115 | 0 | 0.047049 | 0.36659 | 0 | 0.020302
4932 | 1 | 0.00011645 | 0 | 0.0013008 | 0.00018797 | 0.00011416 | 0.52385 | 0.29455 | 0 | 0.067116 | 0.36776 | 0 | 0
4933 | 1 | 0.00010946 | 0 | 0.0012027 | 0.00019032 | 0.00011416 | 0.5017 | 0.24811 | 0 | 0.067622 | 0.36375 | 0 | 0
4934 | 1 | 0.00010919 | 0 | 0.00091422 | 0.00021382 | 0.00011416 | 0.44761 | 0.20521 | 0 | 0.065177 | 0.36388 | 0 | 0
4935 | 1 | 0.00011127 | 0 | 0.00048018 | 0.00022322 | 0.00011416 | 0.36925 | 0.27381 | 0 | 0.044266 | 0.361 | 0 | 0.0092597
4936 | 1 | 0.00011107 | 0 | 2.0976e-05 | 0.00022322 | 0.00011416 | 0.2994 | 0.20132 | 0 | 0.043508 | 0.36889 | 0 | 0.0035991
4937 | 1 | 0.00011822 | 0 | 0 | 0.00016448 | 0.00011416 | 0.19549 | 0.10137 | 0 | 0.039966 | 0.384 | 0 | 0
4938 | 1 | 0.00011717 | 0 | 0 | 0.00011748 | 0.00011416 | 0.081772 | 0.10054 | 0 | 0.011636 | 0.38364 | 0 | 0
4939 | 1 | 0.00011058 | 0 | 0 | 8.8113e-05 | 0.00011416 | 0.018739 | 0.24823 | 0 | 0.0082631 | 0.38855 | 0 | 0
4940 | 1 | 0.00010125 | 0 | 0 | 5.8742e-05 | 0.00011416 | 0 | 0.82897 | 0 | 0.0077572 | 0.37845 | 0 | 0
4941 | 1 | 7.2156e-05 | 0 | 0 | 3.7595e-05 | 0.00011416 | 0 | 0.96417 | 0 | 0.01172 | 0.37146 | 0 | 0
4942 | 1 | 6.56e-05 | 1.0574e-05 | 0 | 2.3497e-05 | 0.00011416 | 0 | 0.83982 | 0 | 0.018971 | 0.36487 | 0 | 0
4943 | 1 | 6.4315e-05 | 1.8567e-05 | 0 | 9.3987e-06 | 0.00011416 | 0 | 0.73998 | 0 | 0.0086847 | 0.36 | 0 | 0
4944 | 1 | 6.8722e-05 | 2.6559e-05 | 0 | 5.8742e-06 | 0.00011416 | 0 | 0.83251 | 0 | 0.0069983 | 0.35879 | 0 | 0
4945 | 1 | 5.5727e-05 | 3.4975e-05 | 0 | 2.3497e-06 | 0.00011416 | 0 | 0.71664 | 0 | 0.025464 | 0.3605 | 0 | 0
4946 | 1 | 5.8498e-05 | 4.2851e-05 | 0 | 1.1748e-06 | 0.00011416 | 0 | 0.51827 | 0 | 0.023862 | 0.35901 | 0 | 0
4947 | 1 | 5.3976e-05 | 5.0537e-05 | 0 | 1.4098e-05 | 0.00011416 | 0 | 0.48951 | 0 | 0.022597 | 0.35888 | 0 | 0
4948 | 1 | 5.1531e-05 | 5.9171e-05 | 0 | 3.7595e-05 | 0.00011416 | 0.00085179 | 0.58522 | 0 | 0.046712 | 0.35486 | 0 | 0
4949 | 1 | 5.1373e-05 | 5.3921e-05 | 0 | 9.3987e-05 | 0.00011416 | 0.037479 | 0.57614 | 0 | 0.048735 | 0.35892 | 0 | 0
4950 | 1 | 5.6884e-05 | 3.4814e-05 | 0 | 0.0001821 | 0.00011416 | 0.15034 | 0.47053 | 0 | 0.051433 | 0.36871 | 0 | 0
4951 | 1 | 7.2532e-05 | 1.2237e-05 | 0 | 0.0001586 | 0.00011416 | 0.29131 | 0.42008 | 0 | 0.040304 | 0.37674 | 0 | 0
4952 | 1 | 8.5116e-05 | 0 | 0 | 0.00014685 | 0.00011416 | 0.43867 | 0.4103 | 0 | 0.045194 | 0.38251 | 0 | 0
4953 | 1 | 9.0874e-05 | 0 | 0 | 0.00016448 | 0.00011416 | 0.58603 | 0.36021 | 0 | 0.048904 | 0.38386 | 0 | 0.031757
4954 | 1 | 9.5913e-05 | 0 | 0 | 0.00018797 | 0.00011416 | 0.69761 | 0.28548 | 0 | 0.045868 | 0.38562 | 0 | 0.041797
4955 | 1 | 9.6936e-05 | 0 | 0 | 0.00020677 | 0.00011416 | 0.75937 | 0.20792 | 0 | 0.036762 | 0.38819 | 0 | 0.23408
4956 | 1 | 8.9748e-05 | 0 | 0 | 0.00018797 | 0.00011416 | 0.77044 | 0.12376 | 0 | 0.041568 | 0.38946 | 0 | 0.8461
4957 | 1 | 8.8192e-05 | 0 | 0 | 0.00019032 | 0.00011416 | 0.74532 | 0.06636 | 0 | 0.064503 | 0.39167 | 0 | 0.83389
4958 | 1 | 8.6754e-05 | 0 | 0 | 0.00021382 | 0.00011416 | 0.67675 | 0.050802 | 0 | 0.066779 | 0.39424 | 0 | 0.27926
4959 | 1 | 8.7191e-05 | 0 | 0 | 0.00022322 | 0.00011416 | 0.56261 | 0.037718 | 0 | 0.066273 | 0.39572 | 0 | 0.24879
4960 | 1 | 8.9933e-05 | 0 | 0 | 0.00022322 | 0.00011416 | 0.41184 | 0.036422 | 0 | 0.04941 | 0.40339 | 0 | 0.14859
4961 | 1 | 9.5535e-05 | 0 | 0 | 0.00016448 | 0.00011416 | 0.25256 | 0.08852 | 0 | 0.052277 | 0.40623 | 0 | 0
4962 | 1 | 9.5735e-05 | 0 | 0 | 0.00011748 | 0.00011416 | 0.10818 | 0.1557 | 0 | 0.070067 | 0.40723 | 0 | 0
4963 | 1 | 9.1104e-05 | 0 | 0 | 8.8113e-05 | 0.00011416 | 0.025128 | 0.15688 | 0 | 0.11079 | 0.40862 | 0 | 0
4964 | 1 | 9.4136e-05 | 5.1047e-06 | 0 | 5.8742e-05 | 0.00011416 | 0.00085179 | 0.17775 | 0 | 0.078415 | 0.40993 | 0 | 0
4965 | 1 | 9.2685e-05 | 9.3344e-06 | 0 | 3.7595e-05 | 0.00011416 | 0 | 0.20615 | 0 | 0.093508 | 0.40127 | 0 | 0
4966 | 1 | 9.4621e-05 | 1.2543e-05 | 0 | 2.3497e-05 | 0.00011416 | 0 | 0.28347 | 0 | 0.041315 | 0.38598 | 0 | 0
4967 | 1 | 8.1132e-05 | 1.5168e-05 | 0 | 9.3987e-06 | 0.00011416 | 0 | 0.27216 | 0 | 0.029595 | 0.3895 | 0 | 0
4968 | 1 | 7.2675e-05 | 1.8304e-05 | 0 | 5.8742e-06 | 0.00011416 | 0 | 0.3107 | 0 | 0.026728 | 0.38431 | 0 | 0
4969 | 1 | 6.1111e-05 | 2.3496e-05 | 0 | 2.3497e-06 | 0.00011416 | 0 | 0.29255 | 0 | 0.022175 | 0.38237 | 0 | 0
4970 | 1 | 5.7929e-05 | 2.9243e-05 | 0 | 1.1748e-06 | 0.00011416 | 0 | 0.23586 | 0 | 0.020658 | 0.37809 | 0 | 0
4971 | 1 | 6.0749e-05 | 3.6477e-05 | 0 | 1.4098e-05 | 0.00011416 | 0 | 0.17562 | 0 | 0.021417 | 0.37254 | 0 | 0
4972 | 1 | 6.8819e-05 | 3.9744e-05 | 0 | 3.7595e-05 | 0.00011416 | 0 | 0.08463 | 0 | 0.030186 | 0.36384 | 0 | 0
4973 | 1 | 8.985e-05 | 3.0074e-05 | 0 | 9.3987e-05 | 0.00011416 | 0.019591 | 0.05976 | 0 | 0.22226 | 0.37006 | 0 | 0
4974 | 1 | 0.00011298 | 1.4556e-05 | 0 | 0.0001821 | 0.00011416 | 0.10264 | 0.032296 | 0 | 0.21096 | 0.38273 | 0 | 0
4975 | 1 | 0.00014174 | 0 | 0 | 0.0001586 | 0.00011416 | 0.2121 | 0.012966 | 0 | 0.22386 | 0.39478 | 0 | 0.0037997
4976 | 1 | 0.00015663 | 0 | 0 | 0.00014685 | 0.00011416 | 0.33007 | 0.012141 | 0 | 0.21425 | 0.38688 | 0 | 0
4977 | 1 | 0.00015949 | 0 | 0 | 0.00016448 | 0.00011416 | 0.44847 | 0.017916 | 0 | 0.16838 | 0.38526 | 0 | 0
4978 | 1 | 0.00016395 | 0 | 0 | 0.00018797 | 0.00011416 | 0.51789 | 0.06082 | 0 | 0.10337 | 0.38116 | 0 | 0.014408
4979 | 1 | 0.00016655 | 0 | 0 | 0.00020677 | 0.00011416 | 0.52726 | 0.075672 | 0 | 0.10126 | 0.37827 | 0 | 0
4980 | 1 | 0.00015907 | 0 | 0 | 0.00018797 | 0.00011416 | 0.51959 | 0.054455 | 0 | 0.10885 | 0.37105 | 0 | 0
4981 | 1 | 0.00015334 | 0 | 0 | 0.00019032 | 0.00011416 | 0.49191 | 0.046322 | 0 | 0.044266 | 0.36307 | 0 | 0
4982 | 1 | 0.00015307 | 0 | 0 | 0.00021382 | 0.00011416 | 0.44037 | 0.058345 | 0 | 0.043676 | 0.3633 | 0 | 0
4983 | 1 | 0.0001521 | 0 | 0 | 0.00022322 | 0.00011416 | 0.36584 | 0.10125 | 0 | 0.042411 | 0.36334 | 0 | 0
4984 | 1 | 0.00014591 | 0 | 0 | 0.00022322 | 0.00011416 | 0.28365 | 0.10526 | 0 | 0.054216 | 0.37444 | 0 | 0
4985 | 1 | 0.00015217 | 0 | 0 | 0.00016448 | 0.00011416 | 0.20273 | 0.12082 | 0 | 0.11906 | 0.38607 | 0 | 0
4986 | 1 | 0.00014122 | 0 | 0 | 0.00011748 | 0.00011416 | 0.10179 | 0.098067 | 0 | 0.19098 | 0.38788 | 0 | 0
4987 | 1 | 0.00013507 | 0 | 0 | 8.8113e-05 | 0.00011416 | 0.026405 | 0.089345 | 0 | 0.17597 | 0.38485 | 0 | 0
4988 | 1 | 0.00012898 | 0 | 0 | 5.8742e-05 | 0.00011416 | 0.00085179 | 0.097949 | 0 | 0.14393 | 0.37886 | 0 | 0
4989 | 1 | 0.00012623 | 8.8093e-06 | 0 | 3.7595e-05 | 0.00011416 | 0 | 0.12801 | 0 | 0.089292 | 0.37484 | 0 | 0
4990 | 1 | 0.0001165 | 1.6846e-05 | 0 | 2.3497e-05 | 0.00011416 | 0 | 0.13579 | 0 | 0.0098651 | 0.37236 | 0 | 0
4991 | 1 | 0.00010095 | 2.2534e-05 | 0 | 9.3987e-06 | 0.00011416 | 0 | 0.12046 | 0 | 0.027403 | 0.36429 | 0 | 0
4992 | 1 | 9.3664e-05 | 2.7376e-05 | 0 | 5.8742e-06 | 0.00011416 | 0 | 0.12282 | 0 | 0.040051 | 0.36289 | 0 | 0
4993 | 1 | 7.8011e-05 | 3.1489e-05 | 0 | 2.3497e-06 | 0.00011416 | 0 | 0.1405 | 0 | 0.03946 | 0.36767 | 0 | 0
4994 | 1 | 7.2442e-05 | 3.3866e-05 | 0 | 1.1748e-06 | 0.00011416 | 0 | 0.12624 | 0 | 0.039882 | 0.36934 | 0 | 0
4995 | 1 | 6.715e-05 | 3.4231e-05 | 0 | 1.4098e-05 | 0.00011416 | 0 | 0.10738 | 0 | 0.039798 | 0.37087 | 0 | 0
4996 | 1 | 7.1251e-05 | 3.1095e-05 | 0 | 3.7595e-05 | 0.00011416 | 0.00042589 | 0.10443 | 0 | 0.045953 | 0.37299 | 0 | 0
4997 | 1 | 8.7143e-05 | 1.9048e-05 | 0 | 9.3987e-05 | 0.00011416 | 0.031942 | 0.10785 | 0 | 0.040725 | 0.38449 | 0 | 0
4998 | 1 | 0.00011263 | 1.1668e-06 | 0 | 0.0001821 | 0.00011416 | 0.12436 | 0.094177 | 0 | 0.12934 | 0.39631 | 0 | 0
4999 | 1 | 0.00012865 | 0 | 0 | 0.0001586 | 0.00011416 | 0.24276 | 0.047501 | 0 | 0.18187 | 0.40096 | 0 | 0
5000 | 1 | 0.00013382 | 0 | 0 | 0.00014685 | 0.00011416 | 0.37564 | 0.039132 | 0 | 0.17605 | 0.39888 | 0 | 0.054433
5001 | 1 | 0.00014129 | 0 | 0 | 0.00016448 | 0.00011416 | 0.49446 | 0.058699 | 0 | 0.081113 | 0.39807 | 0 | 0.087951
5002 | 1 | 0.00014564 | 0 | 0 | 0.00018797 | 0.00011416 | 0.57666 | 0.092409 | 0 | 0.065936 | 0.39108 | 0 | 0.030231
5003 | 1 | 0.00015138 | 0 | 0 | 0.00020677 | 0.00011416 | 0.61542 | 0.13802 | 0 | 0.071501 | 0.37777 | 0 | 0.12921
5004 | 1 | 0.0001413 | 0 | 0 | 0.00018797 | 0.00011416 | 0.61244 | 0.19767 | 0 | 0.059696 | 0.37029 | 0 | 0.063927
5005 | 1 | 0.00014018 | 0 | 0 | 0.00019032 | 0.00011416 | 0.56474 | 0.23621 | 0 | 0.03946 | 0.36844 | 0 | 0.40876
5006 | 1 | 0.00013737 | 0 | 0 | 0.00021382 | 0.00011416 | 0.48083 | 0.25919 | 0 | 0.040388 | 0.36866 | 0 | 0.30862
5007 | 1 | 0.00012769 | 0 | 0 | 0.00022322 | 0.00011416 | 0.3833 | 0.21499 | 0 | 0.052782 | 0.36803 | 0 | 0.1644
5008 | 1 | 0.00012789 | 0 | 0 | 0.00022322 | 0.00011416 | 0.28492 | 0.24175 | 0 | 0.10034 | 0.37128 | 0 | 0.14088
5009 | 1 | 0.00012227 | 0 | 0 | 0.00016448 | 0.00011416 | 0.1891 | 0.22254 | 0 | 0.21855 | 0.37556 | 0 | 0
5010 | 1 | 0.00012365 | 0 | 0 | 0.00011748 | 0.00011416 | 0.086882 | 0.1867 | 0 | 0.25329 | 0.37498 | 0 | 0
5011 | 1 | 0.0001176 | 0 | 0 | 8.8113e-05 | 0.00011416 | 0.020869 | 0.17645 | 0 | 0.20185 | 0.37205 | 0 | 0
5012 | 1 | 0.0001246 | 0 | 0 | 5.8742e-05 | 0.00011416 | 0 | 0.15405 | 0 | 0.24241 | 0.37015 | 0 | 0
5013 | 1 | 0.00012038 | 0 | 0 | 3.7595e-05 | 0.00011416 | 0 | 0.13142 | 0 | 0.21838 | 0.36889 | 0 | 0
5014 | 1 | 0.00010858 | 0 | 0 | 2.3497e-05 | 0.00011416 | 0 | 0.10054 | 0 | 0.058938 | 0.36411 | 0 | 0
5015 | 1 | 9.6295e-05 | 3.1941e-06 | 0 | 9.3987e-06 | 0.00011416 | 0 | 0.087459 | 0 | 0.034739 | 0.35667 | 0 | 0
5016 | 1 | 9.0829e-05 | 8.2842e-06 | 0 | 5.8742e-06 | 0.00011416 | 0 | 0.056813 | 0 | 0.034486 | 0.3554 | 0 | 0
5017 | 1 | 8.2808e-05 | 1.4906e-05 | 0 | 2.3497e-06 | 0.00011416 | 0 | 0.053395 | 0 | 0.0414 | 0.35865 | 0 | 0
5018 | 1 | 7.7276e-05 | 2.2446e-05 | 0 | 1.1748e-06 | 0.00011416 | 0 | 0.10349 | 0 | 0.03204 | 0.35428 | 0 | 0
5019 | 1 | 6.9395e-05 | 2.9432e-05 | 0 | 1.4098e-05 | 0.00011416 | 0 | 0.25342 | 0 | 0.038027 | 0.3536 | 0 | 0
5020 | 1 | 6.5146e-05 | 3.6914e-05 | 0 | 3.7595e-05 | 0.00011416 | 0.00042589 | 0.42433 | 0 | 0.048145 | 0.35189 | 0 | 0
5021 | 1 | 7.0108e-05 | 3.8621e-05 | 0 | 9.3987e-05 | 0.00011416 | 0.022998 | 0.3892 | 0 | 0.080776 | 0.36339 | 0 | 0
5022 | 1 | 9.4649e-05 | 3.3108e-05 | 0 | 0.0001821 | 0.00011416 | 0.094974 | 0.20898 | 0 | 0.31138 | 0.37782 | 0 | 0
5023 | 1 | 0.000124 | 2.0725e-05 | 0 | 0.0001586 | 0.00011416 | 0.17419 | 0.12082 | 0 | 0.37066 | 0.37985 | 0 | 0
5024 | 1 | 0.00013661 | 3.3983e-06 | 0 | 0.00014685 | 0.00011416 | 0.27002 | 0.047265 | 0 | 0.32707 | 0.37759 | 0 | 0
5025 | 1 | 0.00013879 | 0 | 0 | 0.00016448 | 0.00011416 | 0.36414 | 0.024045 | 0 | 0.28086 | 0.37967 | 0 | 0
5026 | 1 | 0.00014576 | 0 | 0 | 0.00018797 | 0.00011416 | 0.42206 | 0.01273 | 0 | 0.32673 | 0.38909 | 0 | 0
5027 | 1 | 0.00014873 | 0 | 0 | 0.00020677 | 0.00011416 | 0.44676 | 0.011433 | 0 | 0.31391 | 0.3872 | 0 | 0.11419
5028 | 1 | 0.00013261 | 0 | 0 | 0.00018797 | 0.00011416 | 0.47445 | 0.011905 | 0 | 0.30245 | 0.3812 | 0 | 0.078903
5029 | 1 | 0.00012458 | 0 | 0 | 0.00019032 | 0.00011416 | 0.46891 | 0.02876 | 0 | 0.25101 | 0.37435 | 0 | 0.18167
5030 | 1 | 0.00011656 | 0 | 0 | 0.00021382 | 0.00011416 | 0.43186 | 0.053984 | 0 | 0.14629 | 0.3748 | 0 | 0.0064294
5031 | 1 | 0.00011106 | 0 | 0 | 0.00022322 | 0.00011416 | 0.36925 | 0.075083 | 0 | 0.034064 | 0.36749 | 0 | 0
5032 | 1 | 0.00012178 | 0 | 0 | 0.00022322 | 0.00011416 | 0.27981 | 0.093824 | 0 | 0.029764 | 0.37444 | 0 | 0
5033 | 1 | 0.00013269 | 0 | 0 | 0.00016448 | 0.00011416 | 0.17717 | 0.09571 | 0 | 0.1016 | 0.38472 | 0 | 0
5034 | 1 | 0.00012735 | 0 | 0 | 0.00011748 | 0.00011416 | 0.076235 | 0.1174 | 0 | 0.14292 | 0.3863 | 0 | 0
5035 | 1 | 0.00012506 | 0 | 0 | 8.8113e-05 | 0.00011416 | 0.017888 | 0.1161 | 0 | 0.14325 | 0.38612 | 0 | 0
5036 | 1 | 0.00011416 | 8.8531e-06 | 0 | 5.8742e-05 | 0.00011416 | 0 | 0.19943 | 0 | 0.025548 | 0.38043 | 0 | 0
5037 | 1 | 0.00010859 | 1.8596e-05 | 0 | 3.7595e-05 | 0.00011416 | 0 | 0.17645 | 0 | 0.025295 | 0.37601 | 0 | 0
5038 | 1 | 9.2064e-05 | 2.5276e-05 | 0 | 2.3497e-05 | 0.00011416 | 0 | 0.13201 | 0 | 0.011298 | 0.37841 | 0 | 0
5039 | 1 | 6.9625e-05 | 3.0453e-05 | 0 | 9.3987e-06 | 0.00011416 | 0 | 0.12742 | 0 | 0.02226 | 0.38192 | 0 | 0
5040 | 1 | 7.0082e-05 | 3.5018e-05 | 0 | 5.8742e-06 | 0.00011416 | 0 | 0.15547 | 0 | 0.023103 | 0.39081 | 0 | 0
5041 | 1 | 5.7686e-05 | 4.0634e-05 | 0 | 2.3497e-06 | 0.00011416 | 0 | 0.25141 | 0 | 0.025632 | 0.39234 | 0 | 0
5042 | 1 | 5.3236e-05 | 4.7562e-05 | 0 | 1.1748e-06 | 0.00011416 | 0 | 0.35467 | 0 | 0.040219 | 0.39117 | 0 | 0
5043 | 1 | 4.5319e-05 | 5.4898e-05 | 0 | 1.4098e-05 | 0.00011416 | 0 | 0.36975 | 0 | 0.054216 | 0.39586 | 0 | 0
5044 | 1 | 4.6455e-05 | 6.2292e-05 | 0 | 3.7595e-05 | 0.00011416 | 0.00042589 | 0.30304 | 0 | 0.062057 | 0.40195 | 0 | 0
5045 | 1 | 6.0575e-05 | 5.8588e-05 | 0 | 9.3987e-05 | 0.00011416 | 0.027257 | 0.20179 | 0 | 0.054384 | 0.40763 | 0 | 0
5046 | 1 | 9.0262e-05 | 4.7372e-05 | 0 | 0.0001821 | 0.00011416 | 0.12181 | 0.10974 | 0 | 0.10894 | 0.41291 | 0 | 0
5047 | 1 | 0.00011498 | 2.882e-05 | 0 | 0.0001586 | 0.00011416 | 0.2368 | 0.073432 | 0 | 0.17698 | 0.41413 | 0 | 0.10204
5048 | 1 | 0.00012545 | 1.0093e-05 | 0 | 0.00014685 | 0.00011416 | 0.35009 | 0.025813 | 0 | 0.12454 | 0.41828 | 0 | 0.049575
5049 | 1 | 0.00012366 | 0 | 0 | 0.00016448 | 0.00011416 | 0.44165 | 0.029349 | 0 | 0.066526 | 0.42666 | 0 | 0.006708
5050 | 1 | 0.00012904 | 0 | 0 | 0.00018797 | 0.00011416 | 0.50468 | 0.024988 | 0 | 0.061383 | 0.43523 | 0 | 0
5051 | 1 | 0.00013422 | 0 | 0 | 0.00020677 | 0.00011416 | 0.54259 | 0.027817 | 0 | 0.043929 | 0.44277 | 0 | 0
5052 | 1 | 0.00012575 | 0 | 0 | 0.00018797 | 0.00011416 | 0.54089 | 0.026874 | 0 | 0.0414 | 0.43379 | 0 | 0
5053 | 1 | 0.00012468 | 0 | 0 | 0.00019032 | 0.00011416 | 0.50511 | 0.024988 | 0 | 0.048482 | 0.43785 | 0 | 0
5054 | 1 | 0.00012408 | 0 | 0 | 0.00021382 | 0.00011416 | 0.44506 | 0.031707 | 0 | 0.1097 | 0.44286 | 0 | 0
5055 | 1 | 0.0001178 | 0 | 0 | 0.00022322 | 0.00011416 | 0.36797 | 0.05422 | 0 | 0.16771 | 0.44443 | 0 | 0
5056 | 1 | 0.00011304 | 0 | 0 | 0.00022322 | 0.00011416 | 0.27726 | 0.094767 | 0 | 0.14022 | 0.44976 | 0 | 0
5057 | 1 | 0.00011328 | 0 | 0 | 0.00016448 | 0.00011416 | 0.17802 | 0.095945 | 0 | 0.27091 | 0.45476 | 0 | 0
5058 | 1 | 0.00011457 | 0 | 0 | 0.00011748 | 0.00011416 | 0.074106 | 0.11186 | 0 | 0.2129 | 0.45521 | 0 | 0
5059 | 1 | 0.00011157 | 9.4365e-06 | 0 | 8.8113e-05 | 0.00011416 | 0.01661 | 0.14439 | 0 | 0.20801 | 0.45445 | 0 | 0
5060 | 1 | 9.9904e-05 | 2.2009e-05 | 0 | 5.8742e-05 | 0.00011416 | 0.00042589 | 0.12706 | 0 | 0.17808 | 0.4535 | 0 | 0
5061 | 1 | 9.5499e-05 | 3.0978e-05 | 0 | 3.7595e-05 | 0.00011416 | 0 | 0.12093 | 0 | 0.2054 | 0.453 | 0 | 0
5062 | 1 | 8.7088e-05 | 3.8038e-05 | 0 | 2.3497e-05 | 0.00011416 | 0 | 0.13449 | 0 | 0.06973 | 0.45733 | 0 | 0
5063 | 1 | 6.8511e-05 | 4.3099e-05 | 0 | 9.3987e-06 | 0.00011416 | 0 | 0.16101 | 0 | 0.058685 | 0.45413 | 0 | 0
5064 | 1 | 6.8152e-05 | 4.813e-05 | 0 | 5.8742e-06 | 0.00011416 | 0 | 0.17162 | 0 | 0.073187 | 0.453 | 0 | 0
5065 | 1 | 5.6803e-05 | 5.3629e-05 | 0 | 2.3497e-06 | 0.00011416 | 0 | 0.14592 | 0 | 0.076391 | 0.45021 | 0 | 0
5066 | 1 | 5.3013e-05 | 5.9273e-05 | 0 | 1.1748e-06 | 0.00011416 | 0 | 0.15288 | 0 | 0.086172 | 0.44642 | 0 | 0
5067 | 1 | 5.3873e-05 | 6.5151e-05 | 0 | 1.4098e-05 | 0.00011416 | 0 | 0.14085 | 0 | 0.089376 | 0.44407 | 0 | 0
5068 | 1 | 5.654e-05 | 7.0883e-05 | 0 | 3.7595e-05 | 0.00011416 | 0.0012777 | 0.095002 | 0 | 0.088533 | 0.43316 | 0 | 0
5069 | 1 | 7.0695e-05 | 5.7173e-05 | 0 | 9.3987e-05 | 0.00011416 | 0.033646 | 0.069071 | 0 | 0.25363 | 0.43893 | 0 | 0
5070 | 1 | 9.5025e-05 | 2.9593e-05 | 0 | 0.0001821 | 0.00011416 | 0.14182 | 0.092291 | 0 | 0.25177 | 0.44475 | 0 | 0
5071 | 1 | 0.00012115 | 0 | 0 | 0.0001586 | 0.00011416 | 0.28833 | 0.077911 | 0 | 0.27513 | 0.44434 | 0 | 0.27827
5072 | 1 | 0.00013242 | 0 | 0 | 0.00014685 | 0.00011416 | 0.45145 | 0.076497 | 0 | 0.25169 | 0.442 | 0 | 0.46988
5073 | 1 | 0.0001334 | 0 | 0 | 0.00016448 | 0.00011416 | 0.59753 | 0.056931 | 0 | 0.24848 | 0.44001 | 0 | 0.65366
5074 | 1 | 0.00013445 | 0 | 0 | 0.00018797 | 0.00011416 | 0.70315 | 0.045144 | 0 | 0.19224 | 0.43753 | 0 | 0.81081
5075 | 1 | 0.00013674 | 0 | 0 | 0.00020677 | 0.00011416 | 0.75894 | 0.048444 | 0 | 0.15894 | 0.42937 | 0 | 0.91132
5076 | 1 | 0.00012724 | 0 | 3.7434e-05 | 0.00018797 | 0.00011416 | 0.77939 | 0.047148 | 0 | 0.10253 | 0.42414 | 0 | 0.86297
5077 | 1 | 0.00012532 | 0 | 0.00014877 | 0.00019032 | 0.00011416 | 0.74617 | 0.044908 | 0 | 0.08086 | 0.42333 | 0 | 0.77657
5078 | 1 | 0.0001199 | 0 | 0.00016748 | 0.00021382 | 0.00011416 | 0.67547 | 0.04479 | 0 | 0.058263 | 0.41882 | 0 | 0.62175
5079 | 1 | 0.00011744 | 0 | 7.7772e-05 | 0.00022322 | 0.00011416 | 0.56985 | 0.042786 | 0 | 0.22867 | 0.42418 | 0 | 0.4867
5080 | 1 | 0.00011322 | 0 | 0 | 0.00022322 | 0.00011416 | 0.43101 | 0.026874 | 0 | 0.30236 | 0.42973 | 0 | 0.29204
5081 | 1 | 0.00011985 | 0 | 0 | 0.00016448 | 0.00011416 | 0.27342 | 0.018505 | 0 | 0.29696 | 0.42928 | 0 | 0
5082 | 1 | 0.00012308 | 0 | 0 | 0.00011748 | 0.00011416 | 0.11542 | 0.017327 | 0 | 0.33255 | 0.42247 | 0 | 0
5083 | 1 | 0.00011702 | 0 | 0 | 8.8113e-05 | 0.00011416 | 0.025128 | 0.031117 | 0 | 0.35995 | 0.42206 | 0 | 0
5084 | 1 | 0.00011227 | 1.3914e-05 | 0 | 5.8742e-05 | 0.00011416 | 0.00042589 | 0.050094 | 0 | 0.31981 | 0.4162 | 0 | 0
5085 | 1 | 0.00010416 | 2.4663e-05 | 0 | 3.7595e-05 | 0.00011416 | 0 | 0.063178 | 0 | 0.26037 | 0.40668 | 0 | 0
5086 | 1 | 9.5845e-05 | 3.181e-05 | 0 | 2.3497e-05 | 0.00011416 | 0 | 0.063296 | 0 | 0.16484 | 0.40172 | 0 | 0
5087 | 1 | 8.285e-05 | 3.8285e-05 | 0 | 9.3987e-06 | 0.00011416 | 0 | 0.062235 | 0 | 0.071585 | 0.40285 | 0 | 0
5088 | 1 | 7.5236e-05 | 4.4294e-05 | 0 | 5.8742e-06 | 0.00011416 | 0 | 0.077911 | 0 | 0.070489 | 0.40078 | 0 | 0
5089 | 1 | 6.348e-05 | 5.0508e-05 | 0 | 2.3497e-06 | 0.00011416 | 0 | 0.092763 | 0 | 0.069393 | 0.39987 | 0 | 0
5090 | 1 | 5.6581e-05 | 5.5773e-05 | 0 | 1.1748e-06 | 0.00011416 | 0 | 0.12423 | 0 | 0.066779 | 0.39518 | 0 | 0
5091 | 1 | 5.3399e-05 | 5.9477e-05 | 0 | 1.4098e-05 | 0.00011416 | 0 | 0.15347 | 0 | 0.068381 | 0.38964 | 0 | 0
5092 | 1 | 5.1969e-05 | 6.2336e-05 | 0 | 3.7595e-05 | 0.00011416 | 0.0012777 | 0.19767 | 0 | 0.070573 | 0.3849 | 0 | 0
5093 | 1 | 5.9619e-05 | 4.0896e-05 | 0 | 9.3987e-05 | 0.00011416 | 0.037905 | 0.25295 | 0 | 0.074789 | 0.38102 | 0 | 0
5094 | 1 | 7.3178e-05 | 8.0801e-06 | 0 | 0.0001821 | 0.00011416 | 0.15417 | 0.23373 | 0 | 0.072091 | 0.38747 | 0 | 0
5095 | 1 | 9.1156e-05 | 0 | 0 | 0.0001586 | 0.00011416 | 0.30537 | 0.17456 | 0 | 0.076729 | 0.4015 | 0 | 0.096887
5096 | 1 | 0.00010339 | 0 | 0 | 0.00014685 | 0.00011416 | 0.47189 | 0.23468 | 0 | 0.078246 | 0.40154 | 0 | 0.16236
5097 | 1 | 0.00011201 | 0 | 0 | 0.00016448 | 0.00011416 | 0.62692 | 0.35879 | 0 | 0.077403 | 0.39766 | 0 | 0.6346
5098 | 1 | 0.00011043 | 0 | 5.7764e-05 | 0.00018797 | 0.00011416 | 0.74702 | 0.47454 | 0 | 0.087437 | 0.39663 | 0 | 0.52862
5099 | 1 | 0.00010951 | 0 | 0.00035368 | 0.00020677 | 0.00011416 | 0.81048 | 0.52027 | 0 | 0.074705 | 0.38382 | 0 | 0.23177
5100 | 1 | 0.00010274 | 0 | 0.00056247 | 0.00018797 | 0.00011416 | 0.83305 | 0.50743 | 0 | 0.073777 | 0.37971 | 0 | 0.001248
5101 | 1 | 9.5388e-05 | 0 | 0.00063315 | 0.00019032 | 0.00011416 | 0.81175 | 0.48232 | 0 | 0.067454 | 0.38873 | 0 | 0.50163
5102 | 1 | 9.2981e-05 | 0 | 0.00057635 | 0.00021382 | 0.00011416 | 0.73041 | 0.41855 | 0 | 0.067875 | 0.38531 | 0 | 0.0054043
5103 | 1 | 9.3309e-05 | 0 | 0.00040467 | 0.00022322 | 0.00011416 | 0.5954 | 0.37388 | 0 | 0.090725 | 0.3821 | 0 | 0
5104 | 1 | 9.557e-05 | 0 | 0.00017361 | 0.00022322 | 0.00011416 | 0.44421 | 0.35325 | 0 | 0.19519 | 0.3863 | 0 | 0
5105 | 1 | 9.9877e-05 | 0 | 0 | 0.00016448 | 0.00011416 | 0.28152 | 0.30198 | 0 | 0.21071 | 0.39121 | 0 | 0
5106 | 1 | 0.0001049 | 0 | 0 | 0.00011748 | 0.00011416 | 0.11627 | 0.25212 | 0 | 0.2016 | 0.38846 | 0 | 0
5107 | 1 | 0.00010268 | 0 | 0 | 8.8113e-05 | 0.00011416 | 0.024702 | 0.2223 | 0 | 0.19368 | 0.38964 | 0 | 0
5108 | 1 | 0.00010532 | 0 | 0 | 5.8742e-05 | 0.00011416 | 0 | 0.26014 | 0 | 0.2 | 0.38147 | 0 | 0
5109 | 1 | 0.00010007 | 0 | 0 | 3.7595e-05 | 0.00011416 | 0 | 0.22737 | 0 | 0.17285 | 0.37169 | 0 | 0
5110 | 1 | 0.00010292 | 0 | 0 | 2.3497e-05 | 0.00011416 | 0 | 0.17268 | 0 | 0.098904 | 0.37759 | 0 | 0
5111 | 1 | 8.4557e-05 | 2.5815e-06 | 0 | 9.3987e-06 | 0.00011416 | 0 | 0.12258 | 0 | 0.074958 | 0.37701 | 0 | 0
5112 | 1 | 5.4402e-05 | 6.4903e-06 | 0 | 5.8742e-06 | 0.00011416 | 0 | 0.090641 | 0 | 0.076223 | 0.37322 | 0 | 0
5113 | 1 | 6.3334e-05 | 9.2323e-06 | 0 | 2.3497e-06 | 0.00011416 | 0 | 0.086634 | 0 | 0.072428 | 0.37263 | 0 | 0
5114 | 1 | 5.5933e-05 | 1.1624e-05 | 0 | 1.1748e-06 | 0.00011416 | 0 | 0.080622 | 0 | 0.094941 | 0.36988 | 0 | 0
5115 | 1 | 4.9413e-05 | 1.4891e-05 | 0 | 1.4098e-05 | 0.00011416 | 0 | 0.11198 | 0 | 0.097386 | 0.36952 | 0 | 0
5116 | 1 | 4.6737e-05 | 1.7196e-05 | 0 | 3.7595e-05 | 0.00011416 | 0.00085179 | 0.095238 | 0 | 0.093002 | 0.3651 | 0 | 0
5117 | 1 | 5.1793e-05 | 1.2324e-05 | 0 | 9.3987e-05 | 0.00011416 | 0.025554 | 0.081919 | 0 | 0.087605 | 0.36298 | 0 | 0
5118 | 1 | 6.2692e-05 | 5.2214e-06 | 0 | 0.0001821 | 0.00011416 | 0.11201 | 0.088402 | 0 | 0.066526 | 0.36772 | 0 | 0
5119 | 1 | 7.0837e-05 | 0 | 0 | 0.0001586 | 0.00011416 | 0.21934 | 0.076379 | 0 | 0.070995 | 0.36839 | 0 | 0
5120 | 1 | 7.8114e-05 | 0 | 0 | 0.00014685 | 0.00011416 | 0.32964 | 0.056695 | 0 | 0.072344 | 0.37913 | 0 | 0
5121 | 1 | 8.4049e-05 | 0 | 0 | 0.00016448 | 0.00011416 | 0.4276 | 0.046087 | 0 | 0.072344 | 0.38977 | 0 | 0
5122 | 1 | 9.1956e-05 | 0 | 0 | 0.00018797 | 0.00011416 | 0.48296 | 0.040901 | 0 | 0.074283 | 0.38914 | 0 | 0
5123 | 1 | 9.1156e-05 | 0 | 0 | 0.00020677 | 0.00011416 | 0.49276 | 0.044437 | 0 | 0.074874 | 0.38341 | 0 | 0
5124 | 1 | 9.0252e-05 | 0 | 0 | 0.00018797 | 0.00011416 | 0.51959 | 0.034418 | 0 | 0.092327 | 0.37741 | 0 | 0
5125 | 1 | 8.9918e-05 | 0 | 0 | 0.00019032 | 0.00011416 | 0.52044 | 0.057992 | 0 | 0.088364 | 0.37714 | 0 | 0
5126 | 1 | 8.1997e-05 | 0 | 0 | 0.00021382 | 0.00011416 | 0.48083 | 0.1095 | 0 | 0.073356 | 0.3785 | 0 | 0.011923
5127 | 1 | 7.7121e-05 | 0 | 0 | 0.00022322 | 0.00011416 | 0.38032 | 0.15936 | 0 | 0.081872 | 0.38779 | 0 | 0.0037997
5128 | 1 | 7.366e-05 | 0 | 0 | 0.00022322 | 0.00011416 | 0.27853 | 0.19814 | 0 | 0.076391 | 0.40912 | 0 | 0
5129 | 1 | 4.1893e-05 | 0 | 0 | 0.00016448 | 0.00011416 | 0.18356 | 0.25118 | 0 | 0.083558 | 0.42157 | 0 | 0
5130 | 1 | 5.289e-05 | 0 | 0 | 0.00011748 | 0.00011416 | 0.077939 | 0.2269 | 0 | 0.13229 | 0.42472 | 0 | 0
5131 | 1 | 6.4813e-05 | 0 | 0 | 8.8113e-05 | 0.00011416 | 0.017462 | 0.2045 | 0 | 0.13676 | 0.4268 | 0 | 0
5132 | 1 | 6.8236e-05 | 0 | 0 | 5.8742e-05 | 0.00011416 | 0 | 0.20061 | 0 | 0.13617 | 0.42703 | 0 | 0
5133 | 1 | 6.3506e-05 | 1.5022e-06 | 0 | 3.7595e-05 | 0.00011416 | 0 | 0.1761 | 0 | 0.12639 | 0.42662 | 0 | 0
5134 | 1 | 5.3835e-05 | 8.8676e-06 | 0 | 2.3497e-05 | 0.00011416 | 0 | 0.16077 | 0 | 0.064165 | 0.43194 | 0 | 0
5135 | 1 | 5.2815e-05 | 1.3914e-05 | 0 | 9.3987e-06 | 0.00011416 | 0 | 0.12188 | 0 | 0.055818 | 0.43853 | 0 | 0
5136 | 1 | 4.4913e-05 | 1.8071e-05 | 0 | 5.8742e-06 | 0.00011416 | 0 | 0.22702 | 0 | 0.053963 | 0.44885 | 0 | 0
5137 | 1 | 3.4746e-05 | 2.2213e-05 | 0 | 2.3497e-06 | 0.00011416 | 0 | 0.19507 | 0 | 0.08457 | 0.45594 | 0 | 0
5138 | 1 | 3.4329e-05 | 2.5757e-05 | 0 | 1.1748e-06 | 0.00011416 | 0 | 0.1517 | 0 | 0.092243 | 0.46063 | 0 | 0
5139 | 1 | 3.044e-05 | 2.7741e-05 | 0 | 1.4098e-05 | 0.00011416 | 0 | 0.10479 | 0 | 0.09688 | 0.4645 | 0 | 0
5140 | 1 | 3.5715e-05 | 3.0103e-05 | 0 | 3.7595e-05 | 0.00011416 | 0.0012777 | 0.04703 | 0 | 0.080691 | 0.46446 | 0 | 0
5141 | 1 | 4.8678e-05 | 1.7196e-05 | 0 | 9.3987e-05 | 0.00011416 | 0.034923 | 0.021216 | 0 | 0.084317 | 0.46383 | 0 | 0
5142 | 1 | 8.6146e-05 | 0 | 0 | 0.0001821 | 0.00011416 | 0.15034 | 0.043847 | 0 | 0.078499 | 0.46419 | 0 | 0
5143 | 1 | 0.00010652 | 0 | 0 | 0.0001586 | 0.00011416 | 0.29344 | 0.034418 | 0 | 0.21256 | 0.46883 | 0 | 0.22316
5144 | 1 | 0.00012466 | 0 | 0 | 0.00014685 | 0.00011416 | 0.44634 | 0.014144 | 0 | 0.19781 | 0.4696 | 0 | 0.36088
5145 | 1 | 0.00011777 | 0 | 0.00021008 | 0.00016448 | 0.00011416 | 0.60392 | 0.0080151 | 0 | 0.17243 | 0.46148 | 0 | 0.74483
5146 | 1 | 0.00011542 | 0 | 0.00063702 | 0.00018797 | 0.00011416 | 0.73424 | 0.010019 | 0 | 0.22285 | 0.46157 | 0 | 0.91987
5147 | 1 | 0.00011194 | 0 | 0.00095972 | 0.00020677 | 0.00011416 | 0.80877 | 0.0058934 | 0 | 0.17454 | 0.46144 | 0 | 0.99819
5148 | 1 | 9.5733e-05 | 0 | 0.0011746 | 0.00018797 | 0.00011416 | 0.82411 | 0.0034182 | 0 | 0.16551 | 0.46378 | 0 | 0.97844
5149 | 1 | 9.7636e-05 | 0 | 0.0012953 | 0.00019032 | 0.00011416 | 0.79387 | 0.0031825 | 0 | 0.15708 | 0.46139 | 0 | 0.61817
5150 | 1 | 9.469e-05 | 0 | 0.0012976 | 0.00021382 | 0.00011416 | 0.71337 | 0.004479 | 0 | 0.14747 | 0.45269 | 0 | 0.34701
5151 | 1 | 9.4447e-05 | 0 | 0.0012143 | 0.00022322 | 0.00011416 | 0.58688 | 0.0029467 | 0 | 0.15717 | 0.4466 | 0 | 0.15817
5152 | 1 | 9.8704e-05 | 0 | 0.0010653 | 0.00022322 | 0.00011416 | 0.43228 | 0.0074257 | 0 | 0.21973 | 0.4489 | 0 | 0.26255
5153 | 1 | 0.00010166 | 0 | 0.00086614 | 0.00016448 | 0.00011416 | 0.26576 | 0.011433 | 0 | 0.20995 | 0.454 | 0 | 0
5154 | 1 | 0.0001001 | 0 | 0.00033981 | 0.00011748 | 0.00011416 | 0.10647 | 0.0069543 | 0 | 0.22251 | 0.45954 | 0 | 0
5155 | 1 | 0.00011296 | 0 | 0 | 8.8113e-05 | 0.00011416 | 0.021295 | 0.027699 | 0 | 0.2317 | 0.45738 | 0 | 0
5156 | 1 | 0.0001095 | 0 | 0 | 5.8742e-05 | 0.00011416 | 0 | 0.030174 | 0 | 0.22563 | 0.44407 | 0 | 0
5157 | 1 | 0.00010618 | 0 | 0 | 3.7595e-05 | 0.00011416 | 0 | 0.022631 | 0 | 0.19966 | 0.42743 | 0 | 0
5158 | 1 | 9.1563e-05 | 0 | 0 | 2.3497e-05 | 0.00011416 | 0 | 0.021452 | 0 | 0.19924 | 0.42206 | 0 | 0
5159 | 1 | 6.691e-05 | 0 | 0 | 9.3987e-06 | 0.00011416 | 0 | 0.01662 | 0 | 0.13786 | 0.41855 | 0 | 0
5160 | 1 | 7.8633e-05 | 0 | 0 | 5.8742e-06 | 0.00011416 | 0 | 0.018623 | 0 | 0.12749 | 0.41868 | 0 | 0
5161 | 1 | 7.1067e-05 | 0 | 0 | 2.3497e-06 | 0.00011416 | 0 | 0.025342 | 0 | 0.12445 | 0.41873 | 0 | 0
5162 | 1 | 6.7969e-05 | 0 | 0 | 1.1748e-06 | 0.00011416 | 0 | 0.026049 | 0 | 0.062648 | 0.41426 | 0 | 0
5163 | 1 | 6.9244e-05 | 0 | 0 | 1.4098e-05 | 0.00011416 | 0 | 0.034889 | 0 | 0.064587 | 0.4153 | 0 | 0
5164 | 1 | 7.1393e-05 | 0 | 0 | 3.7595e-05 | 0.00011416 | 0.0012777 | 0.046205 | 0 | 0.050759 | 0.40668 | 0 | 0
5165 | 1 | 8.4583e-05 | 0 | 0 | 9.3987e-05 | 0.00011416 | 0.036201 | 0.042079 | 0 | 0.12386 | 0.41092 | 0 | 0
5166 | 1 | 0.00010987 | 0 | 0 | 0.0001821 | 0.00011416 | 0.15971 | 0.033003 | 0 | 0.25034 | 0.41156 | 0 | 0
5167 | 1 | 0.00013179 | 0 | 0 | 0.0001586 | 0.00011416 | 0.33007 | 0.013083 | 0 | 0.24798 | 0.41656 | 0 | 0.33459
5168 | 1 | 0.00014136 | 0 | 0.00071285 | 0.00014685 | 0.00011416 | 0.50937 | 0.011905 | 0 | 0.25531 | 0.41593 | 0 | 0.54695
5169 | 1 | 0.00014325 | 0 | 0.0012366 | 0.00016448 | 0.00011416 | 0.66227 | 0.02157 | 0 | 0.26551 | 0.41697 | 0 | 0.75757
5170 | 1 | 0.00013948 | 0 | 0.0016358 | 0.00018797 | 0.00011416 | 0.77342 | 0.053159 | 0 | 0.25 | 0.4079 | 0 | 0.92049
5171 | 1 | 0.00013369 | 0 | 0.0019378 | 0.00020677 | 0.00011416 | 0.82624 | 0.099599 | 0 | 0.26079 | 0.39613 | 0 | 0.99885
5172 | 1 | 0.00012435 | 0 | 0.0021392 | 0.00018797 | 0.00011416 | 0.83262 | 0.13543 | 0 | 0.24486 | 0.39054 | 0 | 0.97775
5173 | 1 | 0.00012186 | 0 | 0.0022247 | 0.00019032 | 0.00011416 | 0.80111 | 0.14781 | 0 | 0.26939 | 0.38846 | 0 | 0.76359
5174 | 1 | 0.00011432 | 0 | 0.0021941 | 0.00021382 | 0.00011416 | 0.72061 | 0.14769 | 0 | 0.28398 | 0.39225 | 0 | 0.69411
5175 | 1 | 0.00011708 | 0 | 0.0020659 | 0.00022322 | 0.00011416 | 0.59625 | 0.13402 | 0 | 0.27892 | 0.39203 | 0 | 0.41976
5176 | 1 | 0.00012006 | 0 | 0.001882 | 0.00022322 | 0.00011416 | 0.44676 | 0.11528 | 0 | 0.30691 | 0.40244 | 0 | 0.16749
5177 | 1 | 0.00013001 | 0 | 0.0015793 | 0.00016448 | 0.00011416 | 0.27981 | 0.10361 | 0 | 0.25329 | 0.41381 | 0 | 0
5178 | 1 | 0.0001395 | 0 | 0.00078966 | 0.00011748 | 0.00011416 | 0.11329 | 0.082155 | 0 | 0.21518 | 0.41467 | 0 | 0
5179 | 1 | 0.00014171 | 0 | 0 | 8.8113e-05 | 0.00011416 | 0.022147 | 0.090523 | 0 | 0.21965 | 0.41286 | 0 | 0
5180 | 1 | 0.00013314 | 0 | 0 | 5.8742e-05 | 0.00011416 | 0 | 0.12423 | 0 | 0.2484 | 0.40538 | 0 | 0
5181 | 1 | 0.00012403 | 0 | 0 | 3.7595e-05 | 0.00011416 | 0 | 0.19213 | 0 | 0.22133 | 0.39816 | 0 | 0
5182 | 1 | 0.00011642 | 0 | 0 | 2.3497e-05 | 0.00011416 | 0 | 0.20486 | 0 | 0.18061 | 0.39694 | 0 | 0
5183 | 1 | 0.00010167 | 0 | 0 | 9.3987e-06 | 0.00011416 | 0 | 0.20898 | 0 | 0.059612 | 0.38603 | 0 | 0
5184 | 1 | 8.3797e-05 | 0 | 0 | 5.8742e-06 | 0.00011416 | 0 | 0.17857 | 0 | 0.062226 | 0.38395 | 0 | 0
5185 | 1 | 7.6232e-05 | 0 | 0 | 2.3497e-06 | 0.00011416 | 0 | 0.16207 | 0 | 0.028331 | 0.38855 | 0 | 0
5186 | 1 | 7.1652e-05 | 0 | 0 | 1.1748e-06 | 0.00011416 | 0 | 0.25448 | 0 | 0.02597 | 0.39487 | 0 | 0
5187 | 1 | 5.7336e-05 | 0 | 0 | 1.4098e-05 | 0.00011416 | 0 | 0.3727 | 0 | 0.027656 | 0.39369 | 0 | 0
5188 | 1 | 5.7803e-05 | 0 | 0 | 3.7595e-05 | 0.00011416 | 0.00085179 | 0.42904 | 0 | 0.036256 | 0.39252 | 0 | 0
5189 | 1 | 7.4735e-05 | 0 | 0 | 9.3987e-05 | 0.00011416 | 0.025554 | 0.46264 | 0 | 0.080354 | 0.39839 | 0 | 0
5190 | 1 | 0.00010647 | 0 | 0 | 0.0001821 | 0.00011416 | 0.12862 | 0.4116 | 0 | 0.18617 | 0.40907 | 0 | 0
5191 | 1 | 0.00012844 | 0 | 0 | 0.0001586 | 0.00011416 | 0.27853 | 0.44731 | 0 | 0.23465 | 0.40772 | 0 | 0.30076
5192 | 1 | 0.00013277 | 0 | 0.00052762 | 0.00014685 | 0.00011416 | 0.44506 | 0.43128 | 0 | 0.19789 | 0.41115 | 0 | 0.52781
5193 | 1 | 0.00013072 | 0 | 0.0010359 | 0.00016448 | 0.00011416 | 0.59838 | 0.25625 | 0 | 0.19174 | 0.41074 | 0 | 0.73056
5194 | 1 | 0.00013207 | 0 | 0.0014228 | 0.00018797 | 0.00011416 | 0.71848 | 0.13296 | 0 | 0.20793 | 0.41259 | 0 | 0.88877
5195 | 1 | 0.00013243 | 0 | 0.0017516 | 0.00020677 | 0.00011416 | 0.79472 | 0.093116 | 0 | 0.11417 | 0.40362 | 0 | 0.96416
5196 | 1 | 0.0001314 | 0 | 0.0020079 | 0.00018797 | 0.00011416 | 0.82155 | 0.067185 | 0 | 0.14182 | 0.39622 | 0 | 0.86504
5197 | 1 | 0.00012848 | 0 | 0.0021505 | 0.00019032 | 0.00011416 | 0.79472 | 0.049976 | 0 | 0.12007 | 0.39762 | 0 | 0.89569
5198 | 1 | 0.00012523 | 0 | 0.0021967 | 0.00021382 | 0.00011416 | 0.71167 | 0.031353 | 0 | 0.13853 | 0.3983 | 0 | 0.67013
5199 | 1 | 0.00012238 | 0 | 0.0021479 | 0.00022322 | 0.00011416 | 0.58135 | 0.016855 | 0 | 0.13406 | 0.40213 | 0 | 0.52202
5200 | 1 | 0.00011911 | 0 | 0.0020379 | 0.00022322 | 0.00011416 | 0.43484 | 0.0050684 | 0 | 0.28895 | 0.41611 | 0 | 0.29585
5201 | 1 | 0.00011765 | 0 | 0.0018623 | 0.00016448 | 0.00011416 | 0.2632 | 0.0067185 | 0 | 0.34115 | 0.42851 | 0 | 0
5202 | 1 | 0.00012191 | 0 | 0.0011685 | 0.00011748 | 0.00011416 | 0.096678 | 0.09677 | 0 | 0.307 | 0.44056 | 0 | 0
5203 | 1 | 0.00012217 | 0 | 0.00050794 | 8.8113e-05 | 0.00011416 | 0.017888 | 0.068953 | 0 | 0.32125 | 0.44516 | 0 | 0
5204 | 1 | 0.00011282 | 0 | 0.00017684 | 5.8742e-05 | 0.00011416 | 0 | 0.050802 | 0 | 0.32681 | 0.44367 | 0 | 0
5205 | 1 | 0.00010966 | 0 | 0 | 3.7595e-05 | 0.00011416 | 0 | 0.10207 | 0 | 0.23702 | 0.4305 | 0 | 0
5206 | 1 | 9.5231e-05 | 0 | 0 | 2.3497e-05 | 0.00011416 | 0 | 0.085691 | 0 | 0.16728 | 0.42987 | 0 | 0
5207 | 1 | 8.4012e-05 | 0 | 0 | 9.3987e-06 | 0.00011416 | 0 | 0.084158 | 0 | 0.10734 | 0.42513 | 0 | 0
5208 | 1 | 8.7251e-05 | 0 | 0 | 5.8742e-06 | 0.00011416 | 0 | 0.079562 | 0 | 0.039545 | 0.42635 | 0 | 0
5209 | 1 | 7.6328e-05 | 0 | 0 | 2.3497e-06 | 0.00011416 | 0 | 0.068835 | 0 | 0.048229 | 0.42585 | 0 | 0
5210 | 1 | 7.3357e-05 | 0 | 0 | 1.1748e-06 | 0.00011416 | 0 | 0.059288 | 0 | 0.044098 | 0.42215 | 0 | 0
5211 | 1 | 6.9496e-05 | 0 | 0 | 1.4098e-05 | 0.00011416 | 0 | 0.061763 | 0 | 0.046037 | 0.41539 | 0 | 0
5212 | 1 | 7.2697e-05 | 0 | 0 | 3.7595e-05 | 0.00011416 | 0.00085179 | 0.098185 | 0 | 0.050253 | 0.41065 | 0 | 0
5213 | 1 | 8.5843e-05 | 0 | 0 | 9.3987e-05 | 0.00011416 | 0.030239 | 0.080151 | 0 | 0.17159 | 0.41047 | 0 | 0
5214 | 1 | 0.00011457 | 0 | 0 | 0.0001821 | 0.00011416 | 0.14906 | 0.031589 | 0 | 0.16965 | 0.40921 | 0 | 0
5215 | 1 | 0.00013171 | 0 | 0.00068768 | 0.0001586 | 0.00011416 | 0.31687 | 0.0068364 | 0 | 0.18061 | 0.41156 | 0 | 0.33849
5216 | 1 | 0.00013832 | 0 | 0.0017078 | 0.00014685 | 0.00011416 | 0.4983 | 0.010372 | 0 | 0.17673 | 0.4102 | 0 | 0.55437
5217 | 1 | 0.00013628 | 0 | 0.0021808 | 0.00016448 | 0.00011416 | 0.65077 | 0.013201 | 0 | 0.16636 | 0.40817 | 0 | 0.731
5218 | 1 | 0.00014111 | 0 | 0.0025158 | 0.00018797 | 0.00011416 | 0.76576 | 0.0084866 | 0 | 0.16712 | 0.40524 | 0 | 0.81482
5219 | 1 | 0.00014206 | 0 | 0.0027498 | 0.00020677 | 0.00011416 | 0.82368 | 0.01108 | 0 | 0.1613 | 0.39455 | 0 | 0.8516
5220 | 1 | 0.00012952 | 0 | 0.0028856 | 0.00018797 | 0.00011416 | 0.82368 | 0.017562 | 0 | 0.164 | 0.38918 | 0 | 0.52299
5221 | 1 | 0.00012605 | 0 | 0.0029653 | 0.00019032 | 0.00011416 | 0.7845 | 0.016737 | 0 | 0.15101 | 0.3858 | 0 | 0.33414
5222 | 1 | 0.00012089 | 0 | 0.0029511 | 0.00021382 | 0.00011416 | 0.70358 | 0.011787 | 0 | 0.16838 | 0.38585 | 0 | 0.59878
5223 | 1 | 0.00011832 | 0 | 0.0029024 | 0.00022322 | 0.00011416 | 0.58603 | 0.0091938 | 0 | 0.1887 | 0.38449 | 0 | 0.4767
5224 | 1 | 0.00011973 | 0 | 0.0027943 | 0.00022322 | 0.00011416 | 0.42675 | 0.0087223 | 0 | 0.22285 | 0.38986 | 0 | 0.28945
5225 | 1 | 0.00012679 | 0 | 0.0025474 | 0.00016448 | 0.00011416 | 0.25256 | 0.013319 | 0 | 0.29595 | 0.39708 | 0 | 0
5226 | 1 | 0.00013491 | 0 | 0.0015938 | 0.00011748 | 0.00011416 | 0.094123 | 0.029349 | 0 | 0.29595 | 0.39672 | 0 | 0
5227 | 1 | 0.0001316 | 0 | 0.00086291 | 8.8113e-05 | 0.00011416 | 0.017462 | 0.037247 | 0 | 0.32605 | 0.39807 | 0 | 0
5228 | 1 | 0.0001272 | 0 | 0.00051504 | 5.8742e-05 | 0.00011416 | 0 | 0.023102 | 0 | 0.35 | 0.39631 | 0 | 0
5229 | 1 | 0.00011994 | 0 | 0.00024913 | 3.7595e-05 | 0.00011416 | 0 | 0.015441 | 0 | 0.31543 | 0.38968 | 0 | 0
5230 | 1 | 0.00011372 | 0 | 2.5816e-05 | 2.3497e-05 | 0.00011416 | 0 | 0.01049 | 0 | 0.23938 | 0.38188 | 0 | 0
5231 | 1 | 0.0001024 | 0 | 0 | 9.3987e-06 | 0.00011416 | 0 | 0.0094295 | 0 | 0.055734 | 0.37728 | 0 | 0
5232 | 1 | 9.2112e-05 | 0 | 0 | 5.8742e-06 | 0.00011416 | 0 | 0.005422 | 0 | 0.053794 | 0.37597 | 0 | 0
5233 | 1 | 8.4235e-05 | 0 | 0 | 2.3497e-06 | 0.00011416 | 0 | 0.0040075 | 0 | 0.090556 | 0.37547 | 0 | 0
5234 | 1 | 8.0707e-05 | 0 | 0 | 1.1748e-06 | 0.00011416 | 0 | 0.019331 | 0 | 0.071248 | 0.37471 | 0 | 0
5235 | 1 | 7.6032e-05 | 0 | 0 | 1.4098e-05 | 0.00011416 | 0 | 0.043376 | 0 | 0.066863 | 0.37281 | 0 | 0
5236 | 1 | 7.7684e-05 | 0 | 0 | 3.7595e-05 | 0.00011416 | 0.00085179 | 0.070957 | 0 | 0.065683 | 0.37159 | 0 | 0
5237 | 1 | 9.1519e-05 | 0 | 0 | 9.3987e-05 | 0.00011416 | 0.029387 | 0.060938 | 0 | 0.22218 | 0.37904 | 0 | 0
5238 | 1 | 0.00011836 | 0 | 7.7772e-05 | 0.0001821 | 0.00011416 | 0.14906 | 0.033946 | 0 | 0.22707 | 0.39442 | 0 | 0
5239 | 1 | 0.00013201 | 0 | 0.00085742 | 0.0001586 | 0.00011416 | 0.3207 | 0.018859 | 0 | 0.24949 | 0.39627 | 0 | 0.32068
5240 | 1 | 0.0001375 | 0 | 0.0016939 | 0.00014685 | 0.00011416 | 0.50468 | 0.013791 | 0 | 0.19983 | 0.39627 | 0 | 0.54493
5241 | 1 | 0.000133 | 0 | 0.002207 | 0.00016448 | 0.00011416 | 0.66184 | 0.012023 | 0 | 0.21981 | 0.39126 | 0 | 0.7301
5242 | 1 | 0.00012807 | 0 | 0.0025787 | 0.00018797 | 0.00011416 | 0.77641 | 0.018977 | 0 | 0.35211 | 0.38224 | 0 | 0.88871
5243 | 1 | 0.00012268 | 0 | 0.0028501 | 0.00020677 | 0.00011416 | 0.83816 | 0.031942 | 0 | 0.32723 | 0.38467 | 0 | 0.99853
5244 | 1 | 9.7668e-05 | 0 | 0.003016 | 0.00018797 | 0.00011416 | 0.84455 | 0.046087 | 0 | 0.20927 | 0.38828 | 0 | 0.92775
5245 | 1 | 9.1384e-05 | 0 | 0.0030844 | 0.00019032 | 0.00011416 | 0.80409 | 0.05363 | 0 | 0.19612 | 0.38693 | 0 | 0.58069
5246 | 1 | 8.4248e-05 | 0 | 0.0030679 | 0.00021382 | 0.00011416 | 0.72615 | 0.052805 | 0 | 0.21273 | 0.38774 | 0 | 0.48177
5247 | 1 | 8.3469e-05 | 0 | 0.0030134 | 0.00022322 | 0.00011416 | 0.60264 | 0.046558 | 0 | 0.20135 | 0.38553 | 0 | 0.32186
5248 | 1 | 8.9325e-05 | 0 | 0.0029182 | 0.00022322 | 0.00011416 | 0.44421 | 0.044908 | 0 | 0.2425 | 0.38833 | 0 | 0.21376
5249 | 1 | 0.00010185 | 0 | 0.0025936 | 0.00016448 | 0.00011416 | 0.26831 | 0.052098 | 0 | 0.30995 | 0.39045 | 0 | 0
5250 | 1 | 0.0001192 | 0 | 0.0016409 | 0.00011748 | 0.00011416 | 0.09753 | 0.089109 | 0 | 0.28061 | 0.3909 | 0 | 0
5251 | 1 | 0.00013103 | 0 | 0.00083161 | 8.8113e-05 | 0.00011416 | 0.017036 | 0.13708 | 0 | 0.31079 | 0.39121 | 0 | 0
5252 | 1 | 0.00012213 | 0 | 0.0004605 | 5.8742e-05 | 0.00011416 | 0 | 0.20097 | 0 | 0.28811 | 0.39162 | 0 | 0
5253 | 1 | 0.00011449 | 0 | 0.0001691 | 3.7595e-05 | 0.00011416 | 0 | 0.2177 | 0 | 0.28035 | 0.39293 | 0 | 0
5254 | 1 | 0.00010838 | 0 | 0 | 2.3497e-05 | 0.00011416 | 0 | 0.17775 | 0 | 0.19351 | 0.38837 | 0 | 0
5255 | 1 | 9.1682e-05 | 0 | 0 | 9.3987e-06 | 0.00011416 | 0 | 0.11952 | 0 | 0.1129 | 0.37705 | 0 | 0
5256 | 1 | 7.8581e-05 | 0 | 0 | 5.8742e-06 | 0.00011416 | 0 | 0.083451 | 0 | 0.11922 | 0.37714 | 0 | 0
5257 | 1 | 7.2015e-05 | 0 | 0 | 2.3497e-06 | 0.00011416 | 0 | 0.069189 | 0 | 0.064081 | 0.37822 | 0 | 0
5258 | 1 | 5.9285e-05 | 0 | 0 | 1.1748e-06 | 0.00011416 | 0 | 0.096888 | 0 | 0.054216 | 0.37674 | 0 | 0
5259 | 1 | 5.6232e-05 | 0 | 0 | 1.4098e-05 | 0.00011416 | 0 | 0.10019 | 0 | 0.057167 | 0.37516 | 0 | 0
5260 | 1 | 5.392e-05 | 0 | 0 | 3.7595e-05 | 0.00011416 | 0.00085179 | 0.11551 | 0 | 0.07344 | 0.37299 | 0 | 0
5261 | 1 | 6.0433e-05 | 0 | 0 | 9.3987e-05 | 0.00011416 | 0.028535 | 0.099364 | 0 | 0.070152 | 0.37326 | 0 | 0
5262 | 1 | 7.7974e-05 | 0 | 0.00013586 | 0.0001821 | 0.00011416 | 0.14693 | 0.067067 | 0 | 0.086003 | 0.37538 | 0 | 0
5263 | 1 | 8.2737e-05 | 0 | 0.0010175 | 0.0001586 | 0.00011416 | 0.31729 | 0.051155 | 0 | 0.060287 | 0.37498 | 0 | 0.26255
5264 | 1 | 8.9541e-05 | 0 | 0.0017665 | 0.00014685 | 0.00011416 | 0.5017 | 0.067539 | 0 | 0.056914 | 0.37611 | 0 | 0.40615
5265 | 1 | 9.1551e-05 | 0 | 0.0022544 | 0.00016448 | 0.00011416 | 0.66014 | 0.12742 | 0 | 0.089123 | 0.37529 | 0 | 0.40436
5266 | 1 | 9.1596e-05 | 0 | 0.0026094 | 0.00018797 | 0.00011416 | 0.77087 | 0.21759 | 0 | 0.1011 | 0.37525 | 0 | 0.13116
5267 | 1 | 8.681e-05 | 0 | 0.0028566 | 0.00020677 | 0.00011416 | 0.82751 | 0.2711 | 0 | 0.098145 | 0.36993 | 0 | 0.002652
5268 | 1 | 6.6698e-05 | 0 | 0.0030053 | 0.00018797 | 0.00011416 | 0.8356 | 0.26686 | 0 | 0.073356 | 0.36636 | 0 | 0.22382
5269 | 1 | 5.6364e-05 | 0 | 0.0030634 | 0.00019032 | 0.00011416 | 0.78194 | 0.26273 | 0 | 0.092496 | 0.36596 | 0 | 0.39763
5270 | 1 | 6.0882e-05 | 0 | 0.0030563 | 0.00021382 | 0.00011416 | 0.67078 | 0.25224 | 0 | 0.097302 | 0.36736 | 0 | 0
5271 | 1 | 5.7508e-05 | 0 | 0.0029463 | 0.00022322 | 0.00011416 | 0.5592 | 0.23173 | 0 | 0.066948 | 0.36767 | 0 | 0
5272 | 1 | 6.3359e-05 | 0 | 0.0027769 | 0.00022322 | 0.00011416 | 0.42632 | 0.22666 | 0 | 0.071417 | 0.36961 | 0 | 0
5273 | 1 | 6.9548e-05 | 0 | 0.0024045 | 0.00016448 | 0.00011416 | 0.25511 | 0.20344 | 0 | 0.081619 | 0.37002 | 0 | 0
5274 | 1 | 6.797e-05 | 0 | 0.0014864 | 0.00011748 | 0.00011416 | 0.092419 | 0.17621 | 0 | 0.078415 | 0.36984 | 0 | 0
5275 | 1 | 6.0829e-05 | 0 | 0.00073609 | 8.8113e-05 | 0.00011416 | 0.017036 | 0.21016 | 0 | 0.089292 | 0.37006 | 0 | 0
5276 | 1 | 8.2884e-05 | 0 | 0.00036982 | 5.8742e-05 | 0.00011416 | 0 | 0.21499 | 0 | 0.13634 | 0.36934 | 0 | 0
5277 | 1 | 8.2104e-05 | 0 | 2.9689e-05 | 3.7595e-05 | 0.00011416 | 0 | 0.18482 | 0 | 0.14292 | 0.37078 | 0 | 0
5278 | 1 | 9.1563e-05 | 0 | 0 | 2.3497e-05 | 0.00011416 | 0 | 0.14851 | 0 | 0.10675 | 0.37006 | 0 | 0
5279 | 1 | 7.6002e-05 | 0 | 0 | 9.3987e-06 | 0.00011416 | 0 | 0.11539 | 0 | 0.08457 | 0.36415 | 0 | 0
5280 | 1 | 8.0885e-05 | 0 | 0 | 5.8742e-06 | 0.00011416 | 0 | 0.092999 | 0 | 0.098988 | 0.3605 | 0 | 0
5281 | 1 | 7.2682e-05 | 0 | 0 | 2.3497e-06 | 0.00011416 | 0 | 0.086634 | 0 | 0.08828 | 0.36118 | 0 | 0
5282 | 1 | 7.1215e-05 | 0 | 0 | 1.1748e-06 | 0.00011416 | 0 | 0.08239 | 0 | 0.095616 | 0.35937 | 0 | 0
5283 | 1 | 6.1404e-05 | 0 | 0 | 1.4098e-05 | 0.00011416 | 0 | 0.068953 | 0 | 0.074115 | 0.35419 | 0 | 0
5284 | 1 | 6.1893e-05 | 0 | 0 | 3.7595e-05 | 0.00011416 | 0.00085179 | 0.043847 | 0 | 0.074452 | 0.35085 | 0 | 0
5285 | 1 | 6.339e-05 | 0 | 0 | 9.3987e-05 | 0.00011416 | 0.026405 | 0.035243 | 0 | 0.072091 | 0.34995 | 0 | 0
5286 | 1 | 6.8029e-05 | 0 | 0 | 0.0001821 | 0.00011416 | 0.14225 | 0.039015 | 0 | 0.076138 | 0.35202 | 0 | 0
5287 | 1 | 7.2585e-05 | 0 | 0.00084419 | 0.0001586 | 0.00011416 | 0.30963 | 0.028289 | 0 | 0.092159 | 0.36172 | 0 | 0.29266
5288 | 1 | 7.9583e-05 | 0 | 0.0017491 | 0.00014685 | 0.00011416 | 0.49233 | 0.026992 | 0 | 0.083137 | 0.37534 | 0 | 0.51598
5289 | 1 | 8.1203e-05 | 0 | 0.0022941 | 0.00016448 | 0.00011416 | 0.65204 | 0.029231 | 0 | 0.073693 | 0.37498 | 0 | 0.71722
5290 | 1 | 8.2585e-05 | 0 | 0.0026258 | 0.00018797 | 0.00011416 | 0.76491 | 0.060231 | 0 | 0.073862 | 0.3743 | 0 | 0.84357
5291 | 1 | 8.8672e-05 | 0 | 0.0028153 | 0.00020677 | 0.00011416 | 0.82709 | 0.14521 | 0 | 0.075801 | 0.37394 | 0 | 0.79148
5292 | 1 | 7.5348e-05 | 0 | 0.002954 | 0.00018797 | 0.00011416 | 0.82794 | 0.18612 | 0 | 0.078415 | 0.37011 | 0 | 0.86387
5293 | 1 | 7.0068e-05 | 0 | 0.0029682 | 0.00019032 | 0.00011416 | 0.78024 | 0.16207 | 0 | 0.087437 | 0.36474 | 0 | 0.83413
5294 | 1 | 7.4714e-05 | 0 | 0.0029034 | 0.00021382 | 0.00011416 | 0.68952 | 0.13673 | 0 | 0.086847 | 0.36496 | 0 | 0.6317
5295 | 1 | 7.6502e-05 | 0 | 0.0027936 | 0.00022322 | 0.00011416 | 0.53024 | 0.11669 | 0 | 0.072344 | 0.36668 | 0 | 0.50054
5296 | 1 | 8.6747e-05 | 0 | 0.0025723 | 0.00022322 | 0.00011416 | 0.37394 | 0.11139 | 0 | 0.083642 | 0.37178 | 0 | 0.27605
5297 | 1 | 8.5946e-05 | 0 | 0.0020934 | 0.00016448 | 0.00011416 | 0.23211 | 0.087223 | 0 | 0.1 | 0.37642 | 0 | 0
5298 | 1 | 8.9543e-05 | 0 | 0.0011056 | 0.00011748 | 0.00011416 | 0.089012 | 0.074611 | 0 | 0.13887 | 0.37777 | 0 | 0
5299 | 1 | 9.7413e-05 | 0 | 0.00027978 | 8.8113e-05 | 0.00011416 | 0.015758 | 0.063531 | 0 | 0.15683 | 0.3789 | 0 | 0
5300 | 1 | 0.00010459 | 0 | 0 | 5.8742e-05 | 0.00011416 | 0 | 0.059995 | 0 | 0.16914 | 0.37038 | 0 | 0
5301 | 1 | 0.00010601 | 0 | 0 | 3.7595e-05 | 0.00011416 | 0 | 0.078265 | 0 | 0.12268 | 0.36835 | 0 | 0
5302 | 1 | 0.00010262 | 0 | 0 | 2.3497e-05 | 0.00011416 | 0 | 0.082508 | 0 | 0.063406 | 0.36587 | 0 | 0
5303 | 1 | 8.8451e-05 | 0 | 0 | 9.3987e-06 | 0.00011416 | 0 | 0.062353 | 0 | 0.079258 | 0.3541 | 0 | 0
5304 | 1 | 9.9737e-05 | 0 | 0 | 5.8742e-06 | 0.00011416 | 0 | 0.035243 | 0 | 0.085919 | 0.34634 | 0 | 0
5305 | 1 | 9.0229e-05 | 0 | 0 | 2.3497e-06 | 0.00011416 | 0 | 0.043022 | 0 | 0.10607 | 0.34395 | 0 | 0
5306 | 1 | 8.0485e-05 | 0 | 0 | 1.1748e-06 | 0.00011416 | 0 | 0.047501 | 0 | 0.10245 | 0.34011 | 0 | 0
5307 | 1 | 7.9633e-05 | 0 | 0 | 1.4098e-05 | 0.00011416 | 0 | 0.019213 | 0 | 0.1043 | 0.33881 | 0 | 0
5308 | 1 | 8.5339e-05 | 0 | 0 | 3.7595e-05 | 0.00011416 | 0.00085179 | 0.01662 | 0 | 0.072766 | 0.33781 | 0 | 0
5309 | 1 | 8.9563e-05 | 0 | 0 | 9.3987e-05 | 0.00011416 | 0.025128 | 0.018859 | 0 | 0.14486 | 0.3513 | 0 | 0
5310 | 1 | 0.00011862 | 0 | 0 | 0.0001821 | 0.00011416 | 0.13799 | 0.015205 | 0 | 0.26653 | 0.36199 | 0 | 0
5311 | 1 | 0.0001195 | 0 | 0.00057958 | 0.0001586 | 0.00011416 | 0.29855 | 0.011198 | 0 | 0.34646 | 0.36217 | 0 | 0.29661
5312 | 1 | 0.00012868 | 0 | 0.0014247 | 0.00014685 | 0.00011416 | 0.46848 | 0.008133 | 0 | 0.37454 | 0.36136 | 0 | 0.52477
5313 | 1 | 0.00011942 | 0 | 0.0017687 | 0.00016448 | 0.00011416 | 0.62308 | 0.010372 | 0 | 0.3957 | 0.36609 | 0 | 0.74313
5314 | 1 | 9.3854e-05 | 0 | 0.002085 | 0.00018797 | 0.00011416 | 0.74532 | 0.030057 | 0 | 0.35185 | 0.36943 | 0 | 0.88828
5315 | 1 | 0.00010293 | 0 | 0.0023148 | 0.00020677 | 0.00011416 | 0.8109 | 0.065299 | 0 | 0.25725 | 0.3706 | 0 | 0.98126
5316 | 1 | 9.9468e-05 | 0 | 0.0024758 | 0.00018797 | 0.00011416 | 0.82453 | 0.078972 | 0 | 0.1839 | 0.36456 | 0 | 0.91169
5317 | 1 | 9.5661e-05 | 0 | 0.0025513 | 0.00019032 | 0.00011416 | 0.7862 | 0.084748 | 0 | 0.17782 | 0.35847 | 0 | 0.74751
5318 | 1 | 9.2638e-05 | 0 | 0.0025294 | 0.00021382 | 0.00011416 | 0.69932 | 0.090405 | 0 | 0.15683 | 0.35847 | 0 | 0.44233
5319 | 1 | 9.0079e-05 | 0 | 0.0024203 | 0.00022322 | 0.00011416 | 0.57666 | 0.064592 | 0 | 0.18508 | 0.35716 | 0 | 0.34702
5320 | 1 | 8.9047e-05 | 0 | 0.0022325 | 0.00022322 | 0.00011416 | 0.42078 | 0.043729 | 0 | 0.28314 | 0.36388 | 0 | 0.18195
5321 | 1 | 0.0001077 | 0 | 0.0018978 | 0.00016448 | 0.00011416 | 0.25128 | 0.025695 | 0 | 0.29359 | 0.37444 | 0 | 0
5322 | 1 | 9.2666e-05 | 0 | 0.0010139 | 0.00011748 | 0.00011416 | 0.089864 | 0.01603 | 0 | 0.25632 | 0.37543 | 0 | 0
5323 | 1 | 8.1676e-05 | 0 | 0.00038531 | 8.8113e-05 | 0.00011416 | 0.015332 | 0.011905 | 0 | 0.29123 | 0.37773 | 0 | 0
5324 | 1 | 6.9485e-05 | 0 | 8.6162e-05 | 5.8742e-05 | 0.00011416 | 0 | 0.010608 | 0 | 0.18061 | 0.36853 | 0 | 0
5325 | 1 | 7.1815e-05 | 0 | 0 | 3.7595e-05 | 0.00011416 | 0 | 0.0084866 | 0 | 0.18196 | 0.36041 | 0 | 0
5326 | 1 | 8.4235e-05 | 0 | 0 | 2.3497e-05 | 0.00011416 | 0 | 0.0078972 | 0 | 0.10405 | 0.3527 | 0 | 0
5327 | 1 | 0.00011028 | 0 | 0 | 9.3987e-06 | 0.00011416 | 0 | 0.011198 | 0 | 0.05489 | 0.34566 | 0 | 0
5328 | 1 | 0.00011171 | 0 | 0 | 5.8742e-06 | 0.00011416 | 0 | 0.012023 | 0 | 0.06855 | 0.34111 | 0 | 0
5329 | 1 | 0.00010424 | 0 | 0 | 2.3497e-06 | 0.00011416 | 0 | 0.0068364 | 0 | 0.065683 | 0.33813 | 0 | 0
5330 | 1 | 9.5046e-05 | 0 | 0 | 1.1748e-06 | 0.00011416 | 0 | 0.0082508 | 0 | 0.073777 | 0.33565 | 0 | 0
5331 | 1 | 9.3394e-05 | 0 | 0 | 1.4098e-05 | 0.00011416 | 0 | 0.00719 | 0 | 0.076729 | 0.33899 | 0 | 0
5332 | 1 | 9.0237e-05 | 0 | 0 | 3.7595e-05 | 0.00011416 | 0.00085179 | 0.006247 | 0 | 0.084992 | 0.34417 | 0 | 0
5333 | 1 | 0.00011285 | 0 | 0 | 9.3987e-05 | 0.00011416 | 0.024276 | 0.010608 | 0 | 0.10337 | 0.35288 | 0 | 0
5334 | 1 | 0.00012739 | 0 | 0 | 0.0001821 | 0.00011416 | 0.13245 | 0.0069543 | 0 | 0.15826 | 0.36713 | 0 | 0
5335 | 1 | 0.00014417 | 0 | 0.00033884 | 0.0001586 | 0.00011416 | 0.28663 | 0.002711 | 0 | 0.1661 | 0.37895 | 0 | 0.29074
5336 | 1 | 0.00013304 | 0 | 0.0012808 | 0.00014685 | 0.00011416 | 0.45315 | 0.0023574 | 0 | 0.18457 | 0.38021 | 0 | 0.5237
5337 | 1 | 0.0001241 | 0 | 0.0017203 | 0.00016448 | 0.00011416 | 0.5839 | 0.0034182 | 0 | 0.26998 | 0.37777 | 0 | 0.72972
5338 | 1 | 0.00013357 | 0 | 0.0020434 | 0.00018797 | 0.00011416 | 0.67632 | 0.0077793 | 0 | 0.21029 | 0.37985 | 0 | 0.8435
5339 | 1 | 0.00011909 | 0 | 0.0022699 | 0.00020677 | 0.00011416 | 0.74319 | 0.012023 | 0 | 0.25051 | 0.3738 | 0 | 0.89913
5340 | 1 | 0.0001247 | 0 | 0.0024016 | 0.00018797 | 0.00011416 | 0.76661 | 0.01768 | 0 | 0.20143 | 0.36289 | 0 | 0.63478
5341 | 1 | 0.00012532 | 0 | 0.0024648 | 0.00019032 | 0.00011416 | 0.73083 | 0.024163 | 0 | 0.18609 | 0.36411 | 0 | 0.35079
5342 | 1 | 0.00011272 | 0 | 0.0024216 | 0.00021382 | 0.00011416 | 0.62351 | 0.036422 | 0 | 0.24384 | 0.366 | 0 | 0.19121
5343 | 1 | 0.00010975 | 0 | 0.0022851 | 0.00022322 | 0.00011416 | 0.50468 | 0.031353 | 0 | 0.22268 | 0.36411 | 0 | 0.13836
5344 | 1 | 0.00011075 | 0 | 0.0021069 | 0.00022322 | 0.00011416 | 0.38245 | 0.027935 | 0 | 0.18828 | 0.36772 | 0 | 0.15898
5345 | 1 | 0.00010639 | 0 | 0.0017917 | 0.00016448 | 0.00011416 | 0.23254 | 0.026992 | 0 | 0.1973 | 0.37755 | 0 | 0
5346 | 1 | 0.00010582 | 0 | 0.0011472 | 0.00011748 | 0.00011416 | 0.083049 | 0.020509 | 0 | 0.22049 | 0.39185 | 0 | 0
5347 | 1 | 9.9731e-05 | 0 | 0.00071059 | 8.8113e-05 | 0.00011416 | 0.014906 | 0.02381 | 0 | 0.17968 | 0.38747 | 0 | 0
5348 | 1 | 9.6164e-05 | 0 | 0.0004463 | 5.8742e-05 | 0.00011416 | 0 | 0.024517 | 0 | 0.22648 | 0.37764 | 0 | 0
5349 | 1 | 9.493e-05 | 0 | 0.00020589 | 3.7595e-05 | 0.00011416 | 0 | 0.021806 | 0 | 0.21105 | 0.3656 | 0 | 0
5350 | 1 | 8.6828e-05 | 0 | 0 | 2.3497e-05 | 0.00011416 | 0 | 0.023574 | 0 | 0.098904 | 0.3536 | 0 | 0
5351 | 1 | 9.1363e-05 | 0 | 0 | 9.3987e-06 | 0.00011416 | 0 | 0.034418 | 0 | 0.075042 | 0.34674 | 0 | 0
5352 | 1 | 0.00011265 | 0 | 0 | 5.8742e-06 | 0.00011416 | 0 | 0.028171 | 0 | 0.031197 | 0.34589 | 0 | 0
5353 | 1 | 9.6298e-05 | 0 | 0 | 2.3497e-06 | 0.00011416 | 0 | 0.020156 | 0 | 0.042411 | 0.34332 | 0 | 0
5354 | 1 | 9.2934e-05 | 0 | 0 | 1.1748e-06 | 0.00011416 | 0 | 0.013083 | 0 | 0.040051 | 0.34332 | 0 | 0
5355 | 1 | 8.9429e-05 | 0 | 0 | 1.4098e-05 | 0.00011416 | 0 | 0.0077793 | 0 | 0.044013 | 0.3421 | 0 | 0
5356 | 1 | 9.2875e-05 | 0 | 0 | 3.7595e-05 | 0.00011416 | 0.00085179 | 0.012966 | 0 | 0.023187 | 0.34327 | 0 | 0
5357 | 1 | 0.00011156 | 0 | 0 | 9.3987e-05 | 0.00011416 | 0.02385 | 0.016384 | 0 | 0.11535 | 0.35626 | 0 | 0
5358 | 1 | 0.00013416 | 0 | 0 | 0.0001821 | 0.00011416 | 0.13288 | 0.027228 | 0 | 0.14764 | 0.3748 | 0 | 0
5359 | 1 | 0.00012761 | 0 | 0.00072673 | 0.0001586 | 0.00011416 | 0.29557 | 0.018505 | 0 | 0.14713 | 0.38043 | 0 | 0.21324
5360 | 1 | 0.0001221 | 0 | 0.0019036 | 0.00014685 | 0.00011416 | 0.4753 | 0.016384 | 0 | 0.15051 | 0.38052 | 0 | 0.51401
5361 | 1 | 0.00011079 | 0 | 0.0024448 | 0.00016448 | 0.00011416 | 0.63416 | 0.01603 | 0 | 0.18027 | 0.38476 | 0 | 0.69208
5362 | 1 | 9.5317e-05 | 0 | 0.0027288 | 0.00018797 | 0.00011416 | 0.74957 | 0.010844 | 0 | 0.22133 | 0.39 | 0 | 0.79841
5363 | 1 | 8.7591e-05 | 0 | 0.0029447 | 0.00020677 | 0.00011416 | 0.81388 | 0.011551 | 0 | 0.21931 | 0.37994 | 0 | 0.88234
5364 | 1 | 8.7844e-05 | 0 | 0.0031115 | 0.00018797 | 0.00011416 | 0.82709 | 0.013909 | 0 | 0.20194 | 0.37344 | 0 | 0.70152
5365 | 1 | 0.00010321 | 0 | 0.0031373 | 0.00019032 | 0.00011416 | 0.79046 | 0.017327 | 0 | 0.19865 | 0.36397 | 0 | 0.74671
5366 | 1 | 0.00010038 | 0 | 0.0031215 | 0.00021382 | 0.00011416 | 0.704 | 0.015323 | 0 | 0.18651 | 0.36596 | 0 | 0.13805
5367 | 1 | 0.00010012 | 0 | 0.0030392 | 0.00022322 | 0.00011416 | 0.57709 | 0.011315 | 0 | 0.17226 | 0.36402 | 0 | 0.070935
5368 | 1 | 0.00010283 | 0 | 0.0028882 | 0.00022322 | 0.00011416 | 0.42206 | 0.026285 | 0 | 0.20245 | 0.3633 | 0 | 0.10435
5369 | 1 | 0.00012931 | 0 | 0.0025039 | 0.00016448 | 0.00011416 | 0.24446 | 0.06636 | 0 | 0.18895 | 0.36952 | 0 | 0
5370 | 1 | 0.00013688 | 0 | 0.00175 | 0.00011748 | 0.00011416 | 0.081772 | 0.057402 | 0 | 0.17656 | 0.37484 | 0 | 0
5371 | 1 | 0.0001308 | 0 | 0.0012676 | 8.8113e-05 | 0.00011416 | 0.012351 | 0.06695 | 0 | 0.20236 | 0.3748 | 0 | 0
5372 | 1 | 0.00013222 | 0 | 0.00093778 | 5.8742e-05 | 0.00011416 | 0 | 0.083687 | 0 | 0.17555 | 0.36785 | 0 | 0
5373 | 1 | 0.0001215 | 0 | 0.00059636 | 3.7595e-05 | 0.00011416 | 0 | 0.092645 | 0 | 0.14646 | 0.35757 | 0 | 0
5374 | 1 | 0.00014138 | 0 | 0.00030592 | 2.3497e-05 | 0.00011416 | 0 | 0.063296 | 0 | 0.093339 | 0.35035 | 0 | 0
5375 | 1 | 0.00010984 | 0 | 2.3235e-05 | 9.3987e-06 | 0.00011416 | 0 | 0.056223 | 0 | 0.036594 | 0.34228 | 0 | 0
5376 | 1 | 0.00010007 | 0 | 0 | 5.8742e-06 | 0.00011416 | 0 | 0.051509 | 0 | 0.02226 | 0.34228 | 0 | 0
5377 | 1 | 8.774e-05 | 0 | 0 | 2.3497e-06 | 0.00011416 | 0 | 0.051273 | 0 | 0.05 | 0.34115 | 0 | 0
5378 | 1 | 8.5213e-05 | 0 | 0 | 1.1748e-06 | 0.00011416 | 0 | 0.066714 | 0 | 0.053626 | 0.33894 | 0 | 0
5379 | 1 | 8.0055e-05 | 0 | 0 | 1.4098e-05 | 0.00011416 | 0 | 0.099246 | 0 | 0.053457 | 0.33614 | 0 | 0
5380 | 1 | 8.3434e-05 | 0 | 0 | 3.7595e-05 | 0.00011416 | 0.00085179 | 0.11728 | 0 | 0.03398 | 0.33592 | 0 | 0
5381 | 1 | 0.00010934 | 0 | 0 | 9.3987e-05 | 0.00011416 | 0.022147 | 0.12777 | 0 | 0.039039 | 0.35238 | 0 | 0
5382 | 1 | 0.00012646 | 0 | 0 | 0.0001821 | 0.00011416 | 0.13373 | 0.1082 | 0 | 0.11838 | 0.35824 | 0 | 0
5383 | 1 | 0.00014258 | 0 | 0.00068252 | 0.0001586 | 0.00011416 | 0.30324 | 0.063413 | 0 | 0.16324 | 0.35748 | 0 | 0.27301
5384 | 1 | 0.00014237 | 0 | 0.0016406 | 0.00014685 | 0.00011416 | 0.48595 | 0.042433 | 0 | 0.19089 | 0.35337 | 0 | 0.51293
5385 | 1 | 0.00013077 | 0 | 0.0022609 | 0.00016448 | 0.00011416 | 0.64608 | 0.025695 | 0 | 0.21206 | 0.34796 | 0 | 0.70408
5386 | 1 | 0.00011771 | 0 | 0.0026565 | 0.00018797 | 0.00011416 | 0.76107 | 0.011905 | 0 | 0.1554 | 0.3471 | 0 | 0.87289
5387 | 1 | 0.00011143 | 0 | 0.0029444 | 0.00020677 | 0.00011416 | 0.82283 | 0.011787 | 0 | 0.10489 | 0.34747 | 0 | 0.9802
5388 | 1 | 0.0001032 | 0 | 0.0031196 | 0.00018797 | 0.00011416 | 0.83092 | 0.014616 | 0 | 0.047386 | 0.35148 | 0 | 0.97586
5389 | 1 | 9.9579e-05 | 0 | 0.0032032 | 0.00019032 | 0.00011416 | 0.78237 | 0.016855 | 0 | 0.045784 | 0.34697 | 0 | 0.90711
5390 | 1 | 9.8115e-05 | 0 | 0.0031754 | 0.00021382 | 0.00011416 | 0.65077 | 0.020156 | 0 | 0.04511 | 0.34444 | 0 | 0.71197
5391 | 1 | 9.7669e-05 | 0 | 0.0031089 | 0.00022322 | 0.00011416 | 0.51959 | 0.064946 | 0 | 0.083811 | 0.34277 | 0 | 0.52222
5392 | 1 | 9.4736e-05 | 0 | 0.0029043 | 0.00022322 | 0.00011416 | 0.38884 | 0.046676 | 0 | 0.20059 | 0.35013 | 0 | 0.30043
5393 | 1 | 9.8364e-05 | 0 | 0.0024284 | 0.00016448 | 0.00011416 | 0.23083 | 0.04314 | 0 | 0.24325 | 0.36325 | 0 | 0
5394 | 1 | 0.00010894 | 0 | 0.0013957 | 0.00011748 | 0.00011416 | 0.076235 | 0.077676 | 0 | 0.19899 | 0.36064 | 0 | 0
5395 | 1 | 0.00010416 | 0 | 0.00065928 | 8.8113e-05 | 0.00011416 | 0.010647 | 0.10078 | 0 | 0.070152 | 0.35987 | 0 | 0
5396 | 1 | 0.00010061 | 0 | 0.00032561 | 5.8742e-05 | 0.00011416 | 0 | 0.10549 | 0 | 0.057841 | 0.3517 | 0 | 0
5397 | 1 | 9.3152e-05 | 0 | 5.1633e-05 | 3.7595e-05 | 0.00011416 | 0 | 0.094767 | 0 | 0.041315 | 0.34553 | 0 | 0
5398 | 1 | 8.4998e-05 | 0 | 0 | 2.3497e-05 | 0.00011416 | 0 | 0.078029 | 0 | 0.032293 | 0.33777 | 0 | 0
5399 | 1 | 6.359e-05 | 0 | 0 | 9.3987e-06 | 0.00011416 | 0 | 0.14097 | 0 | 0.031535 | 0.3292 | 0 | 0
5400 | 1 | 7.864e-05 | 0 | 0 | 5.8742e-06 | 0.00011416 | 0 | 0.1847 | 0 | 0.031113 | 0.32622 | 0 | 0
5401 | 1 | 6.8192e-05 | 0 | 0 | 2.3497e-06 | 0.00011416 | 0 | 0.23503 | 0 | 0.05489 | 0.3214 | 0 | 0
5402 | 1 | 6.0863e-05 | 0 | 0 | 1.1748e-06 | 0.00011416 | 0 | 0.23102 | 0 | 0.050675 | 0.31684 | 0 | 0
5403 | 1 | 5.8699e-05 | 0 | 0 | 1.4098e-05 | 0.00011416 | 0 | 0.19 | 0 | 0.053963 | 0.31134 | 0 | 0
5404 | 1 | 4.9666e-05 | 0 | 0 | 3.7595e-05 | 0.00011416 | 0.00085179 | 0.17586 | 0 | 0.10202 | 0.30899 | 0 | 0
5405 | 1 | 7.9292e-05 | 0 | 0 | 9.3987e-05 | 0.00011416 | 0.021295 | 0.16195 | 0 | 0.13297 | 0.32022 | 0 | 0
5406 | 1 | 9.7484e-05 | 0 | 0 | 0.0001821 | 0.00011416 | 0.13118 | 0.15335 | 0 | 0.18794 | 0.33398 | 0 | 0
5407 | 1 | 0.00011103 | 0 | 0.00061346 | 0.0001586 | 0.00011416 | 0.29898 | 0.11858 | 0 | 0.2769 | 0.34277 | 0 | 0.29893
5408 | 1 | 0.00011516 | 0 | 0.0015138 | 0.00014685 | 0.00011416 | 0.48296 | 0.14651 | 0 | 0.28457 | 0.34873 | 0 | 0.52209
5409 | 1 | 0.00011229 | 0 | 0.0020663 | 0.00016448 | 0.00011416 | 0.64182 | 0.15217 | 0 | 0.20042 | 0.34359 | 0 | 0.72917
5410 | 1 | 0.00011121 | 0 | 0.0024254 | 0.00018797 | 0.00011416 | 0.75426 | 0.15476 | 0 | 0.13895 | 0.3407 | 0 | 0.87242
5411 | 1 | 0.00010689 | 0 | 0.002713 | 0.00020677 | 0.00011416 | 0.80324 | 0.18423 | 0 | 0.23381 | 0.33849 | 0 | 0.91486
5412 | 1 | 9.287e-05 | 0 | 0.0029024 | 0.00018797 | 0.00011416 | 0.77641 | 0.2203 | 0 | 0.24722 | 0.33421 | 0 | 0.62092
5413 | 1 | 8.0595e-05 | 0 | 0.0029795 | 0.00019032 | 0.00011416 | 0.69591 | 0.25165 | 0 | 0.17302 | 0.33488 | 0 | 0
5414 | 1 | 8.2456e-05 | 0 | 0.0029711 | 0.00021382 | 0.00011416 | 0.59114 | 0.2757 | 0 | 0.18415 | 0.3366 | 0 | 0
5415 | 1 | 7.8136e-05 | 0 | 0.0028534 | 0.00022322 | 0.00011416 | 0.48467 | 0.27192 | 0 | 0.22285 | 0.33596 | 0 | 0.025818
5416 | 1 | 7.7039e-05 | 0 | 0.0025432 | 0.00022322 | 0.00011416 | 0.35988 | 0.31872 | 0 | 0.37108 | 0.34228 | 0 | 0.19026
5417 | 1 | 8.6813e-05 | 0 | 0.002045 | 0.00016448 | 0.00011416 | 0.21124 | 0.32661 | 0 | 0.19401 | 0.35148 | 0 | 0
5418 | 1 | 0.00010262 | 0 | 0.0011269 | 0.00011748 | 0.00011416 | 0.07368 | 0.31742 | 0 | 0.13381 | 0.3591 | 0 | 0
5419 | 1 | 0.00011326 | 0 | 0.00044824 | 8.8113e-05 | 0.00011416 | 0.012777 | 0.34995 | 0 | 0.13061 | 0.35432 | 0 | 0
5420 | 1 | 0.00011378 | 0 | 0.00019136 | 5.8742e-05 | 0.00011416 | 0 | 0.37789 | 0 | 0.2602 | 0.34458 | 0 | 0
5421 | 1 | 0.0001039 | 0 | 0 | 3.7595e-05 | 0.00011416 | 0 | 0.33769 | 0 | 0.21754 | 0.32564 | 0 | 0
5422 | 1 | 0.00010708 | 0 | 0 | 2.3497e-05 | 0.00011416 | 0 | 0.26886 | 0 | 0.046543 | 0.32622 | 0 | 0
5423 | 1 | 9.8477e-05 | 0 | 0 | 9.3987e-06 | 0.00011416 | 0 | 0.25012 | 0 | 0.036931 | 0.31598 | 0 | 0
5424 | 1 | 9.5809e-05 | 0 | 0 | 5.8742e-06 | 0.00011416 | 0 | 0.24764 | 0 | 0.027487 | 0.31287 | 0 | 0
5425 | 1 | 8.4235e-05 | 0 | 0 | 2.3497e-06 | 0.00011416 | 0 | 0.18753 | 0 | 0.029848 | 0.31278 | 0 | 0
5426 | 1 | 7.8759e-05 | 0 | 0 | 1.1748e-06 | 0.00011416 | 0 | 0.14203 | 0 | 0.023272 | 0.31242 | 0 | 0
5427 | 1 | 7.7069e-05 | 0 | 0 | 1.4098e-05 | 0.00011416 | 0 | 0.14816 | 0 | 0.029764 | 0.30841 | 0 | 0
5428 | 1 | 7.701e-05 | 0 | 0 | 3.7595e-05 | 0.00011416 | 0.00042589 | 0.11987 | 0 | 0.032209 | 0.3029 | 0 | 0
5429 | 1 | 7.7736e-05 | 0 | 0 | 9.3987e-05 | 0.00011416 | 0.017036 | 0.10926 | 0 | 0.038027 | 0.30881 | 0 | 0
5430 | 1 | 8.173e-05 | 0 | 0 | 0.0001821 | 0.00011416 | 0.10562 | 0.093588 | 0 | 0.036509 | 0.32311 | 0 | 0
5431 | 1 | 9.1519e-05 | 0 | 0 | 0.0001586 | 0.00011416 | 0.22615 | 0.05363 | 0 | 0.043761 | 0.33096 | 0 | 0
5432 | 1 | 9.8973e-05 | 0 | 0.00054666 | 0.00014685 | 0.00011416 | 0.35221 | 0.058345 | 0 | 0.048651 | 0.33294 | 0 | 0
5433 | 1 | 0.00010012 | 0 | 0.00096392 | 0.00016448 | 0.00011416 | 0.47104 | 0.080387 | 0 | 0.050337 | 0.33276 | 0 | 0.7026
5434 | 1 | 9.9199e-05 | 0 | 0.0013063 | 0.00018797 | 0.00011416 | 0.5609 | 0.070132 | 0 | 0.049241 | 0.33127 | 0 | 0.81292
5435 | 1 | 0.00010796 | 0 | 0.0016119 | 0.00020677 | 0.00011416 | 0.63032 | 0.060938 | 0 | 0.048482 | 0.32509 | 0 | 0.58509
5436 | 1 | 9.6897e-05 | 0 | 0.0017768 | 0.00018797 | 0.00011416 | 0.65886 | 0.031825 | 0 | 0.069309 | 0.32424 | 0 | 0.64671
5437 | 1 | 9.9227e-05 | 0 | 0.0018494 | 0.00019032 | 0.00011416 | 0.62649 | 0.010255 | 0 | 0.066273 | 0.32316 | 0 | 0.45568
5438 | 1 | 9.7892e-05 | 0 | 0.0018568 | 0.00021382 | 0.00011416 | 0.54983 | 0.0096653 | 0 | 0.051349 | 0.32505 | 0 | 0.51764
5439 | 1 | 9.2601e-05 | 0 | 0.0017684 | 0.00022322 | 0.00011416 | 0.44293 | 0.013319 | 0 | 0.03769 | 0.32888 | 0 | 0.22933
5440 | 1 | 9.4969e-05 | 0 | 0.001599 | 0.00022322 | 0.00011416 | 0.29983 | 0.015441 | 0 | 0.081366 | 0.32911 | 0 | 0.1025
5441 | 1 | 9.661e-05 | 0 | 0.0012017 | 0.00016448 | 0.00011416 | 0.18313 | 0.05752 | 0 | 0.07285 | 0.33804 | 0 | 0
5442 | 1 | 0.00010302 | 0 | 0.00055505 | 0.00011748 | 0.00011416 | 0.068995 | 0.064828 | 0 | 0.11071 | 0.34363 | 0 | 0
5443 | 1 | 0.0001078 | 0 | 7.4545e-05 | 8.8113e-05 | 0.00011416 | 0.010647 | 0.040311 | 0 | 0.09258 | 0.3416 | 0 | 0
5444 | 1 | 0.00011056 | 0 | 0 | 5.8742e-05 | 0.00011416 | 0 | 0.025931 | 0 | 0.15337 | 0.33574 | 0 | 0
5445 | 1 | 0.00010295 | 0 | 0 | 3.7595e-05 | 0.00011416 | 0 | 0.082155 | 0 | 0.10995 | 0.32947 | 0 | 0
5446 | 1 | 9.8788e-05 | 0 | 0 | 2.3497e-05 | 0.00011416 | 0 | 0.17857 | 0 | 0.040135 | 0.32365 | 0 | 0
5447 | 1 | 8.6324e-05 | 0 | 0 | 9.3987e-06 | 0.00011416 | 0 | 0.35231 | 0 | 0.025211 | 0.31707 | 0 | 0
5448 | 1 | 8.1893e-05 | 0 | 0 | 5.8742e-06 | 0.00011416 | 0 | 0.18482 | 0 | 0.033895 | 0.31522 | 0 | 0
5449 | 1 | 7.3045e-05 | 0 | 0 | 2.3497e-06 | 0.00011416 | 0 | 0.10549 | 0 | 0.03145 | 0.31432 | 0 | 0
5450 | 1 | 6.3975e-05 | 0 | 0 | 1.1748e-06 | 0.00011416 | 0 | 0.11987 | 0 | 0.033137 | 0.31075 | 0 | 0
5451 | 1 | 5.9492e-05 | 0 | 0 | 1.4098e-05 | 0.00011416 | 0 | 0.21311 | 0 | 0.032462 | 0.30845 | 0 | 0
5452 | 1 | 5.841e-05 | 0 | 0 | 3.7595e-05 | 0.00011416 | 0 | 0.093706 | 0 | 0.028668 | 0.3057 | 0 | 0
5453 | 1 | 6.6754e-05 | 0 | 0 | 9.3987e-05 | 0.00011416 | 0.011073 | 0.062706 | 0 | 0.03027 | 0.30124 | 0 | 0
5454 | 1 | 7.1689e-05 | 0 | 0 | 0.0001821 | 0.00011416 | 0.083475 | 0.049505 | 0 | 0.037774 | 0.30755 | 0 | 0
5455 | 1 | 8.4412e-05 | 0 | 0 | 0.0001586 | 0.00011416 | 0.18739 | 0.018623 | 0 | 0.046206 | 0.31959 | 0 | 0
5456 | 1 | 0.00011434 | 0 | 0 | 0.00014685 | 0.00011416 | 0.30153 | 0.01603 | 0 | 0.069983 | 0.31937 | 0 | 0.017728
5457 | 1 | 0.00013119 | 0 | 0 | 0.00016448 | 0.00011416 | 0.39949 | 0.015794 | 0 | 0.073019 | 0.31869 | 0 | 0.35965
5458 | 1 | 0.00013863 | 0 | 0 | 0.00018797 | 0.00011416 | 0.45826 | 0.011551 | 0 | 0.081197 | 0.3232 | 0 | 0.30229
5459 | 1 | 0.00014244 | 0 | 0.00023493 | 0.00020677 | 0.00011416 | 0.48467 | 0.010255 | 0 | 0.068971 | 0.32063 | 0 | 0.12568
5460 | 1 | 0.0001412 | 0 | 0.00040048 | 0.00018797 | 0.00011416 | 0.46039 | 0.013319 | 0 | 0.06973 | 0.3181 | 0 | 0.26044
5461 | 1 | 0.00013516 | 0 | 0.00043339 | 0.00019032 | 0.00011416 | 0.42632 | 0.017562 | 0 | 0.05 | 0.32347 | 0 | 0.022252
5462 | 1 | 0.00012693 | 0 | 0.00035304 | 0.00021382 | 0.00011416 | 0.37308 | 0.019095 | 0 | 0.044519 | 0.32744 | 0 | 0
5463 | 1 | 0.00011659 | 0 | 0.00019749 | 0.00022322 | 0.00011416 | 0.30111 | 0.017327 | 0 | 0.04747 | 0.32857 | 0 | 0.0010029
5464 | 1 | 0.00011534 | 0 | 0 | 0.00022322 | 0.00011416 | 0.22232 | 0.01992 | 0 | 0.042833 | 0.33064 | 0 | 0
5465 | 1 | 0.00012 | 0 | 0 | 0.00016448 | 0.00011416 | 0.13969 | 0.043376 | 0 | 0.0457 | 0.33628 | 0 | 0
5466 | 1 | 0.00011808 | 0 | 0 | 0.00011748 | 0.00011416 | 0.050256 | 0.076968 | 0 | 0.031113 | 0.34444 | 0 | 0
5467 | 1 | 0.00010356 | 0 | 0 | 8.8113e-05 | 0.00011416 | 0.008092 | 0.20438 | 0 | 0.026644 | 0.34913 | 0 | 0
5468 | 1 | 8.542e-05 | 0 | 0 | 5.8742e-05 | 0.00011416 | 0 | 0.24741 | 0 | 0.011973 | 0.34584 | 0 | 0
5469 | 1 | 7.4031e-05 | 0 | 0 | 3.7595e-05 | 0.00011416 | 0 | 0.35196 | 0 | 0.018887 | 0.33574 | 0 | 0
5470 | 1 | 7.3282e-05 | 0 | 0 | 2.3497e-05 | 0.00011416 | 0 | 0.43706 | 0 | 0.042074 | 0.33087 | 0 | 0
5471 | 1 | 5.0815e-05 | 0 | 0 | 9.3987e-06 | 0.00011416 | 0 | 0.50483 | 0 | 0.042917 | 0.32721 | 0 | 0
5472 | 1 | 7.3757e-05 | 0 | 0 | 5.8742e-06 | 0.00011416 | 0 | 0.21393 | 0 | 0.031366 | 0.32848 | 0 | 0
5473 | 1 | 8.1289e-05 | 1.7648e-06 | 0 | 2.3497e-06 | 0.00011416 | 0 | 0.22772 | 0 | 0.03145 | 0.33294 | 0 | 0
5474 | 1 | 6.6093e-05 | 5.4839e-06 | 0 | 1.1748e-06 | 0.00011416 | 0 | 0.39227 | 0 | 0.037184 | 0.32974 | 0 | 0
5475 | 1 | 5.9535e-05 | 8.4447e-06 | 0 | 1.4098e-05 | 0.00011416 | 0 | 0.27169 | 0 | 0.033558 | 0.33732 | 0 | 0
5476 | 1 | 7.4387e-05 | 1.002e-05 | 0 | 3.7595e-05 | 0.00011416 | 0 | 0.14203 | 0 | 0.043508 | 0.33141 | 0 | 0
5477 | 1 | 9.8868e-05 | 1.0443e-05 | 0 | 9.3987e-05 | 0.00011416 | 0.0076661 | 0.085337 | 0 | 0.048398 | 0.34868 | 0 | 0
5478 | 1 | 0.00012344 | 7.7738e-06 | 0 | 0.0001821 | 0.00011416 | 0.062606 | 0.069661 | 0 | 0.18887 | 0.37326 | 0 | 0
5479 | 1 | 0.00013966 | 2.4503e-06 | 0 | 0.0001586 | 0.00011416 | 0.12436 | 0.089463 | 0 | 0.2382 | 0.38337 | 0 | 0
5480 | 1 | 0.00015039 | 0 | 0 | 0.00014685 | 0.00011416 | 0.20571 | 0.13437 | 0 | 0.33474 | 0.38544 | 0 | 0
5481 | 1 | 0.00015979 | 0 | 0 | 0.00016448 | 0.00011416 | 0.29727 | 0.16561 | 0 | 0.30126 | 0.38567 | 0 | 0
5482 | 1 | 0.00015947 | 0 | 0 | 0.00018797 | 0.00011416 | 0.36116 | 0.20014 | 0 | 0.32715 | 0.38792 | 0 | 0
5483 | 1 | 0.0001609 | 0 | 0 | 0.00020677 | 0.00011416 | 0.39779 | 0.25354 | 0 | 0.30599 | 0.38328 | 0 | 0
5484 | 1 | 0.00014918 | 0 | 0 | 0.00018797 | 0.00011416 | 0.41056 | 0.30917 | 0 | 0.22209 | 0.38156 | 0 | 0
5485 | 1 | 0.00014802 | 0 | 0 | 0.00019032 | 0.00011416 | 0.38032 | 0.36834 | 0 | 0.19578 | 0.38084 | 0 | 0
5486 | 1 | 0.0001399 | 0 | 0 | 0.00021382 | 0.00011416 | 0.3569 | 0.42716 | 0 | 0.13946 | 0.37998 | 0 | 0
5487 | 1 | 0.00014186 | 0 | 0 | 0.00022322 | 0.00011416 | 0.31687 | 0.4512 | 0 | 0.13145 | 0.37746 | 0 | 0
5488 | 1 | 0.00014403 | 0 | 0 | 0.00022322 | 0.00011416 | 0.23552 | 0.49847 | 0 | 0.17159 | 0.38292 | 0 | 0
5489 | 1 | 0.00013985 | 0 | 0 | 0.00016448 | 0.00011416 | 0.1529 | 0.47077 | 0 | 0.16383 | 0.40217 | 0 | 0
5490 | 1 | 0.0001399 | 0 | 0 | 0.00011748 | 0.00011416 | 0.057922 | 0.42834 | 0 | 0.1914 | 0.42319 | 0 | 0
5491 | 1 | 0.00013216 | 1.4322e-05 | 0 | 8.8113e-05 | 0.00011416 | 0.0097956 | 0.5178 | 0 | 0.15253 | 0.43018 | 0 | 0
5492 | 1 | 0.00012235 | 2.2213e-05 | 0 | 5.8742e-05 | 0.00011416 | 0 | 0.60856 | 0 | 0.14292 | 0.42089 | 0 | 0
5493 | 1 | 0.0001041 | 2.8616e-05 | 0 | 3.7595e-05 | 0.00011416 | 0 | 0.65017 | 0 | 0.10261 | 0.40736 | 0 | 0
5494 | 1 | 9.5078e-05 | 3.2145e-05 | 0 | 2.3497e-05 | 0.00011416 | 0 | 0.58298 | 0 | 0.082799 | 0.39992 | 0 | 0
5495 | 1 | 6.9853e-05 | 3.3837e-05 | 0 | 9.3987e-06 | 0.00011416 | 0 | 0.53866 | 0 | 0.063238 | 0.39293 | 0 | 0
5496 | 1 | 7.994e-05 | 3.5514e-05 | 0 | 5.8742e-06 | 0.00011416 | 0 | 0.56188 | 0 | 0.063406 | 0.39559 | 0 | 0
5497 | 1 | 7.3278e-05 | 3.7658e-05 | 0 | 2.3497e-06 | 0.00011416 | 0 | 0.57084 | 0 | 0.051012 | 0.40105 | 0 | 0
5498 | 1 | 6.813e-05 | 3.9948e-05 | 0 | 1.1748e-06 | 0.00011416 | 0 | 0.57496 | 0 | 0.051771 | 0.40312 | 0 | 0
5499 | 1 | 6.3495e-05 | 4.2326e-05 | 0 | 1.4098e-05 | 0.00011416 | 0 | 0.57992 | 0 | 0.051012 | 0.40461 | 0 | 0
5500 | 1 | 6.613e-05 | 4.5563e-05 | 0 | 3.7595e-05 | 0.00011416 | 0.00042589 | 0.57638 | 0 | 0.058432 | 0.40479 | 0 | 0
5501 | 1 | 8.2133e-05 | 4.6045e-05 | 0 | 9.3987e-05 | 0.00011416 | 0.013203 | 0.63131 | 0 | 0.052867 | 0.41377 | 0 | 0
5502 | 1 | 0.00011178 | 3.6083e-05 | 0 | 0.0001821 | 0.00011416 | 0.089864 | 0.62129 | 0 | 0.056239 | 0.43474 | 0 | 0
5503 | 1 | 0.00013736 | 1.7079e-05 | 0 | 0.0001586 | 0.00011416 | 0.19761 | 0.59925 | 0 | 0.10447 | 0.45061 | 0 | 0.0015154
5504 | 1 | 0.00015386 | 0 | 0 | 0.00014685 | 0.00011416 | 0.32112 | 0.63685 | 0 | 0.11678 | 0.45603 | 0 | 0.028459
5505 | 1 | 0.0001588 | 0 | 0 | 0.00016448 | 0.00011416 | 0.44378 | 0.6504 | 0 | 0.1747 | 0.45932 | 0 | 0.14656
5506 | 1 | 0.00015864 | 0 | 0 | 0.00018797 | 0.00011416 | 0.53705 | 0.51591 | 0 | 0.26442 | 0.46315 | 0 | 0.14111
5507 | 1 | 0.00015898 | 0 | 0 | 0.00020677 | 0.00011416 | 0.60179 | 0.46193 | 0 | 0.21366 | 0.46027 | 0 | 0.04407
5508 | 1 | 0.00014773 | 0 | 0 | 0.00018797 | 0.00011416 | 0.63714 | 0.46605 | 0 | 0.19503 | 0.43961 | 0 | 0.040883
5509 | 1 | 0.000148 | 0 | 0 | 0.00019032 | 0.00011416 | 0.62138 | 0.42916 | 0 | 0.21071 | 0.43167 | 0 | 0
5510 | 1 | 0.00014684 | 0 | 0 | 0.00021382 | 0.00011416 | 0.55707 | 0.37188 | 0 | 0.20784 | 0.43041 | 0 | 0.0022954
5511 | 1 | 0.00014412 | 0 | 0 | 0.00022322 | 0.00011416 | 0.46082 | 0.33581 | 0 | 0.18828 | 0.4296 | 0 | 0.10804
5512 | 1 | 0.00014582 | 0 | 0 | 0.00022322 | 0.00011416 | 0.33901 | 0.28772 | 0 | 0.25481 | 0.44186 | 0 | 0.00079114
5513 | 1 | 0.00015453 | 0 | 0 | 0.00016448 | 0.00011416 | 0.20784 | 0.22348 | 0 | 0.26956 | 0.44552 | 0 | 0
5514 | 1 | 0.0001556 | 0 | 0 | 0.00011748 | 0.00011416 | 0.07368 | 0.17869 | 0 | 0.27656 | 0.44132 | 0 | 0
5515 | 1 | 0.00015015 | 8.5468e-06 | 0 | 8.8113e-05 | 0.00011416 | 0.011925 | 0.22584 | 0 | 0.24519 | 0.43438 | 0 | 0
5516 | 1 | 0.00014023 | 1.9442e-05 | 0 | 5.8742e-05 | 0.00011416 | 0 | 0.28984 | 0 | 0.20843 | 0.43181 | 0 | 0
5517 | 1 | 0.00012103 | 2.9009e-05 | 0 | 3.7595e-05 | 0.00011416 | 0 | 0.22383 | 0 | 0.18752 | 0.41372 | 0 | 0
5518 | 1 | 0.00011252 | 3.7235e-05 | 0 | 2.3497e-05 | 0.00011416 | 0 | 0.1517 | 0 | 0.045953 | 0.39333 | 0 | 0
5519 | 1 | 0.00010517 | 4.3259e-05 | 0 | 9.3987e-06 | 0.00011416 | 0 | 0.13944 | 0 | 0.077066 | 0.38341 | 0 | 0
5520 | 1 | 8.8954e-05 | 4.7197e-05 | 0 | 5.8742e-06 | 0.00011416 | 0 | 0.21122 | 0 | 0.0586 | 0.38156 | 0 | 0
5521 | 1 | 7.849e-05 | 5.0683e-05 | 0 | 2.3497e-06 | 0.00011416 | 0 | 0.25248 | 0 | 0.050675 | 0.378 | 0 | 0
5522 | 1 | 7.4605e-05 | 5.3862e-05 | 0 | 1.1748e-06 | 0.00011416 | 0 | 0.25377 | 0 | 0.057083 | 0.37353 | 0 | 0
5523 | 1 | 6.7665e-05 | 5.64e-05 | 0 | 1.4098e-05 | 0.00011416 | 0 | 0.29691 | 0 | 0.063744 | 0.37146 | 0 | 0
5524 | 1 | 6.934e-05 | 5.8034e-05 | 0 | 3.7595e-05 | 0.00011416 | 0 | 0.32956 | 0 | 0.074115 | 0.36826 | 0 | 0
5525 | 1 | 8.6159e-05 | 5.2987e-05 | 0 | 9.3987e-05 | 0.00011416 | 0.015332 | 0.29526 | 0 | 0.074874 | 0.38837 | 0 | 0
5526 | 1 | 0.00011528 | 3.5733e-05 | 0 | 0.0001821 | 0.00011416 | 0.09753 | 0.20309 | 0 | 0.21973 | 0.4121 | 0 | 0
5527 | 1 | 0.00014031 | 1.1726e-05 | 0 | 0.0001586 | 0.00011416 | 0.21252 | 0.17315 | 0 | 0.30843 | 0.42229 | 0 | 0
5528 | 1 | 0.00015988 | 0 | 0 | 0.00014685 | 0.00011416 | 0.32964 | 0.14616 | 0 | 0.28997 | 0.41634 | 0 | 0
5529 | 1 | 0.00016549 | 0 | 0 | 0.00016448 | 0.00011416 | 0.4293 | 0.13791 | 0 | 0.26535 | 0.41579 | 0 | 0
5530 | 1 | 0.00016866 | 0 | 0 | 0.00018797 | 0.00011416 | 0.49915 | 0.15653 | 0 | 0.2753 | 0.41584 | 0 | 0
5531 | 1 | 0.00017178 | 0 | 0 | 0.00020677 | 0.00011416 | 0.52853 | 0.17362 | 0 | 0.27175 | 0.40858 | 0 | 0
5532 | 1 | 0.00016497 | 0 | 0 | 0.00018797 | 0.00011416 | 0.52129 | 0.16042 | 0 | 0.27083 | 0.39658 | 0 | 0
5533 | 1 | 0.00016286 | 0 | 0 | 0.00019032 | 0.00011416 | 0.48296 | 0.14793 | 0 | 0.21577 | 0.39825 | 0 | 0
5534 | 1 | 0.00015622 | 0 | 0 | 0.00021382 | 0.00011416 | 0.41567 | 0.13472 | 0 | 0.20531 | 0.39378 | 0 | 0
5535 | 1 | 0.00015344 | 0 | 0 | 0.00022322 | 0.00011416 | 0.33177 | 0.14757 | 0 | 0.19528 | 0.39645 | 0 | 0
5536 | 1 | 0.00015212 | 0 | 0 | 0.00022322 | 0.00011416 | 0.23467 | 0.11645 | 0 | 0.20759 | 0.40781 | 0 | 0
5537 | 1 | 0.00015152 | 0 | 0 | 0.00016448 | 0.00011416 | 0.14097 | 0.10844 | 0 | 0.23752 | 0.42238 | 0 | 0
5538 | 1 | 0.00015029 | 1.1668e-07 | 0 | 0.00011748 | 0.00011416 | 0.048552 | 0.10691 | 0 | 0.32057 | 0.42085 | 0 | 0
5539 | 1 | 0.0001398 | 1.3827e-05 | 0 | 8.8113e-05 | 0.00011416 | 0.0085179 | 0.1339 | 0 | 0.32319 | 0.40939 | 0 | 0
5540 | 1 | 0.00013247 | 1.9996e-05 | 0 | 5.8742e-05 | 0.00011416 | 0 | 0.1715 | 0 | 0.25455 | 0.40299 | 0 | 0
5541 | 1 | 0.00012101 | 2.5305e-05 | 0 | 3.7595e-05 | 0.00011416 | 0 | 0.16796 | 0 | 0.19772 | 0.39108 | 0 | 0
5542 | 1 | 0.00010992 | 2.9826e-05 | 0 | 2.3497e-05 | 0.00011416 | 0 | 0.16325 | 0 | 0.061046 | 0.38589 | 0 | 0
5543 | 1 | 9.1945e-05 | 3.3414e-05 | 0 | 9.3987e-06 | 0.00011416 | 0 | 0.16549 | 0 | 0.043339 | 0.38071 | 0 | 0
5544 | 1 | 8.2246e-05 | 3.709e-05 | 0 | 5.8742e-06 | 0.00011416 | 0 | 0.16101 | 0 | 0.041062 | 0.3803 | 0 | 0
5545 | 1 | 7.5561e-05 | 4.1232e-05 | 0 | 2.3497e-06 | 0.00011416 | 0 | 0.16443 | 0 | 0.040809 | 0.37944 | 0 | 0
5546 | 1 | 7.0077e-05 | 4.533e-05 | 0 | 1.1748e-06 | 0.00011416 | 0 | 0.17893 | 0 | 0.042833 | 0.3798 | 0 | 0
5547 | 1 | 6.8e-05 | 4.9487e-05 | 0 | 1.4098e-05 | 0.00011416 | 0 | 0.18788 | 0 | 0.043086 | 0.38183 | 0 | 0
5548 | 1 | 6.6297e-05 | 5.3921e-05 | 0 | 3.7595e-05 | 0.00011416 | 0.00085179 | 0.17692 | 0 | 0.045868 | 0.38576 | 0 | 0
5549 | 1 | 8.5594e-05 | 5.4329e-05 | 0 | 9.3987e-05 | 0.00011416 | 0.011925 | 0.18246 | 0 | 0.074621 | 0.4019 | 0 | 0
5550 | 1 | 0.00011325 | 4.6074e-05 | 0 | 0.0001821 | 0.00011416 | 0.084753 | 0.16066 | 0 | 0.19022 | 0.40867 | 0 | 0
5551 | 1 | 0.00014631 | 3.3079e-05 | 0 | 0.0001586 | 0.00011416 | 0.17675 | 0.14628 | 0 | 0.20801 | 0.41264 | 0 | 0
5552 | 1 | 0.00014819 | 1.6977e-05 | 0 | 0.00014685 | 0.00011416 | 0.26959 | 0.12388 | 0 | 0.20616 | 0.41183 | 0 | 0
5553 | 1 | 0.0001739 | 1.6043e-07 | 0 | 0.00016448 | 0.00011416 | 0.37479 | 0.14745 | 0 | 0.21105 | 0.41241 | 0 | 0
5554 | 1 | 0.00018326 | 0 | 0 | 0.00018797 | 0.00011416 | 0.4655 | 0.18906 | 0 | 0.2113 | 0.41426 | 0 | 0
5555 | 1 | 0.00018455 | 0 | 0 | 0.00020677 | 0.00011416 | 0.51533 | 0.22112 | 0 | 0.18111 | 0.40389 | 0 | 0
5556 | 1 | 0.00018065 | 0 | 0 | 0.00018797 | 0.00011416 | 0.53492 | 0.21924 | 0 | 0.12302 | 0.39965 | 0 | 0
5557 | 1 | 0.00017222 | 0 | 0 | 0.00019032 | 0.00011416 | 0.53024 | 0.17586 | 0 | 0.08516 | 0.4019 | 0 | 0
5558 | 1 | 0.00016161 | 0 | 0 | 0.00021382 | 0.00011416 | 0.4868 | 0.15111 | 0 | 0.082968 | 0.40226 | 0 | 0
5559 | 1 | 0.00015974 | 0 | 0 | 0.00022322 | 0.00011416 | 0.38671 | 0.16655 | 0 | 0.069224 | 0.39996 | 0 | 0
5560 | 1 | 0.00015247 | 0 | 0 | 0.00022322 | 0.00011416 | 0.28194 | 0.19189 | 0 | 0.12782 | 0.41169 | 0 | 0
5561 | 1 | 0.00013757 | 0 | 0 | 0.00016448 | 0.00011416 | 0.17462 | 0.18093 | 0 | 0.19612 | 0.41809 | 0 | 0
5562 | 1 | 0.0001338 | 4.9589e-07 | 0 | 0.00011748 | 0.00011416 | 0.060477 | 0.18942 | 0 | 0.18288 | 0.41656 | 0 | 0
5563 | 1 | 0.0001254 | 2.0113e-05 | 0 | 8.8113e-05 | 0.00011416 | 0.0093697 | 0.21228 | 0 | 0.18238 | 0.42089 | 0 | 0
5564 | 1 | 0.00012359 | 2.7989e-05 | 0 | 5.8742e-05 | 0.00011416 | 0 | 0.19932 | 0 | 0.17943 | 0.41259 | 0 | 0
5565 | 1 | 0.00011391 | 3.5339e-05 | 0 | 3.7595e-05 | 0.00011416 | 0 | 0.15677 | 0 | 0.068381 | 0.39996 | 0 | 0
5566 | 1 | 0.00010966 | 4.1159e-05 | 0 | 2.3497e-05 | 0.00011416 | 0 | 0.12176 | 0 | 0.039376 | 0.39433 | 0 | 0
5567 | 1 | 9.2697e-05 | 4.6118e-05 | 0 | 9.3987e-06 | 0.00011416 | 0 | 0.11987 | 0 | 0.047133 | 0.38734 | 0 | 0
5568 | 1 | 8.3021e-05 | 4.9428e-05 | 0 | 5.8742e-06 | 0.00011416 | 0 | 0.096653 | 0 | 0.074368 | 0.38328 | 0 | 0
5569 | 1 | 7.096e-05 | 5.1456e-05 | 0 | 2.3497e-06 | 0.00011416 | 0 | 0.081094 | 0 | 0.071754 | 0.37953 | 0 | 0
5570 | 1 | 7.1435e-05 | 5.2987e-05 | 0 | 1.1748e-06 | 0.00011416 | 0 | 0.061292 | 0 | 0.071585 | 0.37241 | 0 | 0
5571 | 1 | 6.6612e-05 | 5.4562e-05 | 0 | 1.4098e-05 | 0.00011416 | 0 | 0.037129 | 0 | 0.072513 | 0.3702 | 0 | 0
5572 | 1 | 7.2463e-05 | 5.8267e-05 | 0 | 3.7595e-05 | 0.00011416 | 0.00042589 | 0.034653 | 0 | 0.12032 | 0.3711 | 0 | 0
5573 | 1 | 9.1936e-05 | 5.4694e-05 | 0 | 9.3987e-05 | 0.00011416 | 0.011925 | 0.041608 | 0 | 0.099157 | 0.38982 | 0 | 0
5574 | 1 | 0.00012026 | 3.4741e-05 | 0 | 0.0001821 | 0.00011416 | 0.085605 | 0.042315 | 0 | 0.069983 | 0.40849 | 0 | 0
5575 | 1 | 0.00014386 | 7.4092e-06 | 0 | 0.0001586 | 0.00011416 | 0.19293 | 0.027935 | 0 | 0.078752 | 0.41404 | 0 | 0.020369
5576 | 1 | 0.00016135 | 0 | 0 | 0.00014685 | 0.00011416 | 0.31218 | 0.026756 | 0 | 0.083221 | 0.41868 | 0 | 0.038265
5577 | 1 | 0.00016307 | 0 | 0 | 0.00016448 | 0.00011416 | 0.42547 | 0.026049 | 0 | 0.064334 | 0.41647 | 0 | 0.053642
5578 | 1 | 0.00016749 | 0 | 0 | 0.00018797 | 0.00011416 | 0.5132 | 0.025813 | 0 | 0.084401 | 0.40565 | 0 | 0
5579 | 1 | 0.00017324 | 0 | 0 | 0.00020677 | 0.00011416 | 0.55664 | 0.015087 | 0 | 0.05 | 0.3982 | 0 | 0
5580 | 1 | 0.0001647 | 0 | 0 | 0.00018797 | 0.00011416 | 0.54727 | 0.014026 | 0 | 0.049325 | 0.38995 | 0 | 0.02135
5581 | 1 | 0.00015652 | 0 | 0 | 0.00019032 | 0.00011416 | 0.50596 | 0.012966 | 0 | 0.048651 | 0.38909 | 0 | 0.035301
5582 | 1 | 0.00015194 | 0 | 0 | 0.00021382 | 0.00011416 | 0.45869 | 0.009901 | 0 | 0.04199 | 0.38891 | 0 | 0.0081454
5583 | 1 | 0.0001497 | 0 | 0 | 0.00022322 | 0.00011416 | 0.39395 | 0.0086044 | 0 | 0.040472 | 0.38706 | 0 | 0.0081789
5584 | 1 | 0.00015004 | 0 | 0 | 0.00022322 | 0.00011416 | 0.28492 | 0.012612 | 0 | 0.034823 | 0.40483 | 0 | 0.0079671
5585 | 1 | 0.00015342 | 0 | 0 | 0.00016448 | 0.00011416 | 0.17036 | 0.018741 | 0 | 0.1113 | 0.41841 | 0 | 0
5586 | 1 | 0.0001405 | 0 | 0 | 0.00011748 | 0.00011416 | 0.059199 | 0.0075436 | 0 | 0.17589 | 0.41967 | 0 | 0
5587 | 1 | 0.00012529 | 0 | 0 | 8.8113e-05 | 0.00011416 | 0.0093697 | 0.0097831 | 0 | 0.17833 | 0.40957 | 0 | 0
5588 | 1 | 0.0001195 | 2.9462e-06 | 0 | 5.8742e-05 | 0.00011416 | 0 | 0.023574 | 0 | 0.14384 | 0.4015 | 0 | 0
5589 | 1 | 0.00010827 | 1.3608e-05 | 0 | 3.7595e-05 | 0.00011416 | 0 | 0.056695 | 0 | 0.12319 | 0.3854 | 0 | 0
5590 | 1 | 0.00010658 | 2.618e-05 | 0 | 2.3497e-05 | 0.00011416 | 0 | 0.0752 | 0 | 0.048229 | 0.37971 | 0 | 0
5591 | 1 | 9.4452e-05 | 3.7688e-05 | 0 | 9.3987e-06 | 0.00011416 | 0 | 0.096888 | 0 | 0.045616 | 0.37178 | 0 | 0
5592 | 1 | 8.8932e-05 | 4.6789e-05 | 0 | 5.8742e-06 | 0.00011416 | 0 | 0.11657 | 0 | 0.043592 | 0.37232 | 0 | 0
5593 | 1 | 7.5243e-05 | 5.376e-05 | 0 | 2.3497e-06 | 0.00011416 | 0 | 0.099835 | 0 | 0.035245 | 0.36654 | 0 | 0
5594 | 1 | 6.7087e-05 | 6.0644e-05 | 0 | 1.1748e-06 | 0.00011416 | 0 | 0.10149 | 0 | 0.031956 | 0.35734 | 0 | 0
5595 | 1 | 6.1717e-05 | 6.6916e-05 | 0 | 1.4098e-05 | 0.00011416 | 0 | 0.097949 | 0 | 0.032125 | 0.35288 | 0 | 0
5596 | 1 | 6.0523e-05 | 7.3566e-05 | 0 | 3.7595e-05 | 0.00011416 | 0.00085179 | 0.090288 | 0 | 0.059528 | 0.35008 | 0 | 0
5597 | 1 | 6.6101e-05 | 7.1889e-05 | 0 | 9.3987e-05 | 0.00011416 | 0.017036 | 0.075908 | 0 | 0.08027 | 0.35103 | 0 | 0
5598 | 1 | 7.9619e-05 | 4.1815e-05 | 0 | 0.0001821 | 0.00011416 | 0.11882 | 0.054573 | 0 | 0.17108 | 0.36975 | 0 | 0
5599 | 1 | 9.9844e-05 | 2.3773e-06 | 0 | 0.0001586 | 0.00011416 | 0.27683 | 0.022041 | 0 | 0.15067 | 0.37985 | 0 | 0.22809
5600 | 1 | 0.00011387 | 0 | 0 | 0.00014685 | 0.00011416 | 0.45613 | 0.014144 | 0 | 0.089292 | 0.3826 | 0 | 0.39928
5601 | 1 | 0.00012082 | 0 | 0 | 0.00016448 | 0.00011416 | 0.6184 | 0.0073079 | 0 | 0.059022 | 0.37813 | 0 | 0.56041
5602 | 1 | 0.00012751 | 0 | 0 | 0.00018797 | 0.00011416 | 0.73467 | 0.0070721 | 0 | 0.056914 | 0.37444 | 0 | 0.56054
5603 | 1 | 0.00012975 | 0 | 0 | 0.00020677 | 0.00011416 | 0.79898 | 0.0060113 | 0 | 0.054047 | 0.36032 | 0 | 0.54621
5604 | 1 | 0.00012364 | 0 | 1.904e-05 | 0.00018797 | 0.00011416 | 0.78024 | 0.0060113 | 0 | 0.054637 | 0.35026 | 0 | 0.62987
5605 | 1 | 0.00011909 | 0 | 9.6489e-05 | 0.00019032 | 0.00011416 | 0.70528 | 0.0051862 | 0 | 0.067285 | 0.34796 | 0 | 0.43161
5606 | 1 | 0.00011593 | 0 | 6.2927e-05 | 0.00021382 | 0.00011416 | 0.62266 | 0.0053041 | 0 | 0.06172 | 0.34607 | 0 | 0.36203
5607 | 1 | 0.00011574 | 0 | 0 | 0.00022322 | 0.00011416 | 0.50937 | 0.01108 | 0 | 0.057336 | 0.34422 | 0 | 0.37714
5608 | 1 | 0.00011705 | 0 | 0 | 0.00022322 | 0.00011416 | 0.36414 | 0.01662 | 0 | 0.047218 | 0.34368 | 0 | 0.2112
5609 | 1 | 0.0001175 | 0 | 0 | 0.00016448 | 0.00011416 | 0.2155 | 0.01992 | 0 | 0.1199 | 0.35793 | 0 | 0
5610 | 1 | 0.00011369 | 0 | 0 | 0.00011748 | 0.00011416 | 0.07155 | 0.030882 | 0 | 0.10852 | 0.37439 | 0 | 0
5611 | 1 | 0.00010798 | 4.0838e-06 | 0 | 8.8113e-05 | 0.00011416 | 0.0097956 | 0.15134 | 0 | 0.10843 | 0.37574 | 0 | 0
5612 | 1 | 0.00010374 | 1.8027e-05 | 0 | 5.8742e-05 | 0.00011416 | 0 | 0.18918 | 0 | 0.10177 | 0.36397 | 0 | 0
5613 | 1 | 9.2153e-05 | 3.1416e-05 | 0 | 3.7595e-05 | 0.00011416 | 0 | 0.14969 | 0 | 0.052361 | 0.35279 | 0 | 0
5614 | 1 | 9.0129e-05 | 4.323e-05 | 0 | 2.3497e-05 | 0.00011416 | 0 | 0.12647 | 0 | 0.039123 | 0.34539 | 0 | 0
5615 | 1 | 8.4055e-05 | 5.2214e-05 | 0 | 9.3987e-06 | 0.00011416 | 0 | 0.12258 | 0 | 0.043929 | 0.32879 | 0 | 0
5616 | 1 | 6.8299e-05 | 5.8617e-05 | 0 | 5.8742e-06 | 0.00011416 | 0 | 0.1174 | 0 | 0.05801 | 0.32325 | 0 | 0
5617 | 1 | 5.7088e-05 | 6.4801e-05 | 0 | 2.3497e-06 | 0.00011416 | 0 | 0.1009 | 0 | 0.051265 | 0.31576 | 0 | 0
5618 | 1 | 5.5271e-05 | 6.9979e-05 | 0 | 1.1748e-06 | 0.00011416 | 0 | 0.077558 | 0 | 0.069815 | 0.31359 | 0 | 0
5619 | 1 | 4.9962e-05 | 7.4092e-05 | 0 | 1.4098e-05 | 0.00011416 | 0 | 0.090288 | 0 | 0.068634 | 0.31098 | 0 | 0
5620 | 1 | 5.0294e-05 | 7.8905e-05 | 0 | 3.7595e-05 | 0.00011416 | 0.00085179 | 0.12966 | 0 | 0.067875 | 0.30904 | 0 | 0
5621 | 1 | 5.3324e-05 | 7.3187e-05 | 0 | 9.3987e-05 | 0.00011416 | 0.017036 | 0.15877 | 0 | 0.069899 | 0.3062 | 0 | 0
5622 | 1 | 6.9931e-05 | 4.0152e-05 | 0 | 0.0001821 | 0.00011416 | 0.11457 | 0.15629 | 0 | 0.079258 | 0.31156 | 0 | 0
5623 | 1 | 8.1064e-05 | 4.0838e-06 | 0 | 0.0001586 | 0.00011416 | 0.27172 | 0.14828 | 0 | 0.060877 | 0.31553 | 0 | 0.31557
5624 | 1 | 9.0978e-05 | 0 | 0 | 0.00014685 | 0.00011416 | 0.45273 | 0.1735 | 0 | 0.056408 | 0.32546 | 0 | 0.52495
5625 | 1 | 9.8025e-05 | 0 | 0 | 0.00016448 | 0.00011416 | 0.60221 | 0.219 | 0 | 0.051602 | 0.32203 | 0 | 0.73692
5626 | 1 | 0.00010668 | 0 | 0 | 0.00018797 | 0.00011416 | 0.70102 | 0.2698 | 0 | 0.049241 | 0.32153 | 0 | 0.79527
5627 | 1 | 0.00011014 | 0 | 0 | 0.00020677 | 0.00011416 | 0.74659 | 0.35868 | 0 | 0.046374 | 0.31815 | 0 | 0.89462
5628 | 1 | 0.00010608 | 0 | 0.00013941 | 0.00018797 | 0.00011416 | 0.74446 | 0.43164 | 0 | 0.044857 | 0.30372 | 0 | 0.11438
5629 | 1 | 9.9744e-05 | 0 | 0.00025913 | 0.00019032 | 0.00011416 | 0.70698 | 0.45427 | 0 | 0.042411 | 0.29361 | 0 | 0.22114
5630 | 1 | 9.7696e-05 | 0 | 0.00026042 | 0.00021382 | 0.00011416 | 0.62777 | 0.47313 | 0 | 0.066695 | 0.3011 | 0 | 0.47853
5631 | 1 | 9.6504e-05 | 0 | 0.00016167 | 0.00022322 | 0.00011416 | 0.50468 | 0.48998 | 0 | 0.066779 | 0.30295 | 0 | 0.43668
5632 | 1 | 9.9692e-05 | 0 | 0 | 0.00022322 | 0.00011416 | 0.3569 | 0.47289 | 0 | 0.048145 | 0.30435 | 0 | 0.2901
5633 | 1 | 0.00010033 | 0 | 0 | 0.00016448 | 0.00011416 | 0.19634 | 0.42468 | 0 | 0.041484 | 0.31359 | 0 | 0
5634 | 1 | 9.9929e-05 | 0 | 0 | 0.00011748 | 0.00011416 | 0.059199 | 0.4057 | 0 | 0.045447 | 0.32469 | 0 | 0
5635 | 1 | 0.00010729 | 0 | 0 | 8.8113e-05 | 0.00011416 | 0.0085179 | 0.49387 | 0 | 0.08828 | 0.33741 | 0 | 0
5636 | 1 | 0.00010678 | 0 | 0 | 5.8742e-05 | 0.00011416 | 0 | 0.5706 | 0 | 0.13702 | 0.3333 | 0 | 0
5637 | 1 | 9.6657e-05 | 9.8448e-06 | 0 | 3.7595e-05 | 0.00011416 | 0 | 0.58557 | 0 | 0.07032 | 0.32095 | 0 | 0
5638 | 1 | 9.9926e-05 | 2.0681e-05 | 0 | 2.3497e-05 | 0.00011416 | 0 | 0.52782 | 0 | 0.052698 | 0.30611 | 0 | 0
5639 | 1 | 8.4372e-05 | 2.9476e-05 | 0 | 9.3987e-06 | 0.00011416 | 0 | 0.54538 | 0 | 0.040219 | 0.2988 | 0 | 0
5640 | 1 | 7.3302e-05 | 3.6725e-05 | 0 | 5.8742e-06 | 0.00011416 | 0 | 0.5244 | 0 | 0.045025 | 0.29271 | 0 | 0
5641 | 1 | 6.7652e-05 | 4.2632e-05 | 0 | 2.3497e-06 | 0.00011416 | 0 | 0.52393 | 0 | 0.040978 | 0.28955 | 0 | 0
5642 | 1 | 6.5658e-05 | 4.7751e-05 | 0 | 1.1748e-06 | 0.00011416 | 0 | 0.52334 | 0 | 0.039039 | 0.29001 | 0 | 0
5643 | 1 | 6.2017e-05 | 5.2214e-05 | 0 | 1.4098e-05 | 0.00011416 | 0 | 0.5508 | 0 | 0.039798 | 0.28793 | 0 | 0
5644 | 1 | 6.5808e-05 | 5.5612e-05 | 0 | 3.7595e-05 | 0.00011416 | 0.00042589 | 0.55823 | 0 | 0.043339 | 0.28531 | 0 | 0
5645 | 1 | 8.4709e-05 | 5.2506e-05 | 0 | 9.3987e-05 | 0.00011416 | 0.013203 | 0.56259 | 0 | 0.17175 | 0.30967 | 0 | 0
5646 | 1 | 0.00011471 | 2.5786e-05 | 0 | 0.0001821 | 0.00011416 | 0.10349 | 0.49965 | 0 | 0.22218 | 0.33078 | 0 | 0
5647 | 1 | 0.00014369 | 0 | 0 | 0.0001586 | 0.00011416 | 0.24574 | 0.48562 | 0 | 0.28617 | 0.33141 | 0 | 0
5648 | 1 | 0.00015915 | 0 | 0 | 0.00014685 | 0.00011416 | 0.41141 | 0.56695 | 0 | 0.27403 | 0.32288 | 0 | 0.1205
5649 | 1 | 0.00016269 | 0 | 0 | 0.00016448 | 0.00011416 | 0.56644 | 0.69566 | 0 | 0.2586 | 0.32216 | 0 | 0.40645
5650 | 1 | 0.00015918 | 0 | 0.00045179 | 0.00018797 | 0.00011416 | 0.67973 | 0.82367 | 0 | 0.29545 | 0.31017 | 0 | 0.47406
5651 | 1 | 0.00015426 | 0 | 0.00082645 | 0.00020677 | 0.00011416 | 0.72487 | 0.82944 | 0 | 0.20936 | 0.31292 | 0 | 0.45952
5652 | 1 | 0.00015112 | 0 | 0.0010862 | 0.00018797 | 0.00011416 | 0.72189 | 0.83805 | 0 | 0.23836 | 0.31495 | 0 | 0.42931
5653 | 1 | 0.0001491 | 0 | 0.0012282 | 0.00019032 | 0.00011416 | 0.66397 | 0.85314 | 0 | 0.19047 | 0.31192 | 0 | 0.30835
5654 | 1 | 0.00015235 | 0 | 0.0012356 | 0.00021382 | 0.00011416 | 0.56857 | 0.84595 | 0 | 0.20093 | 0.31247 | 0 | 0.25232
5655 | 1 | 0.00015256 | 0 | 0.001102 | 0.00022322 | 0.00011416 | 0.43654 | 0.84901 | 0 | 0.17395 | 0.31788 | 0 | 0.19965
5656 | 1 | 0.00015308 | 0 | 0.00083903 | 0.00022322 | 0.00011416 | 0.29983 | 0.8509 | 0 | 0.18659 | 0.31887 | 0 | 0
5657 | 1 | 0.00015394 | 0 | 0.00038434 | 0.00016448 | 0.00011416 | 0.17376 | 0.81082 | 0 | 0.22099 | 0.33001 | 0 | 0
5658 | 1 | 0.00015143 | 0 | 0 | 0.00011748 | 0.00011416 | 0.051107 | 0.77039 | 0 | 0.18381 | 0.3435 | 0 | 0
5659 | 1 | 0.00014974 | 0 | 0 | 8.8113e-05 | 0.00011416 | 0.0051107 | 0.75047 | 0 | 0.044519 | 0.33971 | 0 | 0
5660 | 1 | 0.00014305 | 0 | 0 | 5.8742e-05 | 0.00011416 | 0 | 0.77086 | 0 | 0.035076 | 0.33817 | 0 | 0
5661 | 1 | 0.0001307 | 0 | 0 | 3.7595e-05 | 0.00011416 | 0 | 0.78925 | 0 | 0.040051 | 0.32514 | 0 | 0
5662 | 1 | 0.00012035 | 0 | 0 | 2.3497e-05 | 0.00011416 | 0 | 0.83428 | 0 | 0.036931 | 0.31292 | 0 | 0
5663 | 1 | 0.00010042 | 0 | 0 | 9.3987e-06 | 0.00011416 | 0 | 0.78913 | 0 | 0.04941 | 0.30579 | 0 | 0
5664 | 1 | 9.3211e-05 | 3.2524e-06 | 0 | 5.8742e-06 | 0.00011416 | 0 | 0.66431 | 0 | 0.061383 | 0.29975 | 0 | 0
5665 | 1 | 8.5463e-05 | 1.0545e-05 | 0 | 2.3497e-06 | 0.00011416 | 0 | 0.47289 | 0 | 0.055734 | 0.30074 | 0 | 0
5666 | 1 | 8.6174e-05 | 1.7196e-05 | 0 | 1.1748e-06 | 0.00011416 | 0 | 0.27805 | 0 | 0.046627 | 0.29785 | 0 | 0
5667 | 1 | 8.3596e-05 | 2.1279e-05 | 0 | 1.4098e-05 | 0.00011416 | 0 | 0.19802 | 0 | 0.042411 | 0.29176 | 0 | 0
5668 | 1 | 8.461e-05 | 2.6195e-05 | 0 | 3.7595e-05 | 0.00011416 | 0.00085179 | 0.20061 | 0 | 0.045784 | 0.28789 | 0 | 0
5669 | 1 | 9.6502e-05 | 3.1212e-05 | 0 | 9.3987e-05 | 0.00011416 | 0.0093697 | 0.26756 | 0 | 0.044013 | 0.29582 | 0 | 0
5670 | 1 | 0.00012433 | 2.6078e-05 | 0 | 0.0001821 | 0.00011416 | 0.076661 | 0.38201 | 0 | 0.13145 | 0.31752 | 0 | 0
5671 | 1 | 0.00014076 | 1.0297e-05 | 0 | 0.0001586 | 0.00011416 | 0.17973 | 0.56966 | 0 | 0.15801 | 0.32505 | 0 | 0
5672 | 1 | 0.0001523 | 0 | 0 | 0.00014685 | 0.00011416 | 0.31133 | 0.6207 | 0 | 0.15236 | 0.32947 | 0 | 0
5673 | 1 | 0.00014159 | 0 | 0 | 0.00016448 | 0.00011416 | 0.43271 | 0.56542 | 0 | 0.14696 | 0.3273 | 0 | 0
5674 | 1 | 0.00013289 | 0 | 0 | 0.00018797 | 0.00011416 | 0.51533 | 0.42339 | 0 | 0.22378 | 0.32532 | 0 | 0
5675 | 1 | 0.00013493 | 0 | 0 | 0.00020677 | 0.00011416 | 0.56218 | 0.24493 | 0 | 0.18255 | 0.31571 | 0 | 0
5676 | 1 | 0.00012705 | 0 | 0 | 0.00018797 | 0.00011416 | 0.56729 | 0.1458 | 0 | 0.17167 | 0.30895 | 0 | 0
5677 | 1 | 0.00012357 | 0 | 0 | 0.00019032 | 0.00011416 | 0.52726 | 0.08793 | 0 | 0.16897 | 0.30728 | 0 | 0
5678 | 1 | 0.00012508 | 0 | 0 | 0.00021382 | 0.00011416 | 0.454 | 0.052687 | 0 | 0.19941 | 0.30394 | 0 | 0
5679 | 1 | 0.00012984 | 0 | 0 | 0.00022322 | 0.00011416 | 0.35434 | 0.043258 | 0 | 0.13929 | 0.30345 | 0 | 0
5680 | 1 | 0.00013239 | 0 | 0 | 0.00022322 | 0.00011416 | 0.24489 | 0.040193 | 0 | 0.27572 | 0.30944 | 0 | 0
5681 | 1 | 0.00012795 | 0 | 0 | 0.00016448 | 0.00011416 | 0.14991 | 0.048208 | 0 | 0.2699 | 0.33191 | 0 | 0
5682 | 1 | 0.00014707 | 0 | 0 | 0.00011748 | 0.00011416 | 0.047274 | 0.059524 | 0 | 0.26105 | 0.34823 | 0 | 0
5683 | 1 | 0.00014977 | 1.3491e-05 | 0 | 8.8113e-05 | 0.00011416 | 0.0051107 | 0.045262 | 0 | 0.26509 | 0.35301 | 0 | 0
5684 | 1 | 0.00014897 | 2.303e-05 | 0 | 5.8742e-05 | 0.00011416 | 0 | 0.031825 | 0 | 0.25624 | 0.34692 | 0 | 0
5685 | 1 | 0.00013604 | 3.1839e-05 | 0 | 3.7595e-05 | 0.00011416 | 0 | 0.030528 | 0 | 0.18137 | 0.32974 | 0 | 0
5686 | 1 | 0.0001163 | 3.9919e-05 | 0 | 2.3497e-05 | 0.00011416 | 0 | 0.017916 | 0 | 0.044266 | 0.32176 | 0 | 0
5687 | 1 | 0.00010692 | 4.7051e-05 | 0 | 9.3987e-06 | 0.00011416 | 0 | 0.0064828 | 0 | 0.03457 | 0.31544 | 0 | 0
5688 | 1 | 9.2334e-05 | 5.4504e-05 | 0 | 5.8742e-06 | 0.00011416 | 0 | 0.0060113 | 0 | 0.03145 | 0.31377 | 0 | 0
5689 | 1 | 7.9872e-05 | 5.9857e-05 | 0 | 2.3497e-06 | 0.00011416 | 0 | 0.012258 | 0 | 0.027234 | 0.31053 | 0 | 0
5690 | 1 | 7.7655e-05 | 6.3649e-05 | 0 | 1.1748e-06 | 0.00011416 | 0 | 0.033003 | 0 | 0.027403 | 0.31174 | 0 | 0
5691 | 1 | 7.1143e-05 | 6.6551e-05 | 0 | 1.4098e-05 | 0.00011416 | 0 | 0.051627 | 0 | 0.025717 | 0.31215 | 0 | 0
5692 | 1 | 7.1821e-05 | 7.205e-05 | 0 | 3.7595e-05 | 0.00011416 | 0.00085179 | 0.057638 | 0 | 0.029427 | 0.32167 | 0 | 0
5693 | 1 | 8.9985e-05 | 7.1729e-05 | 0 | 9.3987e-05 | 0.00011416 | 0.013629 | 0.070603 | 0 | 0.078415 | 0.33908 | 0 | 0
5694 | 1 | 0.00012422 | 3.9744e-05 | 0 | 0.0001821 | 0.00011416 | 0.1069 | 0.085219 | 0 | 0.12648 | 0.34949 | 0 | 0
5695 | 1 | 0.0001544 | 0 | 0 | 0.0001586 | 0.00011416 | 0.25767 | 0.044437 | 0 | 0.15987 | 0.35256 | 0 | 0.23886
5696 | 1 | 0.00016418 | 0 | 0 | 0.00014685 | 0.00011416 | 0.43271 | 0.013201 | 0 | 0.062816 | 0.3536 | 0 | 0.47037
5697 | 1 | 0.00016375 | 0 | 0 | 0.00016448 | 0.00011416 | 0.59412 | 0.0077793 | 0 | 0.042664 | 0.3568 | 0 | 0.6503
5698 | 1 | 0.00015921 | 0 | 8.0353e-05 | 0.00018797 | 0.00011416 | 0.71891 | 0.0035361 | 0 | 0.051602 | 0.35928 | 0 | 0.85303
5699 | 1 | 0.00015967 | 0 | 0.00042597 | 0.00020677 | 0.00011416 | 0.79813 | 0.0018859 | 0 | 0.087605 | 0.34174 | 0 | 0.87669
5700 | 1 | 0.00015264 | 0 | 0.00070317 | 0.00018797 | 0.00011416 | 0.82112 | 0.0028288 | 0 | 0.058347 | 0.32911 | 0 | 0.93356
5701 | 1 | 0.00015053 | 0 | 0.00083387 | 0.00019032 | 0.00011416 | 0.78322 | 0.0040075 | 0 | 0.060118 | 0.3287 | 0 | 0.87653
5702 | 1 | 0.00014719 | 0 | 0.00088582 | 0.00021382 | 0.00011416 | 0.69378 | 0.0063649 | 0 | 0.050084 | 0.32518 | 0 | 0.70473
5703 | 1 | 0.00014537 | 0 | 0.00080515 | 0.00022322 | 0.00011416 | 0.55451 | 0.01049 | 0 | 0.044941 | 0.32839 | 0 | 0.48894
5704 | 1 | 0.00014398 | 0 | 0.0006496 | 0.00022322 | 0.00011416 | 0.38629 | 0.014498 | 0 | 0.11374 | 0.32767 | 0 | 0
5705 | 1 | 0.00015374 | 0 | 0.00014005 | 0.00016448 | 0.00011416 | 0.20997 | 0.018388 | 0 | 0.20455 | 0.33281 | 0 | 0
5706 | 1 | 0.00015634 | 0 | 0 | 0.00011748 | 0.00011416 | 0.058773 | 0.031589 | 0 | 0.24258 | 0.34959 | 0 | 0
5707 | 1 | 0.00015386 | 0 | 0 | 8.8113e-05 | 0.00011416 | 0.0055366 | 0.071075 | 0 | 0.22251 | 0.3596 | 0 | 0
5708 | 1 | 0.00015092 | 0 | 0 | 5.8742e-05 | 0.00011416 | 0 | 0.12765 | 0 | 0.12707 | 0.35107 | 0 | 0
5709 | 1 | 0.00013593 | 1.0209e-07 | 0 | 3.7595e-05 | 0.00011416 | 0 | 0.18647 | 0 | 0.050506 | 0.33926 | 0 | 0
5710 | 1 | 0.00012617 | 8.4155e-06 | 0 | 2.3497e-05 | 0.00011416 | 0 | 0.23208 | 0 | 0.029511 | 0.33181 | 0 | 0
5711 | 1 | 0.00010709 | 1.5125e-05 | 0 | 9.3987e-06 | 0.00011416 | 0 | 0.24151 | 0 | 0.032715 | 0.3172 | 0 | 0
5712 | 1 | 9.7786e-05 | 2.1586e-05 | 0 | 5.8742e-06 | 0.00011416 | 0 | 0.28395 | 0 | 0.031788 | 0.30669 | 0 | 0
5713 | 1 | 8.6955e-05 | 2.7143e-05 | 0 | 2.3497e-06 | 0.00011416 | 0 | 0.2955 | 0 | 0.028246 | 0.30475 | 0 | 0
5714 | 1 | 7.5579e-05 | 3.2627e-05 | 0 | 1.1748e-06 | 0.00011416 | 0 | 0.29632 | 0 | 0.02715 | 0.30363 | 0 | 0
5715 | 1 | 7.242e-05 | 3.76e-05 | 0 | 1.4098e-05 | 0.00011416 | 0 | 0.34477 | 0 | 0.026223 | 0.30529 | 0 | 0
5716 | 1 | 7.3417e-05 | 4.3449e-05 | 0 | 3.7595e-05 | 0.00011416 | 0.00085179 | 0.31624 | 0 | 0.031535 | 0.30376 | 0 | 0
5717 | 1 | 9.9571e-05 | 4.2661e-05 | 0 | 9.3987e-05 | 0.00011416 | 0.013629 | 0.30198 | 0 | 0.036762 | 0.32275 | 0 | 0
5718 | 1 | 0.00013067 | 5.9361e-06 | 0 | 0.0001821 | 0.00011416 | 0.10988 | 0.20321 | 0 | 0.041147 | 0.33917 | 0 | 0
5719 | 1 | 0.0001527 | 0 | 0 | 0.0001586 | 0.00011416 | 0.26874 | 0.12376 | 0 | 0.12673 | 0.3453 | 0 | 0.26526
5720 | 1 | 0.00015785 | 0 | 0 | 0.00014685 | 0.00011416 | 0.45315 | 0.13119 | 0 | 0.11071 | 0.33497 | 0 | 0.53175
5721 | 1 | 0.00015217 | 0 | 0.0006467 | 0.00016448 | 0.00011416 | 0.61584 | 0.21322 | 0 | 0.065261 | 0.32622 | 0 | 0.7221
5722 | 1 | 0.00014634 | 0 | 0.0012298 | 0.00018797 | 0.00011416 | 0.73765 | 0.21193 | 0 | 0.14604 | 0.32658 | 0 | 0.82311
5723 | 1 | 0.00013527 | 0 | 0.001619 | 0.00020677 | 0.00011416 | 0.80664 | 0.16914 | 0 | 0.070995 | 0.31693 | 0 | 0.84487
5724 | 1 | 0.0001302 | 0 | 0.0018707 | 0.00018797 | 0.00011416 | 0.81857 | 0.1484 | 0 | 0.17133 | 0.30552 | 0 | 0.90064
5725 | 1 | 0.00011513 | 0 | 0.0019966 | 0.00019032 | 0.00011416 | 0.77683 | 0.19189 | 0 | 0.080776 | 0.30471 | 0 | 0.84542
5726 | 1 | 0.00012317 | 0 | 0.0020069 | 0.00021382 | 0.00011416 | 0.68654 | 0.26674 | 0 | 0.13963 | 0.30593 | 0 | 0.69
5727 | 1 | 0.00011907 | 0 | 0.0018646 | 0.00022322 | 0.00011416 | 0.5477 | 0.28147 | 0 | 0.16391 | 0.30606 | 0 | 0.48604
5728 | 1 | 0.00012077 | 0 | 0.0015996 | 0.00022322 | 0.00011416 | 0.37394 | 0.30233 | 0 | 0.22234 | 0.31418 | 0 | 0
5729 | 1 | 0.00013009 | 0 | 0.0009878 | 0.00016448 | 0.00011416 | 0.19932 | 0.31117 | 0 | 0.34511 | 0.33664 | 0 | 0
5730 | 1 | 0.00014688 | 0 | 0 | 0.00011748 | 0.00011416 | 0.053237 | 0.31813 | 0 | 0.33895 | 0.34841 | 0 | 0
5731 | 1 | 0.0001531 | 0 | 0 | 8.8113e-05 | 0.00011416 | 0.0046848 | 0.38284 | 0 | 0.26012 | 0.34169 | 0 | 0
5732 | 1 | 0.00014442 | 0 | 0 | 5.8742e-05 | 0.00011416 | 0 | 0.42928 | 0 | 0.16686 | 0.33484 | 0 | 0
5733 | 1 | 0.00013456 | 0 | 0 | 3.7595e-05 | 0.00011416 | 0 | 0.47313 | 0 | 0.14283 | 0.3232 | 0 | 0
5734 | 1 | 0.00012566 | 0 | 0 | 2.3497e-05 | 0.00011416 | 0 | 0.47313 | 0 | 0.043592 | 0.31256 | 0 | 0
5735 | 1 | 0.00010848 | 8.4593e-07 | 0 | 9.3987e-06 | 0.00011416 | 0 | 0.42987 | 0 | 0.038533 | 0.30263 | 0 | 0
5736 | 1 | 9.9495e-05 | 8.6197e-06 | 0 | 5.8742e-06 | 0.00011416 | 0 | 0.37364 | 0 | 0.035835 | 0.2979 | 0 | 0
5737 | 1 | 9.1765e-05 | 1.5533e-05 | 0 | 2.3497e-06 | 0.00011416 | 0 | 0.28843 | 0 | 0.055565 | 0.29668 | 0 | 0
5738 | 1 | 8.7371e-05 | 2.1717e-05 | 0 | 1.1748e-06 | 0.00011416 | 0 | 0.26273 | 0 | 0.052951 | 0.29402 | 0 | 0
5739 | 1 | 8.0569e-05 | 2.6005e-05 | 0 | 1.4098e-05 | 0.00011416 | 0 | 0.19767 | 0 | 0.049747 | 0.29357 | 0 | 0
5740 | 1 | 8.6129e-05 | 2.7828e-05 | 0 | 3.7595e-05 | 0.00011416 | 0.00085179 | 0.11834 | 0 | 0.050169 | 0.29456 | 0 | 0
5741 | 1 | 0.00010615 | 2.2184e-05 | 0 | 9.3987e-05 | 0.00011416 | 0.012777 | 0.073314 | 0 | 0.17934 | 0.31404 | 0 | 0
5742 | 1 | 0.0001348 | 0 | 0 | 0.0001821 | 0.00011416 | 0.10349 | 0.032885 | 0 | 0.2156 | 0.32965 | 0 | 0
5743 | 1 | 0.00015832 | 0 | 0 | 0.0001586 | 0.00011416 | 0.25852 | 0.013555 | 0 | 0.2156 | 0.32852 | 0 | 0.21924
5744 | 1 | 0.00016354 | 0 | 0.00019556 | 0.00014685 | 0.00011416 | 0.44037 | 0.010019 | 0 | 0.22226 | 0.32997 | 0 | 0.5037
5745 | 1 | 0.00015731 | 0 | 0.0010281 | 0.00016448 | 0.00011416 | 0.60647 | 0.01768 | 0 | 0.24696 | 0.33163 | 0 | 0.69701
5746 | 1 | 0.00015384 | 0 | 0.0015938 | 0.00018797 | 0.00011416 | 0.72572 | 0.016384 | 0 | 0.24494 | 0.33375 | 0 | 0.83629
5747 | 1 | 0.00014939 | 0 | 0.0020001 | 0.00020677 | 0.00011416 | 0.79131 | 0.022513 | 0 | 0.18609 | 0.32514 | 0 | 0.84445
5748 | 1 | 0.00014176 | 0 | 0.0022534 | 0.00018797 | 0.00011416 | 0.80153 | 0.013791 | 0 | 0.071754 | 0.31874 | 0 | 0.82211
5749 | 1 | 0.00013644 | 0 | 0.0023786 | 0.00019032 | 0.00011416 | 0.75511 | 0.010844 | 0 | 0.079174 | 0.31869 | 0 | 0.85822
5750 | 1 | 0.00012528 | 0 | 0.0024012 | 0.00021382 | 0.00011416 | 0.66099 | 0.010019 | 0 | 0.081619 | 0.31946 | 0 | 0.70035
5751 | 1 | 0.00012305 | 0 | 0.002357 | 0.00022322 | 0.00011416 | 0.5247 | 0.011551 | 0 | 0.17057 | 0.32095 | 0 | 0.49266
5752 | 1 | 0.00013333 | 0 | 0.0022502 | 0.00022322 | 0.00011416 | 0.36031 | 0.011905 | 0 | 0.18879 | 0.33172 | 0 | 0
5753 | 1 | 0.0001439 | 0 | 0.0017645 | 0.00016448 | 0.00011416 | 0.18952 | 0.010137 | 0 | 0.19696 | 0.33317 | 0 | 0
5754 | 1 | 0.00014701 | 0 | 0.00079805 | 0.00011748 | 0.00011416 | 0.048126 | 0.013437 | 0 | 0.22361 | 0.33524 | 0 | 0
5755 | 1 | 0.0001466 | 0 | 0.00028204 | 8.8113e-05 | 0.00011416 | 0.0042589 | 0.022867 | 0 | 0.13145 | 0.33344 | 0 | 0
5756 | 1 | 0.00014818 | 0 | 0 | 5.8742e-05 | 0.00011416 | 0 | 0.038307 | 0 | 0.12201 | 0.33321 | 0 | 0
5757 | 1 | 0.00012977 | 0 | 0 | 3.7595e-05 | 0.00011416 | 0 | 0.044083 | 0 | 0.078583 | 0.32225 | 0 | 0
5758 | 1 | 0.0001271 | 0 | 0 | 2.3497e-05 | 0.00011416 | 0 | 0.044319 | 0 | 0.064081 | 0.31202 | 0 | 0
5759 | 1 | 0.00010696 | 0 | 0 | 9.3987e-06 | 0.00011416 | 0 | 0.049741 | 0 | 0.027234 | 0.31337 | 0 | 0
5760 | 1 | 0.00010262 | 0 | 0 | 5.8742e-06 | 0.00011416 | 0 | 0.045733 | 0 | 0.050927 | 0.30917 | 0 | 0
5761 | 1 | 9.2364e-05 | 0 | 0 | 2.3497e-06 | 0.00011416 | 0 | 0.020156 | 0 | 0.060287 | 0.3099 | 0 | 0
5762 | 1 | 8.7377e-05 | 0 | 0 | 1.1748e-06 | 0.00011416 | 0 | 0.0097831 | 0 | 0.066526 | 0.30561 | 0 | 0
5763 | 1 | 8.2397e-05 | 0 | 0 | 1.4098e-05 | 0.00011416 | 0 | 0.011315 | 0 | 0.038533 | 0.30439 | 0 | 0
5764 | 1 | 8.2071e-05 | 0 | 0 | 3.7595e-05 | 0.00011416 | 0 | 0.024752 | 0 | 0.065177 | 0.30457 | 0 | 0
5765 | 1 | 8.8658e-05 | 0 | 0 | 9.3987e-05 | 0.00011416 | 0.0051107 | 0.030764 | 0 | 0.064503 | 0.30624 | 0 | 0
5766 | 1 | 9.8914e-05 | 0 | 0 | 0.0001821 | 0.00011416 | 0.081346 | 0.024163 | 0 | 0.045784 | 0.32225 | 0 | 0
5767 | 1 | 0.00011093 | 0 | 0 | 0.0001586 | 0.00011416 | 0.22445 | 0.010844 | 0 | 0.041737 | 0.33118 | 0 | 0.30975
5768 | 1 | 0.00010875 | 0 | 0.00089938 | 0.00014685 | 0.00011416 | 0.40716 | 0.0047148 | 0 | 0.05801 | 0.33213 | 0 | 0.5387
5769 | 1 | 0.00010977 | 0 | 0.0015983 | 0.00016448 | 0.00011416 | 0.57836 | 0.0060113 | 0 | 0.034233 | 0.33024 | 0 | 0.7341
5770 | 1 | 0.00010788 | 0 | 0.0021357 | 0.00018797 | 0.00011416 | 0.70698 | 0.0091938 | 0 | 0.034148 | 0.32649 | 0 | 0.86619
5771 | 1 | 0.00010349 | 0 | 0.0025119 | 0.00020677 | 0.00011416 | 0.77896 | 0.0096653 | 0 | 0.038786 | 0.31594 | 0 | 0.95533
5772 | 1 | 9.7045e-05 | 0 | 0.0027404 | 0.00018797 | 0.00011416 | 0.79472 | 0.0067185 | 0 | 0.060793 | 0.31053 | 0 | 0.92933
5773 | 1 | 8.9815e-05 | 0 | 0.0028624 | 0.00019032 | 0.00011416 | 0.75554 | 0.006247 | 0 | 0.060202 | 0.3117 | 0 | 0.87246
5774 | 1 | 8.7699e-05 | 0 | 0.0028821 | 0.00021382 | 0.00011416 | 0.65971 | 0.0088402 | 0 | 0.059275 | 0.3094 | 0 | 0.68673
5775 | 1 | 8.9375e-05 | 0 | 0.0028327 | 0.00022322 | 0.00011416 | 0.5132 | 0.01662 | 0 | 0.065093 | 0.31256 | 0 | 0.48981
5776 | 1 | 9.0627e-05 | 0 | 0.0026749 | 0.00022322 | 0.00011416 | 0.3356 | 0.026521 | 0 | 0.12799 | 0.32464 | 0 | 0
5777 | 1 | 9.9724e-05 | 0 | 0.0019762 | 0.00016448 | 0.00011416 | 0.16227 | 0.037247 | 0 | 0.14182 | 0.33245 | 0 | 0
5778 | 1 | 0.00011557 | 0 | 0.00070575 | 0.00011748 | 0.00011416 | 0.035349 | 0.067892 | 0 | 0.2312 | 0.33511 | 0 | 0
5779 | 1 | 0.00011839 | 0 | 9.2293e-05 | 8.8113e-05 | 0.00011416 | 0.0012777 | 0.093116 | 0 | 0.25936 | 0.33479 | 0 | 0
5780 | 1 | 0.00011939 | 0 | 0 | 5.8742e-05 | 0.00011416 | 0 | 0.09677 | 0 | 0.1796 | 0.3269 | 0 | 0
5781 | 1 | 0.00010855 | 0 | 0 | 3.7595e-05 | 0.00011416 | 0 | 0.093706 | 0 | 0.18676 | 0.31562 | 0 | 0
5782 | 1 | 9.8218e-05 | 0 | 0 | 2.3497e-05 | 0.00011416 | 0 | 0.089109 | 0 | 0.10809 | 0.30435 | 0 | 0
5783 | 1 | 8.8533e-05 | 0 | 0 | 9.3987e-06 | 0.00011416 | 0 | 0.091702 | 0 | 0.034654 | 0.29443 | 0 | 0
5784 | 1 | 8.9022e-05 | 0 | 0 | 5.8742e-06 | 0.00011416 | 0 | 0.10596 | 0 | 0.025632 | 0.29122 | 0 | 0
5785 | 1 | 9.2334e-05 | 0 | 0 | 2.3497e-06 | 0.00011416 | 0 | 0.11245 | 0 | 0.023693 | 0.28649 | 0 | 0
5786 | 1 | 8.0255e-05 | 0 | 0 | 1.1748e-06 | 0.00011416 | 0 | 0.1392 | 0 | 0.023777 | 0.28541 | 0 | 0
5787 | 1 | 6.837e-05 | 0 | 0 | 1.4098e-05 | 0.00011416 | 0 | 0.16867 | 0 | 0.024789 | 0.28396 | 0 | 0
5788 | 1 | 6.8733e-05 | 0 | 0 | 3.7595e-05 | 0.00011416 | 0 | 0.2058 | 0 | 0.026223 | 0.28162 | 0 | 0
5789 | 1 | 7.2704e-05 | 0 | 0 | 9.3987e-05 | 0.00011416 | 0.0042589 | 0.26709 | 0 | 0.030354 | 0.28099 | 0 | 0
5790 | 1 | 7.2008e-05 | 0 | 0 | 0.0001821 | 0.00011416 | 0.080494 | 0.30575 | 0 | 0.03145 | 0.28338 | 0 | 0
5791 | 1 | 8.5242e-05 | 0 | 0 | 0.0001586 | 0.00011416 | 0.22274 | 0.27287 | 0 | 0.03769 | 0.30191 | 0 | 0.29278
5792 | 1 | 0.00010017 | 0 | 0.0007803 | 0.00014685 | 0.00011416 | 0.4046 | 0.29715 | 0 | 0.049157 | 0.30566 | 0 | 0.46763
5793 | 1 | 9.0788e-05 | 0 | 0.0016084 | 0.00016448 | 0.00011416 | 0.57751 | 0.44496 | 0 | 0.028583 | 0.30931 | 0 | 0.70725
5794 | 1 | 7.9288e-05 | 0 | 0.002185 | 0.00018797 | 0.00011416 | 0.70486 | 0.5785 | 0 | 0.027487 | 0.30814 | 0 | 0.84955
5795 | 1 | 7.2044e-05 | 0 | 0.0025971 | 0.00020677 | 0.00011416 | 0.77555 | 0.5943 | 0 | 0.02403 | 0.29718 | 0 | 0.9366
5796 | 1 | 5.8884e-05 | 0 | 0.0028708 | 0.00018797 | 0.00011416 | 0.7879 | 0.52181 | 0 | 0.054469 | 0.29235 | 0 | 0.91269
5797 | 1 | 5.8319e-05 | 0 | 0.0030134 | 0.00019032 | 0.00011416 | 0.74319 | 0.48798 | 0 | 0.054469 | 0.29145 | 0 | 0.84101
5798 | 1 | 5.6954e-05 | 0 | 0.0030063 | 0.00021382 | 0.00011416 | 0.64779 | 0.43105 | 0 | 0.053457 | 0.29375 | 0 | 0.6718
5799 | 1 | 6.1391e-05 | 0 | 0.0029298 | 0.00022322 | 0.00011416 | 0.50639 | 0.40453 | 0 | 0.042833 | 0.29086 | 0 | 0.4784
5800 | 1 | 6.3092e-05 | 0 | 0.0027249 | 0.00022322 | 0.00011416 | 0.33177 | 0.37482 | 0 | 0.027066 | 0.29122 | 0 | 0
5801 | 1 | 8.8669e-05 | 0 | 0.0019314 | 0.00016448 | 0.00011416 | 0.15758 | 0.30941 | 0 | 0.073272 | 0.29781 | 0 | 0
5802 | 1 | 0.00010403 | 0 | 0.00073092 | 0.00011748 | 0.00011416 | 0.03322 | 0.31954 | 0 | 0.10135 | 0.30832 | 0 | 0
5803 | 1 | 0.00010675 | 0 | 0.00019782 | 8.8113e-05 | 0.00011416 | 0.0012777 | 0.42916 | 0 | 0.098398 | 0.30971 | 0 | 0
5804 | 1 | 0.00012195 | 0 | 0 | 5.8742e-05 | 0.00011416 | 0 | 0.47348 | 0 | 0.038702 | 0.30899 | 0 | 0
5805 | 1 | 0.00010793 | 0 | 0 | 3.7595e-05 | 0.00011416 | 0 | 0.43505 | 0 | 0.045953 | 0.30692 | 0 | 0
5806 | 1 | 0.00010359 | 0 | 0 | 2.3497e-05 | 0.00011416 | 0 | 0.4294 | 0 | 0.031366 | 0.29916 | 0 | 0
5807 | 1 | 8.8125e-05 | 0 | 0 | 9.3987e-06 | 0.00011416 | 0 | 0.38319 | 0 | 0.029848 | 0.28085 | 0 | 0
5808 | 1 | 8.3694e-05 | 0 | 0 | 5.8742e-06 | 0.00011416 | 0 | 0.32355 | 0 | 0.025548 | 0.27354 | 0 | 0
5809 | 1 | 8.2775e-05 | 0 | 0 | 2.3497e-06 | 0.00011416 | 0 | 0.26344 | 0 | 0.02344 | 0.27183 | 0 | 0
5810 | 1 | 8.811e-05 | 0 | 0 | 1.1748e-06 | 0.00011416 | 0 | 0.22796 | 0 | 0.023019 | 0.26939 | 0 | 0
5811 | 1 | 8.3998e-05 | 0 | 0 | 1.4098e-05 | 0.00011416 | 0 | 0.21888 | 0 | 0.024452 | 0.26515 | 0 | 0
5812 | 1 | 8.2975e-05 | 0 | 0 | 3.7595e-05 | 0.00011416 | 0 | 0.18305 | 0 | 0.026054 | 0.26344 | 0 | 0
5813 | 1 | 0.00010089 | 0 | 0 | 9.3987e-05 | 0.00011416 | 0.0055366 | 0.18187 | 0 | 0.099663 | 0.28076 | 0 | 0
5814 | 1 | 0.00012655 | 0 | 0 | 0.0001821 | 0.00011416 | 0.077513 | 0.16325 | 0 | 0.09688 | 0.29348 | 0 | 0
5815 | 1 | 0.00013607 | 0 | 0 | 0.0001586 | 0.00011416 | 0.21508 | 0.098892 | 0 | 0.11906 | 0.28504 | 0 | 0.28069
5816 | 1 | 0.00014452 | 0 | 0.00074545 | 0.00014685 | 0.00011416 | 0.39566 | 0.070603 | 0 | 0.20675 | 0.28951 | 0 | 0.50957
5817 | 1 | 0.00012358 | 0 | 0.0015938 | 0.00016448 | 0.00011416 | 0.56942 | 0.094413 | 0 | 0.20177 | 0.28536 | 0 | 0.71962
5818 | 1 | 9.5658e-05 | 0 | 0.0021411 | 0.00018797 | 0.00011416 | 0.70102 | 0.18765 | 0 | 0.15877 | 0.2836 | 0 | 0.84949
5819 | 1 | 8.6836e-05 | 0 | 0.0024884 | 0.00020677 | 0.00011416 | 0.77811 | 0.37247 | 0 | 0.21307 | 0.2666 | 0 | 0.93668
5820 | 1 | 6.9108e-05 | 0 | 0.0027059 | 0.00018797 | 0.00011416 | 0.79557 | 0.51061 | 0 | 0.20329 | 0.26222 | 0 | 0.91125
5821 | 1 | 7.1273e-05 | 0 | 0.0027988 | 0.00019032 | 0.00011416 | 0.75256 | 0.61952 | 0 | 0.20067 | 0.26276 | 0 | 0.83825
5822 | 1 | 7.015e-05 | 0 | 0.0027656 | 0.00021382 | 0.00011416 | 0.6529 | 0.58015 | 0 | 0.14764 | 0.26344 | 0 | 0.68108
5823 | 1 | 7.615e-05 | 0 | 0.0026107 | 0.00022322 | 0.00011416 | 0.50426 | 0.50908 | 0 | 0.16113 | 0.26191 | 0 | 0.46798
5824 | 1 | 7.9412e-05 | 0 | 0.002439 | 0.00022322 | 0.00011416 | 0.32751 | 0.42303 | 0 | 0.32428 | 0.26547 | 0 | 0
5825 | 1 | 9.0042e-05 | 0 | 0.0016839 | 0.00016448 | 0.00011416 | 0.1563 | 0.33769 | 0 | 0.31231 | 0.28631 | 0 | 0
5826 | 1 | 0.00013067 | 0 | 0.00047986 | 0.00011748 | 0.00011416 | 0.03322 | 0.38567 | 0 | 0.32546 | 0.29758 | 0 | 0
5827 | 1 | 0.0001475 | 0 | 0 | 8.8113e-05 | 0.00011416 | 0.0012777 | 0.42197 | 0 | 0.31619 | 0.3006 | 0 | 0
5828 | 1 | 0.00014497 | 0 | 0 | 5.8742e-05 | 0.00011416 | 0 | 0.43977 | 0 | 0.24528 | 0.30218 | 0 | 0
5829 | 1 | 0.00013274 | 0 | 0 | 3.7595e-05 | 0.00011416 | 0 | 0.40182 | 0 | 0.13954 | 0.29456 | 0 | 0
5830 | 1 | 0.00011519 | 0 | 0 | 2.3497e-05 | 0.00011416 | 0 | 0.345 | 0 | 0.047723 | 0.28216 | 0 | 0
5831 | 1 | 0.00010715 | 0 | 0 | 9.3987e-06 | 0.00011416 | 0 | 0.26143 | 0 | 0.050759 | 0.27472 | 0 | 0
5832 | 1 | 0.00010143 | 0 | 0 | 5.8742e-06 | 0.00011416 | 0 | 0.18022 | 0 | 0.052024 | 0.27756 | 0 | 0
5833 | 1 | 9.3068e-05 | 0 | 0 | 2.3497e-06 | 0.00011416 | 0 | 0.15559 | 0 | 0.049916 | 0.27178 | 0 | 0
5834 | 1 | 8.9592e-05 | 0 | 0 | 1.1748e-06 | 0.00011416 | 0 | 0.13897 | 0 | 0.049747 | 0.26908 | 0 | 0
5835 | 1 | 8.459e-05 | 0 | 0 | 1.4098e-05 | 0.00011416 | 0 | 0.082508 | 0 | 0.049663 | 0.26791 | 0 | 0
5836 | 1 | 8.9236e-05 | 0 | 0 | 3.7595e-05 | 0.00011416 | 0 | 0.062117 | 0 | 0.059612 | 0.27025 | 0 | 0
5837 | 1 | 0.00010669 | 0 | 0 | 9.3987e-05 | 0.00011416 | 0.0055366 | 0.065064 | 0 | 0.13904 | 0.27909 | 0 | 0
5838 | 1 | 0.00013364 | 0 | 0 | 0.0001821 | 0.00011416 | 0.084327 | 0.052923 | 0 | 0.22074 | 0.30101 | 0 | 0
5839 | 1 | 0.0001511 | 0 | 1.194e-05 | 0.0001586 | 0.00011416 | 0.23722 | 0.024517 | 0 | 0.24595 | 0.30791 | 0 | 0.31836
5840 | 1 | 0.00013332 | 0 | 0.0011282 | 0.00014685 | 0.00011416 | 0.43952 | 0.021099 | 0 | 0.23263 | 0.31134 | 0 | 0.57726
5841 | 1 | 0.00011819 | 0 | 0.0018827 | 0.00016448 | 0.00011416 | 0.63203 | 0.021452 | 0 | 0.23474 | 0.30985 | 0 | 0.75286
5842 | 1 | 0.00011757 | 0 | 0.0022954 | 0.00018797 | 0.00011416 | 0.77598 | 0.019684 | 0 | 0.22411 | 0.3062 | 0 | 0.93196
5843 | 1 | 0.0001193 | 0 | 0.0025732 | 0.00020677 | 0.00011416 | 0.85562 | 0.025342 | 0 | 0.21973 | 0.29253 | 0 | 1
5844 | 1 | 0.00011007 | 0 | 0.0027256 | 0.00018797 | 0.00011416 | 0.86755 | 0.039015 | 0 | 0.29089 | 0.28531 | 0 | 0.97842
5845 | 1 | 9.8793e-05 | 0 | 0.0027598 | 0.00019032 | 0.00011416 | 0.81261 | 0.066007 | 0 | 0.24368 | 0.28834 | 0 | 0.91746
5846 | 1 | 9.4774e-05 | 0 | 0.0026478 | 0.00021382 | 0.00011416 | 0.70187 | 0.077086 | 0 | 0.23845 | 0.28919 | 0 | 0.72104
5847 | 1 | 9.4871e-05 | 0 | 0.0024296 | 0.00022322 | 0.00011416 | 0.53578 | 0.080504 | 0 | 0.19165 | 0.29321 | 0 | 0.50495
5848 | 1 | 0.00010131 | 0 | 0.0020753 | 0.00022322 | 0.00011416 | 0.34412 | 0.090523 | 0 | 0.1887 | 0.29939 | 0 | 0
5849 | 1 | 0.00011365 | 0 | 0.0012915 | 0.00016448 | 0.00011416 | 0.16312 | 0.10655 | 0 | 0.20742 | 0.30981 | 0 | 0
5850 | 1 | 0.00012674 | 0 | 0.0001833 | 0.00011748 | 0.00011416 | 0.034497 | 0.19778 | 0 | 0.16366 | 0.31116 | 0 | 0
5851 | 1 | 0.0001216 | 0 | 0 | 8.8113e-05 | 0.00011416 | 0.0017036 | 0.33416 | 0 | 0.16231 | 0.32054 | 0 | 0
5852 | 1 | 0.00010993 | 0 | 0 | 5.8742e-05 | 0.00011416 | 0 | 0.35702 | 0 | 0.059191 | 0.3112 | 0 | 0
5853 | 1 | 0.00012031 | 0 | 0 | 3.7595e-05 | 0.00011416 | 0 | 0.30823 | 0 | 0.028752 | 0.30976 | 0 | 0
5854 | 1 | 0.00012163 | 0 | 0 | 2.3497e-05 | 0.00011416 | 0 | 0.40523 | 0 | 0.025211 | 0.30263 | 0 | 0
5855 | 1 | 0.00010203 | 0 | 0 | 9.3987e-06 | 0.00011416 | 0 | 0.69826 | 0 | 0.054047 | 0.29312 | 0 | 0
5856 | 1 | 8.7302e-05 | 0 | 0 | 5.8742e-06 | 0.00011416 | 0 | 0.85726 | 0 | 0.062563 | 0.29158 | 0 | 0
5857 | 1 | 8.2182e-05 | 0 | 0 | 2.3497e-06 | 0.00011416 | 0 | 0.86704 | 0 | 0.05683 | 0.29019 | 0 | 0
5858 | 1 | 9.6906e-05 | 0 | 0 | 1.1748e-06 | 0.00011416 | 0 | 0.81377 | 0 | 0.052698 | 0.29023 | 0 | 0
5859 | 1 | 8.9223e-05 | 1.5752e-06 | 0 | 1.4098e-05 | 0.00011416 | 0 | 0.74811 | 0 | 0.056324 | 0.2882 | 0 | 0
5860 | 1 | 0.00010335 | 8.751e-06 | 0 | 3.7595e-05 | 0.00011416 | 0 | 0.6029 | 0 | 0.044941 | 0.29095 | 0 | 0
5861 | 1 | 0.00012129 | 1.4497e-05 | 0 | 9.3987e-05 | 0.00011416 | 0.0034072 | 0.49776 | 0 | 0.059949 | 0.30498 | 0 | 0
5862 | 1 | 0.00014349 | 9.0427e-06 | 0 | 0.0001821 | 0.00011416 | 0.05707 | 0.53524 | 0 | 0.13617 | 0.31499 | 0 | 0
5863 | 1 | 0.00016642 | 0 | 0 | 0.0001586 | 0.00011416 | 0.14267 | 0.59076 | 0 | 0.21282 | 0.30999 | 0 | 0
5864 | 1 | 0.00017316 | 0 | 0 | 0.00014685 | 0.00011416 | 0.26704 | 0.5429 | 0 | 0.1769 | 0.31535 | 0 | 0
5865 | 1 | 0.00016606 | 0 | 0 | 0.00016448 | 0.00011416 | 0.3948 | 0.49246 | 0 | 0.054975 | 0.31734 | 0 | 0
5866 | 1 | 0.00016198 | 0 | 0 | 0.00018797 | 0.00011416 | 0.48509 | 0.45344 | 0 | 0.052951 | 0.31634 | 0 | 0
5867 | 1 | 0.00016193 | 0 | 0 | 0.00020677 | 0.00011416 | 0.53705 | 0.35149 | 0 | 0.10641 | 0.30584 | 0 | 0
5868 | 1 | 0.0001434 | 0 | 0 | 0.00018797 | 0.00011416 | 0.50468 | 0.30198 | 0 | 0.046121 | 0.30399 | 0 | 0.014062
5869 | 1 | 0.00014632 | 0 | 0 | 0.00019032 | 0.00011416 | 0.44847 | 0.22867 | 0 | 0.044182 | 0.30584 | 0 | 0
5870 | 1 | 0.00014323 | 0 | 0 | 0.00021382 | 0.00011416 | 0.38543 | 0.2078 | 0 | 0.044351 | 0.30769 | 0 | 0
5871 | 1 | 0.0001412 | 0 | 0 | 0.00022322 | 0.00011416 | 0.3109 | 0.16431 | 0 | 0.1118 | 0.31071 | 0 | 0
5872 | 1 | 0.00015373 | 0 | 0 | 0.00022322 | 0.00011416 | 0.2155 | 0.10738 | 0 | 0.17319 | 0.31616 | 0 | 0
5873 | 1 | 0.00017373 | 0 | 0 | 0.00016448 | 0.00011416 | 0.10903 | 0.08628 | 0 | 0.1683 | 0.3375 | 0 | 0
5874 | 1 | 0.00017153 | 7.1466e-07 | 0 | 0.00011748 | 0.00011416 | 0.022572 | 0.097124 | 0 | 0.16214 | 0.34075 | 0 | 0
5875 | 1 | 0.00017607 | 1.0953e-05 | 0 | 8.8113e-05 | 0.00011416 | 0.00085179 | 0.1214 | 0 | 0.16358 | 0.33605 | 0 | 0
5876 | 1 | 0.00016599 | 1.8406e-05 | 0 | 5.8742e-05 | 0.00011416 | 0 | 0.094531 | 0 | 0.18339 | 0.34061 | 0 | 0
5877 | 1 | 0.00015748 | 2.4284e-05 | 0 | 3.7595e-05 | 0.00011416 | 0 | 0.11209 | 0 | 0.073187 | 0.3287 | 0 | 0
5878 | 1 | 0.00013555 | 2.8805e-05 | 0 | 2.3497e-05 | 0.00011416 | 0 | 0.14262 | 0 | 0.054469 | 0.32 | 0 | 0
5879 | 1 | 0.0001056 | 3.337e-05 | 0 | 9.3987e-06 | 0.00011416 | 0 | 0.20285 | 0 | 0.059696 | 0.31558 | 0 | 0
5880 | 1 | 9.7352e-05 | 3.8388e-05 | 0 | 5.8742e-06 | 0.00011416 | 0 | 0.22419 | 0 | 0.062985 | 0.31517 | 0 | 0
5881 | 1 | 8.4881e-05 | 4.3346e-05 | 0 | 2.3497e-06 | 0.00011416 | 0 | 0.20427 | 0 | 0.054637 | 0.31256 | 0 | 0
5882 | 1 | 7.9292e-05 | 4.7343e-05 | 0 | 1.1748e-06 | 0.00011416 | 0 | 0.19448 | 0 | 0.055312 | 0.31251 | 0 | 0
5883 | 1 | 7.2672e-05 | 5.1966e-05 | 0 | 1.4098e-05 | 0.00011416 | 0 | 0.15712 | 0 | 0.057589 | 0.31256 | 0 | 0
5884 | 1 | 7.7203e-05 | 5.5671e-05 | 0 | 3.7595e-05 | 0.00011416 | 0 | 0.1728 | 0 | 0.047133 | 0.31869 | 0 | 0
5885 | 1 | 9.2857e-05 | 5.6721e-05 | 0 | 9.3987e-05 | 0.00011416 | 0.0034072 | 0.17397 | 0 | 0.033305 | 0.33754 | 0 | 0
5886 | 1 | 0.00012394 | 4.5374e-05 | 0 | 0.0001821 | 0.00011416 | 0.063884 | 0.089345 | 0 | 0.078583 | 0.33957 | 0 | 0
5887 | 1 | 0.00015119 | 2.4634e-05 | 0 | 0.0001586 | 0.00011416 | 0.16823 | 0.042669 | 0 | 0.048988 | 0.33574 | 0 | 0.060628
5888 | 1 | 0.00016739 | 5.5423e-07 | 0 | 0.00014685 | 0.00011416 | 0.28918 | 0.014498 | 0 | 0.15388 | 0.34891 | 0 | 0.010185
5889 | 1 | 0.00015916 | 0 | 0 | 0.00016448 | 0.00011416 | 0.38927 | 0.016384 | 0 | 0.12858 | 0.34859 | 0 | 0.13061
5890 | 1 | 0.00016196 | 0 | 0 | 0.00018797 | 0.00011416 | 0.4902 | 0.0091938 | 0 | 0.078162 | 0.34801 | 0 | 0.066411
5891 | 1 | 0.0001543 | 0 | 0 | 0.00020677 | 0.00011416 | 0.58262 | 0.0097831 | 0 | 0.07597 | 0.34765 | 0 | 0.002964
5892 | 1 | 0.00014116 | 0 | 0 | 0.00018797 | 0.00011416 | 0.62138 | 0.010255 | 0 | 0.12774 | 0.34115 | 0 | 0.050867
5893 | 1 | 0.00013384 | 0 | 0 | 0.00019032 | 0.00011416 | 0.59625 | 0.01049 | 0 | 0.1172 | 0.32951 | 0 | 0
5894 | 1 | 0.00013106 | 0 | 0 | 0.00021382 | 0.00011416 | 0.53194 | 0.017327 | 0 | 0.11113 | 0.32825 | 0 | 0
5895 | 1 | 0.00012622 | 0 | 0 | 0.00022322 | 0.00011416 | 0.42164 | 0.016266 | 0 | 0.054553 | 0.33037 | 0 | 0
5896 | 1 | 0.00013222 | 0 | 0 | 0.00022322 | 0.00011416 | 0.26789 | 0.018152 | 0 | 0.051096 | 0.34395 | 0 | 0
5897 | 1 | 0.00014404 | 0 | 0 | 0.00016448 | 0.00011416 | 0.12351 | 0.021688 | 0 | 0.049747 | 0.34977 | 0 | 0
5898 | 1 | 0.00015582 | 0 | 0 | 0.00011748 | 0.00011416 | 0.02385 | 0.029349 | 0 | 0.082631 | 0.3554 | 0 | 0
5899 | 1 | 0.00016231 | 4.2442e-06 | 0 | 8.8113e-05 | 0.00011416 | 0.00042589 | 0.04703 | 0 | 0.079933 | 0.35829 | 0 | 0
5900 | 1 | 0.00015123 | 1.3068e-05 | 0 | 5.8742e-05 | 0.00011416 | 0 | 0.064239 | 0 | 0.037352 | 0.36352 | 0 | 0
5901 | 1 | 0.00013498 | 1.9908e-05 | 0 | 3.7595e-05 | 0.00011416 | 0 | 0.095945 | 0 | 0.044604 | 0.35662 | 0 | 0
5902 | 1 | 0.00012031 | 2.5567e-05 | 0 | 2.3497e-05 | 0.00011416 | 0 | 0.18835 | 0 | 0.038196 | 0.35112 | 0 | 0
5903 | 1 | 9.582e-05 | 3.1372e-05 | 0 | 9.3987e-06 | 0.00011416 | 0 | 0.25141 | 0 | 0.040894 | 0.3343 | 0 | 0
5904 | 1 | 8.448e-05 | 3.7469e-05 | 0 | 5.8742e-06 | 0.00011416 | 0 | 0.54609 | 0 | 0.057251 | 0.33448 | 0 | 0
5905 | 1 | 5.6924e-05 | 4.4309e-05 | 0 | 2.3497e-06 | 0.00011416 | 0 | 0.49682 | 0 | 0.054637 | 0.33718 | 0 | 0
5906 | 1 | 6.0835e-05 | 5.1018e-05 | 0 | 1.1748e-06 | 0.00011416 | 0 | 0.4868 | 0 | 0.052867 | 0.33863 | 0 | 0
5907 | 1 | 5.7148e-05 | 5.6619e-05 | 0 | 1.4098e-05 | 0.00011416 | 0 | 0.52911 | 0 | 0.054806 | 0.34259 | 0 | 0
5908 | 1 | 6.0644e-05 | 6.1942e-05 | 0 | 3.7595e-05 | 0.00011416 | 0 | 0.47796 | 0 | 0.070658 | 0.35477 | 0 | 0
5909 | 1 | 7.7706e-05 | 6.4932e-05 | 0 | 9.3987e-05 | 0.00011416 | 0.0029813 | 0.41525 | 0 | 0.099325 | 0.37692 | 0 | 0
5910 | 1 | 0.00011168 | 5.3789e-05 | 0 | 0.0001821 | 0.00011416 | 0.065162 | 0.39781 | 0 | 0.23744 | 0.39672 | 0 | 0
5911 | 1 | 0.00015017 | 3.4843e-05 | 0 | 0.0001586 | 0.00011416 | 0.16908 | 0.33522 | 0 | 0.34233 | 0.39013 | 0 | 0.14528
5912 | 1 | 0.00016467 | 1.0676e-05 | 0 | 0.00014685 | 0.00011416 | 0.30068 | 0.2896 | 0 | 0.25413 | 0.39703 | 0 | 0.53582
5913 | 1 | 0.00016332 | 0 | 0 | 0.00016448 | 0.00011416 | 0.41951 | 0.27452 | 0 | 0.050084 | 0.40447 | 0 | 0.24669
5914 | 1 | 0.0001594 | 0 | 0 | 0.00018797 | 0.00011416 | 0.523 | 0.24965 | 0 | 0.044182 | 0.4065 | 0 | 0.45346
5915 | 1 | 0.00015851 | 0 | 0 | 0.00020677 | 0.00011416 | 0.60903 | 0.17586 | 0 | 0.045784 | 0.40984 | 0 | 0.20085
5916 | 1 | 0.00015188 | 0 | 0 | 0.00018797 | 0.00011416 | 0.65503 | 0.12907 | 0 | 0.04688 | 0.40686 | 0 | 0.15473
5917 | 1 | 0.00015158 | 0 | 0 | 0.00019032 | 0.00011416 | 0.63629 | 0.083687 | 0 | 0.047555 | 0.41246 | 0 | 0.014753
5918 | 1 | 0.00014637 | 0 | 0 | 0.00021382 | 0.00011416 | 0.54089 | 0.042669 | 0 | 0.050759 | 0.41611 | 0 | 0
5919 | 1 | 0.00014529 | 0 | 0 | 0.00022322 | 0.00011416 | 0.39608 | 0.015559 | 0 | 0.04258 | 0.42355 | 0 | 0.0021951
5920 | 1 | 0.00014521 | 0 | 0 | 0.00022322 | 0.00011416 | 0.24787 | 0.0069543 | 0 | 0.052782 | 0.4342 | 0 | 0
5921 | 1 | 0.00014612 | 0 | 0 | 0.00016448 | 0.00011416 | 0.11755 | 0.0070721 | 0 | 0.064503 | 0.44809 | 0 | 0
5922 | 1 | 0.00014612 | 0 | 0 | 0.00011748 | 0.00011416 | 0.022998 | 0.00719 | 0 | 0.075126 | 0.44692 | 0 | 0
5923 | 1 | 0.00013792 | 7.6571e-06 | 0 | 8.8113e-05 | 0.00011416 | 0.00085179 | 0.005422 | 0 | 0.13904 | 0.44741 | 0 | 0
5924 | 1 | 0.0001392 | 1.5241e-05 | 0 | 5.8742e-05 | 0.00011416 | 0 | 0.01049 | 0 | 0.050675 | 0.43726 | 0 | 0
5925 | 1 | 0.0001153 | 2.144e-05 | 0 | 3.7595e-05 | 0.00011416 | 0 | 0.013201 | 0 | 0.052445 | 0.43045 | 0 | 0
5926 | 1 | 0.00010785 | 2.7449e-05 | 0 | 2.3497e-05 | 0.00011416 | 0 | 0.021334 | 0 | 0.039039 | 0.42472 | 0 | 0
5927 | 1 | 9.8872e-05 | 3.2656e-05 | 0 | 9.3987e-06 | 0.00011416 | 0 | 0.021334 | 0 | 0.040641 | 0.40587 | 0 | 0
5928 | 1 | 9.4839e-05 | 3.6856e-05 | 0 | 5.8742e-06 | 0.00011416 | 0 | 0.0070721 | 0 | 0.046965 | 0.40262 | 0 | 0
5929 | 1 | 8.9451e-05 | 4.0852e-05 | 0 | 2.3497e-06 | 0.00011416 | 0 | 0.0080151 | 0 | 0.031535 | 0.39947 | 0 | 0
5930 | 1 | 8.6486e-05 | 4.4542e-05 | 0 | 1.1748e-06 | 0.00011416 | 0 | 0.016973 | 0 | 0.033474 | 0.39446 | 0 | 0
5931 | 1 | 7.7982e-05 | 4.8816e-05 | 0 | 1.4098e-05 | 0.00011416 | 0 | 0.020627 | 0 | 0.044013 | 0.38625 | 0 | 0
5932 | 1 | 7.5865e-05 | 5.4066e-05 | 0 | 3.7595e-05 | 0.00011416 | 0 | 0.016266 | 0 | 0.045025 | 0.3794 | 0 | 0
5933 | 1 | 8.1353e-05 | 5.8281e-05 | 0 | 9.3987e-05 | 0.00011416 | 0.0017036 | 0.013201 | 0 | 0.038364 | 0.39067 | 0 | 0
5934 | 1 | 8.9167e-05 | 5.3702e-05 | 0 | 0.0001821 | 0.00011416 | 0.049404 | 0.010844 | 0 | 0.058516 | 0.39839 | 0 | 0
5935 | 1 | 0.00010072 | 4.5753e-05 | 0 | 0.0001586 | 0.00011416 | 0.1167 | 0.012258 | 0 | 0.045194 | 0.39451 | 0 | 0
5936 | 1 | 0.00011687 | 3.7848e-05 | 0 | 0.00014685 | 0.00011416 | 0.20017 | 0.013319 | 0 | 0.054975 | 0.39054 | 0 | 0
5937 | 1 | 0.00012719 | 3.1081e-05 | 0 | 0.00016448 | 0.00011416 | 0.28322 | 0.018741 | 0 | 0.058347 | 0.38824 | 0 | 0
5938 | 1 | 0.00013298 | 2.5888e-05 | 0 | 0.00018797 | 0.00011416 | 0.34497 | 0.04644 | 0 | 0.046796 | 0.37466 | 0 | 0.0093711
5939 | 1 | 0.00014557 | 2.2869e-05 | 0 | 0.00020677 | 0.00011416 | 0.38288 | 0.062588 | 0 | 0.047723 | 0.38116 | 0 | 0
5940 | 1 | 0.00013712 | 2.0886e-05 | 0 | 0.00018797 | 0.00011416 | 0.37734 | 0.077558 | 0 | 0.044688 | 0.37259 | 0 | 0
5941 | 1 | 0.00012952 | 2.1732e-05 | 0 | 0.00019032 | 0.00011416 | 0.31261 | 0.12471 | 0 | 0.038617 | 0.36727 | 0 | 0
5942 | 1 | 0.00012642 | 2.6195e-05 | 0 | 0.00021382 | 0.00011416 | 0.27939 | 0.26627 | 0 | 0.032293 | 0.36758 | 0 | 0
5943 | 1 | 0.00011993 | 3.4756e-05 | 0 | 0.00022322 | 0.00011416 | 0.25468 | 0.41054 | 0 | 0.037943 | 0.37259 | 0 | 0
5944 | 1 | 0.00011326 | 4.5053e-05 | 0 | 0.00022322 | 0.00011416 | 0.18697 | 0.58711 | 0 | 0.046543 | 0.3872 | 0 | 0
5945 | 1 | 0.00010525 | 5.7523e-05 | 0 | 0.00016448 | 0.00011416 | 0.092419 | 0.70992 | 0 | 0.062563 | 0.38873 | 0 | 0
5946 | 1 | 8.8732e-05 | 7.3319e-05 | 0 | 0.00011748 | 0.00011416 | 0.017036 | 0.67421 | 0 | 0.061889 | 0.39491 | 0 | 0
5947 | 1 | 8.2101e-05 | 8.4359e-05 | 0 | 8.8113e-05 | 0.00011416 | 0.00085179 | 0.57379 | 0 | 0.054722 | 0.39888 | 0 | 0
5948 | 1 | 8.0964e-05 | 9.1739e-05 | 0 | 5.8742e-05 | 0.00011416 | 0 | 0.57626 | 0 | 0.040304 | 0.40556 | 0 | 0
5949 | 1 | 7.5008e-05 | 9.5254e-05 | 0 | 3.7595e-05 | 0.00011416 | 0 | 0.55693 | 0 | 0.036088 | 0.41498 | 0 | 0
5950 | 1 | 7.7231e-05 | 9.6231e-05 | 0 | 2.3497e-05 | 0.00011416 | 0 | 0.59005 | 0 | 0.024705 | 0.4144 | 0 | 0
5951 | 1 | 6.6275e-05 | 9.6815e-05 | 0 | 9.3987e-06 | 0.00011416 | 0 | 0.60691 | 0 | 0.040304 | 0.36555 | 0 | 0
5952 | 1 | 6.1558e-05 | 9.7923e-05 | 0 | 5.8742e-06 | 0.00011416 | 0 | 0.52994 | 0 | 0.049073 | 0.35901 | 0 | 0
5953 | 1 | 5.5851e-05 | 9.9513e-05 | 0 | 2.3497e-06 | 0.00011416 | 0 | 0.53949 | 0 | 0.044772 | 0.36591 | 0 | 0
5954 | 1 | 4.7389e-05 | 0.00010278 | 0 | 1.1748e-06 | 0.00011416 | 0 | 0.45592 | 0 | 0.04688 | 0.37159 | 0 | 0
5955 | 1 | 4.4729e-05 | 0.0001058 | 0 | 1.4098e-05 | 0.00011416 | 0 | 0.40641 | 0 | 0.040388 | 0.37096 | 0 | 0
5956 | 1 | 4.7315e-05 | 0.00010892 | 0 | 3.7595e-05 | 0.00011416 | 0 | 0.38932 | 0 | 0.029764 | 0.36857 | 0 | 0
5957 | 1 | 5.1829e-05 | 0.00011192 | 0 | 9.3987e-05 | 0.00011416 | 0.0038331 | 0.38779 | 0 | 0.02968 | 0.37723 | 0 | 0
5958 | 1 | 5.841e-05 | 0.00010134 | 0 | 0.0001821 | 0.00011416 | 0.062606 | 0.40288 | 0 | 0.03086 | 0.38792 | 0 | 0
5959 | 1 | 6.812e-05 | 8.5876e-05 | 0 | 0.0001586 | 0.00011416 | 0.15971 | 0.43588 | 0 | 0.035666 | 0.39911 | 0 | 0.0038331
5960 | 1 | 8.1313e-05 | 6.9191e-05 | 0 | 0.00014685 | 0.00011416 | 0.29387 | 0.49128 | 0 | 0.045531 | 0.40199 | 0 | 0
5961 | 1 | 9.1562e-05 | 5.1033e-05 | 0 | 0.00016448 | 0.00011416 | 0.42973 | 0.42174 | 0 | 0.051771 | 0.3992 | 0 | 0
5962 | 1 | 0.00010707 | 3.3808e-05 | 0 | 0.00018797 | 0.00011416 | 0.56814 | 0.63791 | 0 | 0.05118 | 0.40177 | 0 | 0
5963 | 1 | 0.00010694 | 2.0156e-05 | 0 | 0.00020677 | 0.00011416 | 0.66823 | 0.6583 | 0 | 0.061467 | 0.39324 | 0 | 0
5964 | 1 | 0.00010278 | 1.0632e-05 | 0 | 0.00018797 | 0.00011416 | 0.71422 | 0.81554 | 0 | 0.054553 | 0.38788 | 0 | 0
5965 | 1 | 9.5474e-05 | 6.3007e-06 | 0 | 0.00019032 | 0.00011416 | 0.6793 | 0.87412 | 0 | 0.04882 | 0.38594 | 0 | 0
5966 | 1 | 9.1354e-05 | 6.4028e-06 | 0 | 0.00021382 | 0.00011416 | 0.58773 | 0.85608 | 0 | 0.053794 | 0.38544 | 0 | 0
5967 | 1 | 8.3601e-05 | 1.107e-05 | 0 | 0.00022322 | 0.00011416 | 0.46593 | 0.89203 | 0 | 0.037268 | 0.38107 | 0 | 0
5968 | 1 | 8.2827e-05 | 2.0448e-05 | 0 | 0.00022322 | 0.00011416 | 0.3109 | 0.90417 | 0 | 0.049831 | 0.38973 | 0 | 0
5969 | 1 | 8.2016e-05 | 3.811e-05 | 0 | 0.00016448 | 0.00011416 | 0.15204 | 0.83251 | 0 | 0.057083 | 0.42387 | 0 | 0
5970 | 1 | 7.7696e-05 | 7.0168e-05 | 0 | 0.00011748 | 0.00011416 | 0.032794 | 0.6992 | 0 | 0.074958 | 0.42883 | 0 | 0
5971 | 1 | 7.4192e-05 | 8.7393e-05 | 0 | 8.8113e-05 | 0.00011416 | 0.0017036 | 0.67244 | 0 | 0.12673 | 0.43059 | 0 | 0
5972 | 1 | 7.1637e-05 | 9.5254e-05 | 0 | 5.8742e-05 | 0.00011416 | 0 | 0.73126 | 0 | 0.042917 | 0.41791 | 0 | 0
5973 | 1 | 7.4326e-05 | 0.00010313 | 0 | 3.7595e-05 | 0.00011416 | 0 | 0.67963 | 0 | 0.049916 | 0.41782 | 0 | 0
5974 | 1 | 7.8661e-05 | 0.00010917 | 0 | 2.3497e-05 | 0.00011416 | 0 | 0.63543 | 0 | 0.038533 | 0.4088 | 0 | 0
5975 | 1 | 7.051e-05 | 0.00011403 | 0 | 9.3987e-06 | 0.00011416 | 0 | 0.62459 | 0 | 0.033052 | 0.39708 | 0 | 0
5976 | 1 | 6.2011e-05 | 0.00011964 | 0 | 5.8742e-06 | 0.00011416 | 0 | 0.60832 | 0 | 0.039123 | 0.39825 | 0 | 0
5977 | 1 | 5.1387e-05 | 0.00012458 | 0 | 2.3497e-06 | 0.00011416 | 0 | 0.62164 | 0 | 0.037858 | 0.39866 | 0 | 0
5978 | 1 | 4.5449e-05 | 0.00013043 | 0 | 1.1748e-06 | 0.00011416 | 0 | 0.59701 | 0 | 0.036172 | 0.39442 | 0 | 0
5979 | 1 | 4.3129e-05 | 0.00013463 | 0 | 1.4098e-05 | 0.00011416 | 0 | 0.5231 | 0 | 0.044351 | 0.39027 | 0 | 0
5980 | 1 | 5.0118e-05 | 0.00013835 | 0 | 3.7595e-05 | 0.00011416 | 0 | 0.49163 | 0 | 0.065683 | 0.38725 | 0 | 0
5981 | 1 | 6.8777e-05 | 0.00014091 | 0 | 9.3987e-05 | 0.00011416 | 0.0042589 | 0.42857 | 0 | 0.2484 | 0.39793 | 0 | 0
5982 | 1 | 9.9474e-05 | 0.00012114 | 0 | 0.0001821 | 0.00011416 | 0.067291 | 0.38343 | 0 | 0.28027 | 0.41494 | 0 | 0
5983 | 1 | 0.00012993 | 8.9449e-05 | 0 | 0.0001586 | 0.00011416 | 0.18356 | 0.50283 | 0 | 0.31939 | 0.42125 | 0 | 0.011667
5984 | 1 | 0.00013371 | 6.1694e-05 | 0 | 0.00014685 | 0.00011416 | 0.33901 | 0.64333 | 0 | 0.26105 | 0.42576 | 0 | 0.061542
5985 | 1 | 0.00012974 | 4.1305e-05 | 0 | 0.00016448 | 0.00011416 | 0.49063 | 0.70816 | 0 | 0.25346 | 0.42224 | 0 | 0.0082791
5986 | 1 | 0.00013081 | 2.5524e-05 | 0 | 0.00018797 | 0.00011416 | 0.60136 | 0.72242 | 0 | 0.29334 | 0.41453 | 0 | 0.041061
5987 | 1 | 0.00014649 | 1.3389e-05 | 0 | 0.00020677 | 0.00011416 | 0.6563 | 0.71664 | 0 | 0.24882 | 0.40005 | 0 | 0.10422
5988 | 1 | 0.00014129 | 5.0464e-06 | 0 | 0.00018797 | 0.00011416 | 0.64523 | 0.67739 | 0 | 0.26509 | 0.40511 | 0 | 0.038889
5989 | 1 | 0.00014494 | 2.9462e-06 | 0 | 0.00019032 | 0.00011416 | 0.58859 | 0.69236 | 0 | 0.2129 | 0.40335 | 0 | 0.0013594
5990 | 1 | 0.00013917 | 6.6653e-06 | 0 | 0.00021382 | 0.00011416 | 0.50894 | 0.62777 | 0 | 0.15894 | 0.39902 | 0 | 0.010073
5991 | 1 | 0.00014358 | 1.5825e-05 | 0 | 0.00022322 | 0.00011416 | 0.40162 | 0.55351 | 0 | 0.16256 | 0.39135 | 0 | 0
5992 | 1 | 0.00015117 | 2.6705e-05 | 0 | 0.00022322 | 0.00011416 | 0.26533 | 0.57909 | 0 | 0.1742 | 0.3918 | 0 | 0
5993 | 1 | 0.00015063 | 4.2967e-05 | 0 | 0.00016448 | 0.00011416 | 0.12862 | 0.50106 | 0 | 0.22917 | 0.4024 | 0 | 0
5994 | 1 | 0.00015412 | 6.7864e-05 | 0 | 0.00011748 | 0.00011416 | 0.025554 | 0.45073 | 0 | 0.33963 | 0.39663 | 0 | 0
5995 | 1 | 0.00014528 | 7.9882e-05 | 0 | 8.8113e-05 | 0.00011416 | 0.00085179 | 0.47372 | 0 | 0.32892 | 0.40078 | 0 | 0
5996 | 1 | 0.00013594 | 8.6999e-05 | 0 | 5.8742e-05 | 0.00011416 | 0 | 0.51037 | 0 | 0.20582 | 0.39108 | 0 | 0
5997 | 1 | 0.00011206 | 9.4175e-05 | 0 | 3.7595e-05 | 0.00011416 | 0 | 0.467 | 0 | 0.16223 | 0.37101 | 0 | 0
5998 | 1 | 0.00011231 | 0.00010125 | 0 | 2.3497e-05 | 0.00011416 | 0 | 0.48055 | 0 | 0.082209 | 0.35928 | 0 | 0
5999 | 1 | 7.9831e-05 | 0.00010641 | 0 | 9.3987e-06 | 0.00011416 | 0 | 0.42056 | 0 | 0.091315 | 0.34607 | 0 | 0
6000 | 1 | 7.8769e-05 | 0.00011169 | 0 | 5.8742e-06 | 0.00011416 | 0 | 0.37471 | 0 | 0.10042 | 0.34314 | 0 | 0
6001 | 1 | 6.8471e-05 | 0.00011715 | 0 | 2.3497e-06 | 0.00011416 | 0 | 0.34913 | 0 | 0.049073 | 0.34282 | 0 | 0
6002 | 1 | 6.4409e-05 | 0.00012253 | 0 | 1.1748e-06 | 0.00011416 | 0 | 0.32166 | 0 | 0.042327 | 0.34471 | 0 | 0
6003 | 1 | 6.2535e-05 | 0.00012692 | 0 | 1.4098e-05 | 0.00011416 | 0 | 0.33911 | 0 | 0.041484 | 0.3458 | 0 | 0
6004 | 1 | 6.5626e-05 | 0.00013059 | 0 | 3.7595e-05 | 0.00011416 | 0 | 0.3087 | 0 | 0.076644 | 0.34377 | 0 | 0
6005 | 1 | 7.9143e-05 | 0.00013386 | 0 | 9.3987e-05 | 0.00011416 | 0.0034072 | 0.21169 | 0 | 0.25034 | 0.36749 | 0 | 0
6006 | 1 | 0.00011407 | 0.00011656 | 0 | 0.0001821 | 0.00011416 | 0.071124 | 0.13861 | 0 | 0.32226 | 0.38711 | 0 | 0
6007 | 1 | 0.00014433 | 8.891e-05 | 0 | 0.0001586 | 0.00011416 | 0.20187 | 0.10596 | 0 | 0.3403 | 0.38783 | 0 | 0.0019723
6008 | 1 | 0.00015966 | 5.5569e-05 | 0 | 0.00014685 | 0.00011416 | 0.37053 | 0.1075 | 0 | 0.29882 | 0.37904 | 0 | 0.10469
6009 | 1 | 0.00016143 | 2.8893e-05 | 0 | 0.00016448 | 0.00011416 | 0.53492 | 0.078972 | 0 | 0.28887 | 0.37692 | 0 | 0.046689
6010 | 1 | 0.00017216 | 9.3781e-06 | 0 | 0.00018797 | 0.00011416 | 0.65162 | 0.14309 | 0 | 0.24621 | 0.37484 | 0 | 0.56388
6011 | 1 | 0.00018349 | 0 | 0 | 0.00020677 | 0.00011416 | 0.68782 | 0.17327 | 0 | 0.20034 | 0.35888 | 0 | 0.66046
6012 | 1 | 0.00017115 | 0 | 0 | 0.00018797 | 0.00011416 | 0.68058 | 0.18046 | 0 | 0.2317 | 0.34882 | 0 | 0.73384
6013 | 1 | 0.00017063 | 0 | 0 | 0.00019032 | 0.00011416 | 0.61627 | 0.21075 | 0 | 0.23288 | 0.35017 | 0 | 0.43206
6014 | 1 | 0.00016443 | 0 | 0 | 0.00021382 | 0.00011416 | 0.5379 | 0.26025 | 0 | 0.21906 | 0.35725 | 0 | 0.13804
6015 | 1 | 0.00015966 | 0 | 0 | 0.00022322 | 0.00011416 | 0.42121 | 0.25648 | 0 | 0.22926 | 0.3564 | 0 | 0.17387
6016 | 1 | 0.000156 | 0 | 0 | 0.00022322 | 0.00011416 | 0.28322 | 0.22265 | 0 | 0.21391 | 0.36745 | 0 | 0
6017 | 1 | 0.00015574 | 1.5737e-05 | 0 | 0.00016448 | 0.00011416 | 0.14055 | 0.19189 | 0 | 0.22589 | 0.38562 | 0 | 0
6018 | 1 | 0.00014818 | 5.9215e-05 | 0 | 0.00011748 | 0.00011416 | 0.028535 | 0.16455 | 0 | 0.23583 | 0.38206 | 0 | 0
6019 | 1 | 0.00014717 | 7.3041e-05 | 0 | 8.8113e-05 | 0.00011416 | 0.0012777 | 0.12694 | 0 | 0.23997 | 0.38418 | 0 | 0
6020 | 1 | 0.00014284 | 7.9736e-05 | 0 | 5.8742e-05 | 0.00011416 | 0 | 0.085337 | 0 | 0.22563 | 0.38431 | 0 | 0
6021 | 1 | 0.00012653 | 8.7058e-05 | 0 | 3.7595e-05 | 0.00011416 | 0 | 0.05422 | 0 | 0.1602 | 0.36993 | 0 | 0
6022 | 1 | 0.00011109 | 9.3431e-05 | 0 | 2.3497e-05 | 0.00011416 | 0 | 0.032414 | 0 | 0.1 | 0.36172 | 0 | 0
6023 | 1 | 9.5498e-05 | 9.9542e-05 | 0 | 9.3987e-06 | 0.00011416 | 0 | 0.032532 | 0 | 0.087099 | 0.35978 | 0 | 0
6024 | 1 | 8.2092e-05 | 0.00010615 | 0 | 5.8742e-06 | 0.00011416 | 0 | 0.045851 | 0 | 0.071164 | 0.35576 | 0 | 0
6025 | 1 | 7.1361e-05 | 0.00011229 | 0 | 2.3497e-06 | 0.00011416 | 0 | 0.062471 | 0 | 0.039798 | 0.35216 | 0 | 0
6026 | 1 | 6.7078e-05 | 0.00011684 | 0 | 1.1748e-06 | 0.00011416 | 0 | 0.063885 | 0 | 0.038364 | 0.35446 | 0 | 0
6027 | 1 | 6.2255e-05 | 0.00012041 | 0 | 1.4098e-05 | 0.00011416 | 0 | 0.059524 | 0 | 0.040219 | 0.35008 | 0 | 0
6028 | 1 | 6.6369e-05 | 0.00012229 | 0 | 3.7595e-05 | 0.00011416 | 0 | 0.064003 | 0 | 0.060118 | 0.34801 | 0 | 0
6029 | 1 | 8.4042e-05 | 0.00012409 | 0 | 9.3987e-05 | 0.00011416 | 0.0025554 | 0.06306 | 0 | 0.19283 | 0.37426 | 0 | 0
6030 | 1 | 0.00011806 | 0.00010545 | 0 | 0.0001821 | 0.00011416 | 0.059625 | 0.072489 | 0 | 0.26813 | 0.38851 | 0 | 0
6031 | 1 | 0.00014806 | 7.2793e-05 | 0 | 0.0001586 | 0.00011416 | 0.16738 | 0.04314 | 0 | 0.2661 | 0.38896 | 0 | 0.02603
6032 | 1 | 0.00016275 | 4.4732e-05 | 0 | 0.00014685 | 0.00011416 | 0.31559 | 0.015677 | 0 | 0.24663 | 0.38531 | 0 | 0.26682
6033 | 1 | 0.00012143 | 2.6588e-05 | 0 | 0.00016448 | 0.00011416 | 0.45826 | 0.015912 | 0 | 0.22277 | 0.38449 | 0 | 0.20651
6034 | 1 | 0.00012445 | 1.511e-05 | 0 | 0.00018797 | 0.00011416 | 0.57027 | 0.020273 | 0 | 0.10734 | 0.38431 | 0 | 0.48408
6035 | 1 | 0.00014658 | 5.8486e-06 | 0 | 0.00020677 | 0.00011416 | 0.62862 | 0.033121 | 0 | 0.078162 | 0.36663 | 0 | 0.49755
6036 | 1 | 0.00014376 | 8.0217e-07 | 0 | 0.00018797 | 0.00011416 | 0.62521 | 0.072018 | 0 | 0.067285 | 0.3536 | 0 | 0.21674
6037 | 1 | 0.0001166 | 1.2106e-06 | 0 | 0.00019032 | 0.00011416 | 0.57751 | 0.098185 | 0 | 0.065008 | 0.34796 | 0 | 0.065966
6038 | 1 | 0.00011633 | 7.0154e-06 | 0 | 0.00021382 | 0.00011416 | 0.49446 | 0.13755 | 0 | 0.063828 | 0.34674 | 0 | 0.030554
6039 | 1 | 0.00011862 | 1.6218e-05 | 0 | 0.00022322 | 0.00011416 | 0.37734 | 0.19908 | 0 | 0.060708 | 0.34665 | 0 | 0
6040 | 1 | 0.00015233 | 2.8295e-05 | 0 | 0.00022322 | 0.00011416 | 0.23722 | 0.20061 | 0 | 0.14174 | 0.35116 | 0 | 0
6041 | 1 | 0.00015111 | 4.584e-05 | 0 | 0.00016448 | 0.00011416 | 0.11073 | 0.19873 | 0 | 0.26568 | 0.37038 | 0 | 0
6042 | 1 | 0.00014451 | 7.8394e-05 | 0 | 0.00011748 | 0.00011416 | 0.021295 | 0.15441 | 0 | 0.25683 | 0.37344 | 0 | 0
6043 | 1 | 0.00014245 | 9.3635e-05 | 0 | 8.8113e-05 | 0.00011416 | 0 | 0.17951 | 0 | 0.26998 | 0.37611 | 0 | 0
6044 | 1 | 0.000132 | 0.00010298 | 0 | 5.8742e-05 | 0.00011416 | 0 | 0.24352 | 0 | 0.13659 | 0.35942 | 0 | 0
6045 | 1 | 0.00011695 | 0.0001115 | 0 | 3.7595e-05 | 0.00011416 | 0 | 0.21983 | 0 | 0.075885 | 0.33673 | 0 | 0
6046 | 1 | 0.00010673 | 0.00011734 | 0 | 2.3497e-05 | 0.00011416 | 0 | 0.16549 | 0 | 0.051855 | 0.33181 | 0 | 0
6047 | 1 | 9.1575e-05 | 0.00012318 | 0 | 9.3987e-06 | 0.00011416 | 0 | 0.15134 | 0 | 0.034486 | 0.33118 | 0 | 0
6048 | 1 | 7.8455e-05 | 0.00012787 | 0 | 5.8742e-06 | 0.00011416 | 0 | 0.14851 | 0 | 0.038364 | 0.33028 | 0 | 0
6049 | 1 | 6.6446e-05 | 0.00013183 | 0 | 2.3497e-06 | 0.00011416 | 0 | 0.14663 | 0 | 0.036678 | 0.32942 | 0 | 0
6050 | 1 | 6.3608e-05 | 0.00013495 | 0 | 1.1748e-06 | 0.00011416 | 0 | 0.12376 | 0 | 0.035835 | 0.32694 | 0 | 0
6051 | 1 | 6.1087e-05 | 0.00013558 | 0 | 1.4098e-05 | 0.00011416 | 0 | 0.097595 | 0 | 0.043339 | 0.3241 | 0 | 0
6052 | 1 | 6.4239e-05 | 0.00013592 | 0 | 3.7595e-05 | 0.00011416 | 0 | 0.087577 | 0 | 0.044857 | 0.32482 | 0 | 0
6053 | 1 | 8.411e-05 | 0.00013558 | 0 | 9.3987e-05 | 0.00011416 | 0.00085179 | 0.078736 | 0 | 0.19182 | 0.35049 | 0 | 0
6054 | 1 | 0.00011327 | 0.00012279 | 0 | 0.0001821 | 0.00011416 | 0.05494 | 0.08852 | 0 | 0.25025 | 0.36564 | 0 | 0
6055 | 1 | 0.00013945 | 9.8565e-05 | 0 | 0.0001586 | 0.00011416 | 0.16227 | 0.064356 | 0 | 0.25987 | 0.36086 | 0 | 0.024392
6056 | 1 | 0.00014832 | 6.5355e-05 | 0 | 0.00014685 | 0.00011416 | 0.31601 | 0.051627 | 0 | 0.23642 | 0.36091 | 0 | 0.38501
6057 | 1 | 0.00014813 | 3.0803e-05 | 0 | 0.00016448 | 0.00011416 | 0.48893 | 0.042433 | 0 | 0.2145 | 0.3623 | 0 | 0.45989
6058 | 1 | 0.00014038 | 7.7009e-06 | 0 | 0.00018797 | 0.00011416 | 0.62095 | 0.039604 | 0 | 0.20607 | 0.35346 | 0 | 0.44031
6059 | 1 | 0.00014243 | 0 | 0 | 0.00020677 | 0.00011416 | 0.72019 | 0.043376 | 0 | 0.18685 | 0.33912 | 0 | 0.31607
6060 | 1 | 0.00012731 | 0 | 0 | 0.00018797 | 0.00011416 | 0.72828 | 0.05198 | 0 | 0.21602 | 0.3375 | 0 | 0.11112
6061 | 1 | 0.00011766 | 0 | 0 | 0.00019032 | 0.00011416 | 0.66397 | 0.038307 | 0 | 0.22707 | 0.33542 | 0 | 0.084251
6062 | 1 | 0.00011419 | 0 | 0 | 0.00021382 | 0.00011416 | 0.59497 | 0.034064 | 0 | 0.2296 | 0.33691 | 0 | 0.019199
6063 | 1 | 0.000122 | 0 | 0 | 0.00022322 | 0.00011416 | 0.4638 | 0.019213 | 0 | 0.13938 | 0.33808 | 0 | 0.15894
6064 | 1 | 0.00012414 | 0 | 0 | 0.00022322 | 0.00011416 | 0.2862 | 0.02157 | 0 | 0.1817 | 0.34413 | 0 | 0
6065 | 1 | 0.00013095 | 2.2971e-05 | 0 | 0.00016448 | 0.00011416 | 0.1316 | 0.13956 | 0 | 0.2204 | 0.35098 | 0 | 0
6066 | 1 | 0.00014426 | 5.8996e-05 | 0 | 0.00011748 | 0.00011416 | 0.025554 | 0.1893 | 0 | 0.29477 | 0.35757 | 0 | 0
6067 | 1 | 0.0001506 | 7.2371e-05 | 0 | 8.8113e-05 | 0.00011416 | 0 | 0.21582 | 0 | 0.31012 | 0.35265 | 0 | 0
6068 | 1 | 0.0001387 | 8.1953e-05 | 0 | 5.8742e-05 | 0.00011416 | 0 | 0.14828 | 0 | 0.06602 | 0.34999 | 0 | 0
6069 | 1 | 0.00011816 | 9.0456e-05 | 0 | 3.7595e-05 | 0.00011416 | 0 | 0.092174 | 0 | 0.12766 | 0.32248 | 0 | 0
6070 | 1 | 0.00010674 | 9.839e-05 | 0 | 2.3497e-05 | 0.00011416 | 0 | 0.067303 | 0 | 0.039376 | 0.31035 | 0 | 0
6071 | 1 | 9.6074e-05 | 0.00010611 | 0 | 9.3987e-06 | 0.00011416 | 0 | 0.057402 | 0 | 0.039039 | 0.30674 | 0 | 0
6072 | 1 | 8.6333e-05 | 0.00011405 | 0 | 5.8742e-06 | 0.00011416 | 0 | 0.041608 | 0 | 0.036172 | 0.30534 | 0 | 0
6073 | 1 | 7.5997e-05 | 0.00012065 | 0 | 2.3497e-06 | 0.00011416 | 0 | 0.0343 | 0 | 0.03398 | 0.30561 | 0 | 0
6074 | 1 | 7.2032e-05 | 0.00012469 | 0 | 1.1748e-06 | 0.00011416 | 0 | 0.040901 | 0 | 0.03575 | 0.30295 | 0 | 0
6075 | 1 | 6.7354e-05 | 0.00012613 | 0 | 1.4098e-05 | 0.00011416 | 0 | 0.048444 | 0 | 0.037184 | 0.29903 | 0 | 0
6076 | 1 | 7.129e-05 | 0.00012776 | 0 | 3.7595e-05 | 0.00011416 | 0 | 0.036775 | 0 | 0.043255 | 0.30038 | 0 | 0
6077 | 1 | 9.0276e-05 | 0.00012822 | 0 | 9.3987e-05 | 0.00011416 | 0.0017036 | 0.033239 | 0 | 0.136 | 0.33204 | 0 | 0
6078 | 1 | 0.00011902 | 0.00010446 | 0 | 0.0001821 | 0.00011416 | 0.060903 | 0.02876 | 0 | 0.25219 | 0.35089 | 0 | 0
6079 | 1 | 0.00014905 | 7.3654e-05 | 0 | 0.0001586 | 0.00011416 | 0.18101 | 0.020981 | 0 | 0.2629 | 0.34697 | 0 | 0.26007
6080 | 1 | 0.00015128 | 4.1888e-05 | 0 | 0.00014685 | 0.00011416 | 0.35264 | 0.016502 | 0 | 0.22285 | 0.34805 | 0 | 0.21349
6081 | 1 | 0.0001355 | 1.2033e-05 | 0 | 0.00016448 | 0.00011416 | 0.5247 | 0.014851 | 0 | 0.18002 | 0.34701 | 0 | 0.7441
6082 | 1 | 0.00012702 | 0 | 0 | 0.00018797 | 0.00011416 | 0.65545 | 0.029231 | 0 | 0.18794 | 0.33227 | 0 | 0.85836
6083 | 1 | 0.00012606 | 0 | 0 | 0.00020677 | 0.00011416 | 0.73126 | 0.03265 | 0 | 0.1156 | 0.32275 | 0 | 0.82985
6084 | 1 | 0.00011923 | 0 | 0 | 0.00018797 | 0.00011416 | 0.7483 | 0.041843 | 0 | 0.11484 | 0.32248 | 0 | 0.5584
6085 | 1 | 0.00011185 | 0 | 0 | 0.00019032 | 0.00011416 | 0.69761 | 0.065299 | 0 | 0.05059 | 0.32158 | 0 | 0.3707
6086 | 1 | 0.00011067 | 0 | 0 | 0.00021382 | 0.00011416 | 0.60009 | 0.085101 | 0 | 0.049073 | 0.31977 | 0 | 0.20595
6087 | 1 | 0.00010658 | 0 | 0 | 0.00022322 | 0.00011416 | 0.46167 | 0.098185 | 0 | 0.067707 | 0.31779 | 0 | 0.15764
6088 | 1 | 0.00012046 | 0 | 0 | 0.00022322 | 0.00011416 | 0.28918 | 0.12883 | 0 | 0.19469 | 0.32338 | 0 | 0
6089 | 1 | 0.00013989 | 0 | 0 | 0.00016448 | 0.00011416 | 0.12819 | 0.15299 | 0 | 0.32892 | 0.33019 | 0 | 0
6090 | 1 | 0.00014258 | 3.251e-05 | 0 | 0.00011748 | 0.00011416 | 0.022998 | 0.20262 | 0 | 0.33137 | 0.33623 | 0 | 0
6091 | 1 | 0.00014084 | 4.921e-05 | 0 | 8.8113e-05 | 0.00011416 | 0 | 0.21275 | 0 | 0.33406 | 0.3402 | 0 | 0
6092 | 1 | 0.00012875 | 6.2686e-05 | 0 | 5.8742e-05 | 0.00011416 | 0 | 0.20804 | 0 | 0.24637 | 0.3329 | 0 | 0
6093 | 1 | 0.00010491 | 7.5215e-05 | 0 | 3.7595e-05 | 0.00011416 | 0 | 0.15912 | 0 | 0.23617 | 0.32284 | 0 | 0
6094 | 1 | 8.5587e-05 | 8.592e-05 | 0 | 2.3497e-05 | 0.00011416 | 0 | 0.15653 | 0 | 0.14435 | 0.31377 | 0 | 0
6095 | 1 | 6.9981e-05 | 9.4e-05 | 0 | 9.3987e-06 | 0.00011416 | 0 | 0.17504 | 0 | 0.07774 | 0.29776 | 0 | 0
6096 | 1 | 6.1298e-05 | 0.00010064 | 0 | 5.8742e-06 | 0.00011416 | 0 | 0.16749 | 0 | 0.076981 | 0.29163 | 0 | 0
6097 | 1 | 4.8022e-05 | 0.00010562 | 0 | 2.3497e-06 | 0.00011416 | 0 | 0.15488 | 0 | 0.074789 | 0.28541 | 0 | 0
6098 | 1 | 4.7437e-05 | 0.00010977 | 0 | 1.1748e-06 | 0.00011416 | 0 | 0.14439 | 0 | 0.049747 | 0.28274 | 0 | 0
6099 | 1 | 4.2612e-05 | 0.0001135 | 0 | 1.4098e-05 | 0.00011416 | 0 | 0.14404 | 0 | 0.051518 | 0.28653 | 0 | 0
6100 | 1 | 4.7807e-05 | 0.00011703 | 0 | 3.7595e-05 | 0.00011416 | 0 | 0.12671 | 0 | 0.058432 | 0.28617 | 0 | 0
6101 | 1 | 5.4311e-05 | 0.00012031 | 0 | 9.3987e-05 | 0.00011416 | 0.00085179 | 0.12082 | 0 | 0.086762 | 0.29636 | 0 | 0
6102 | 1 | 7.2589e-05 | 9.2673e-05 | 0 | 0.0001821 | 0.00011416 | 0.054514 | 0.10149 | 0 | 0.1054 | 0.30863 | 0 | 0
6103 | 1 | 9.2242e-05 | 5.2987e-05 | 0 | 0.0001586 | 0.00011416 | 0.16908 | 0.062117 | 0 | 0.13035 | 0.31359 | 0 | 0.29773
6104 | 1 | 0.00011076 | 7.7592e-06 | 0 | 0.00014685 | 0.00011416 | 0.34114 | 0.055281 | 0 | 0.2339 | 0.3112 | 0 | 0.56556
6105 | 1 | 0.00011914 | 0 | 0 | 0.00016448 | 0.00011416 | 0.52087 | 0.063413 | 0 | 0.1812 | 0.31332 | 0 | 0.74257
6106 | 1 | 0.00011018 | 0 | 0 | 0.00018797 | 0.00011416 | 0.67547 | 0.096535 | 0 | 0.092159 | 0.31653 | 0 | 0.91877
6107 | 1 | 0.00011579 | 0 | 0 | 0.00020677 | 0.00011416 | 0.76789 | 0.12482 | 0 | 0.055987 | 0.30327 | 0 | 1
6108 | 1 | 0.00010787 | 0 | 7.6804e-05 | 0.00018797 | 0.00011416 | 0.79174 | 0.11363 | 0 | 0.06425 | 0.2965 | 0 | 0.92463
6109 | 1 | 0.00010737 | 0 | 0.00023783 | 0.00019032 | 0.00011416 | 0.7517 | 0.12989 | 0 | 0.0586 | 0.29555 | 0 | 0.84438
6110 | 1 | 9.6668e-05 | 0 | 0.00025558 | 0.00021382 | 0.00011416 | 0.63969 | 0.14757 | 0 | 0.056324 | 0.29406 | 0 | 0.67828
6111 | 1 | 9.7524e-05 | 0 | 0.00013747 | 0.00022322 | 0.00011416 | 0.48169 | 0.17775 | 0 | 0.088954 | 0.28874 | 0 | 0.4552
6112 | 1 | 9.9559e-05 | 0 | 0 | 0.00022322 | 0.00011416 | 0.29344 | 0.20934 | 0 | 0.12589 | 0.28946 | 0 | 0
6113 | 1 | 0.00010006 | 0 | 0 | 0.00016448 | 0.00011416 | 0.12436 | 0.24823 | 0 | 0.17774 | 0.31251 | 0 | 0
6114 | 1 | 0.00010685 | 1.0064e-06 | 0 | 0.00011748 | 0.00011416 | 0.020869 | 0.33463 | 0 | 0.18035 | 0.3158 | 0 | 0
6115 | 1 | 0.00010422 | 1.9019e-05 | 0 | 8.8113e-05 | 0.00011416 | 0 | 0.42775 | 0 | 0.16686 | 0.31517 | 0 | 0
6116 | 1 | 9.9667e-05 | 3.2743e-05 | 0 | 5.8742e-05 | 0.00011416 | 0 | 0.41985 | 0 | 0.15059 | 0.31662 | 0 | 0
6117 | 1 | 7.5753e-05 | 4.5432e-05 | 0 | 3.7595e-05 | 0.00011416 | 0 | 0.41266 | 0 | 0.17361 | 0.29321 | 0 | 0
6118 | 1 | 7.1104e-05 | 5.5423e-05 | 0 | 2.3497e-05 | 0.00011416 | 0 | 0.44071 | 0 | 0.079764 | 0.28202 | 0 | 0
6119 | 1 | 6.0041e-05 | 6.3138e-05 | 0 | 9.3987e-06 | 0.00011416 | 0 | 0.42881 | 0 | 0.037774 | 0.28135 | 0 | 0
6120 | 1 | 5.1678e-05 | 7.0022e-05 | 0 | 5.8742e-06 | 0.00011416 | 0 | 0.42751 | 0 | 0.035413 | 0.28049 | 0 | 0
6121 | 1 | 4.0093e-05 | 7.6483e-05 | 0 | 2.3497e-06 | 0.00011416 | 0 | 0.40512 | 0 | 0.034739 | 0.27756 | 0 | 0
6122 | 1 | 5.1415e-05 | 8.3645e-05 | 0 | 1.1748e-06 | 0.00011416 | 0 | 0.39003 | 0 | 0.041484 | 0.27368 | 0 | 0
6123 | 1 | 4.7173e-05 | 8.9552e-05 | 0 | 1.4098e-05 | 0.00011416 | 0 | 0.40441 | 0 | 0.034992 | 0.2712 | 0 | 0
6124 | 1 | 4.6293e-05 | 9.3883e-05 | 0 | 3.7595e-05 | 0.00011416 | 0 | 0.39333 | 0 | 0.038954 | 0.26678 | 0 | 0
6125 | 1 | 4.9968e-05 | 9.7004e-05 | 0 | 9.3987e-05 | 0.00011416 | 0.0017036 | 0.36221 | 0 | 0.047723 | 0.26552 | 0 | 0
6126 | 1 | 6.1111e-05 | 7.5492e-05 | 0 | 0.0001821 | 0.00011416 | 0.061329 | 0.34642 | 0 | 0.035413 | 0.27142 | 0 | 0
6127 | 1 | 7.9349e-05 | 3.6419e-05 | 0 | 0.0001586 | 0.00011416 | 0.18825 | 0.27346 | 0 | 0.046627 | 0.28175 | 0 | 0.31103
6128 | 1 | 9.6046e-05 | 0 | 0 | 0.00014685 | 0.00011416 | 0.37394 | 0.30174 | 0 | 0.050759 | 0.28148 | 0 | 0.47991
6129 | 1 | 0.00010184 | 0 | 0 | 0.00016448 | 0.00011416 | 0.56218 | 0.39156 | 0 | 0.043339 | 0.28198 | 0 | 0.55103
6130 | 1 | 0.00010551 | 0 | 0 | 0.00018797 | 0.00011416 | 0.70528 | 0.61516 | 0 | 0.044182 | 0.27273 | 0 | 0.30757
6131 | 1 | 0.00010345 | 0 | 0 | 0.00020677 | 0.00011416 | 0.78237 | 0.79738 | 0 | 0.043086 | 0.26321 | 0 | 0.0078
6132 | 1 | 9.5535e-05 | 0 | 0 | 0.00018797 | 0.00011416 | 0.78322 | 0.85679 | 0 | 0.044857 | 0.25812 | 0 | 0
6133 | 1 | 8.6635e-05 | 0 | 5.9378e-05 | 0.00019032 | 0.00011416 | 0.72232 | 0.88284 | 0 | 0.04199 | 0.25902 | 0 | 0
6134 | 1 | 8.2325e-05 | 0 | 1.7103e-05 | 0.00021382 | 0.00011416 | 0.60392 | 0.85879 | 0 | 0.042496 | 0.25911 | 0 | 0
6135 | 1 | 8.5302e-05 | 0 | 0 | 0.00022322 | 0.00011416 | 0.43995 | 0.8351 | 0 | 0.039039 | 0.25465 | 0 | 0.035858
6136 | 1 | 9.0548e-05 | 0 | 0 | 0.00022322 | 0.00011416 | 0.26107 | 0.7922 | 0 | 0.042833 | 0.25952 | 0 | 0
6137 | 1 | 0.00010058 | 0 | 0 | 0.00016448 | 0.00011416 | 0.10818 | 0.68069 | 0 | 0.092917 | 0.2804 | 0 | 0
6138 | 1 | 0.0001127 | 0 | 0 | 0.00011748 | 0.00011416 | 0.016184 | 0.67209 | 0 | 0.12521 | 0.28518 | 0 | 0
6139 | 1 | 0.00011865 | 0 | 0 | 8.8113e-05 | 0.00011416 | 0 | 0.75271 | 0 | 0.17091 | 0.28595 | 0 | 0
6140 | 1 | 0.0001268 | 0 | 0 | 5.8742e-05 | 0.00011416 | 0 | 0.76909 | 0 | 0.047133 | 0.2878 | 0 | 0
6141 | 1 | 0.00010975 | 7.8759e-06 | 0 | 3.7595e-05 | 0.00011416 | 0 | 0.78194 | 0 | 0.040809 | 0.26736 | 0 | 0
6142 | 1 | 0.00010526 | 1.6423e-05 | 0 | 2.3497e-05 | 0.00011416 | 0 | 0.77287 | 0 | 0.034064 | 0.25735 | 0 | 0
6143 | 1 | 9.7641e-05 | 2.3919e-05 | 0 | 9.3987e-06 | 0.00011416 | 0 | 0.81506 | 0 | 0.037352 | 0.26448 | 0 | 0
6144 | 1 | 7.8101e-05 | 3.092e-05 | 0 | 5.8742e-06 | 0.00011416 | 0 | 0.79679 | 0 | 0.035919 | 0.26484 | 0 | 0
6145 | 1 | 7.1121e-05 | 3.7002e-05 | 0 | 2.3497e-06 | 0.00011416 | 0 | 0.7942 | 0 | 0.029848 | 0.26087 | 0 | 0
6146 | 1 | 7.0045e-05 | 4.2632e-05 | 0 | 1.1748e-06 | 0.00011416 | 0 | 0.82131 | 0 | 0.027993 | 0.25447 | 0 | 0
6147 | 1 | 6.595e-05 | 4.6453e-05 | 0 | 1.4098e-05 | 0.00011416 | 0 | 0.7777 | 0 | 0.020405 | 0.2528 | 0 | 0
6148 | 1 | 7.2725e-05 | 4.9093e-05 | 0 | 3.7595e-05 | 0.00011416 | 0 | 0.75542 | 0 | 0.034317 | 0.25045 | 0 | 0
6149 | 1 | 9.5115e-05 | 5.0551e-05 | 0 | 9.3987e-05 | 0.00011416 | 0.00085179 | 0.81671 | 0 | 0.19056 | 0.26646 | 0 | 0
6150 | 1 | 0.0001194 | 3.4508e-05 | 0 | 0.0001821 | 0.00011416 | 0.052385 | 0.74458 | 0 | 0.31855 | 0.28531 | 0 | 0
6151 | 1 | 0.00016146 | 4.3463e-06 | 0 | 0.0001586 | 0.00011416 | 0.15375 | 0.6537 | 0 | 0.3172 | 0.29555 | 0 | 0
6152 | 1 | 0.00017542 | 0 | 0 | 0.00014685 | 0.00011416 | 0.27939 | 0.70391 | 0 | 0.2296 | 0.29406 | 0 | 0
6153 | 1 | 0.00017817 | 0 | 0 | 0.00016448 | 0.00011416 | 0.38927 | 0.78477 | 0 | 0.29503 | 0.30083 | 0 | 0.012179
6154 | 1 | 0.00017296 | 0 | 0 | 0.00018797 | 0.00011416 | 0.45741 | 0.74953 | 0 | 0.28853 | 0.30205 | 0 | 0
6155 | 1 | 0.00018077 | 0 | 0 | 0.00020677 | 0.00011416 | 0.45741 | 0.73538 | 0 | 0.30388 | 0.29388 | 0 | 0.02038
6156 | 1 | 0.00017642 | 0 | 0 | 0.00018797 | 0.00011416 | 0.43484 | 0.64498 | 0 | 0.28508 | 0.29091 | 0 | 0.035824
6157 | 1 | 0.00017436 | 0 | 0 | 0.00019032 | 0.00011416 | 0.41865 | 0.56129 | 0 | 0.19469 | 0.28193 | 0 | 0.20454
6158 | 1 | 0.00017006 | 0 | 0 | 0.00021382 | 0.00011416 | 0.4029 | 0.47855 | 0 | 0.23347 | 0.27819 | 0 | 0.44254
6159 | 1 | 0.00015768 | 0 | 0 | 0.00022322 | 0.00011416 | 0.31729 | 0.33039 | 0 | 0.21754 | 0.2772 | 0 | 0
6160 | 1 | 0.00015111 | 0 | 0 | 0.00022322 | 0.00011416 | 0.20528 | 0.26273 | 0 | 0.2398 | 0.29641 | 0 | 0
6161 | 1 | 0.00015385 | 0 | 0 | 0.00016448 | 0.00011416 | 0.094549 | 0.20521 | 0 | 0.25253 | 0.31828 | 0 | 0
6162 | 1 | 0.00015707 | 0 | 0 | 0.00011748 | 0.00011416 | 0.01448 | 0.42716 | 0 | 0.14427 | 0.33055 | 0 | 0
6163 | 1 | 0.00014606 | 5.6006e-06 | 0 | 8.8113e-05 | 0.00011416 | 0 | 0.57944 | 0 | 0.098735 | 0.32663 | 0 | 0
6164 | 1 | 0.00012049 | 1.5737e-05 | 0 | 5.8742e-05 | 0.00011416 | 0 | 0.12247 | 0 | 0.065852 | 0.32397 | 0 | 0
6165 | 1 | 9.1824e-05 | 2.4021e-05 | 0 | 3.7595e-05 | 0.00011416 | 0 | 0.043847 | 0 | 0.045447 | 0.31504 | 0 | 0
6166 | 1 | 7.0661e-05 | 3.0308e-05 | 0 | 2.3497e-05 | 0.00011416 | 0 | 0.023102 | 0 | 0.046712 | 0.30074 | 0 | 0
6167 | 1 | 4.9643e-05 | 3.6769e-05 | 0 | 9.3987e-06 | 0.00011416 | 0 | 0.030528 | 0 | 0.04882 | 0.28265 | 0 | 0
6168 | 1 | 6.257e-05 | 4.0882e-05 | 0 | 5.8742e-06 | 0.00011416 | 0 | 0.028878 | 0 | 0.044857 | 0.28162 | 0 | 0
6169 | 1 | 5.6754e-05 | 4.4047e-05 | 0 | 2.3497e-06 | 0.00011416 | 0 | 0.019566 | 0 | 0.047386 | 0.2882 | 0 | 0
6170 | 1 | 5.394e-05 | 4.7664e-05 | 0 | 1.1748e-06 | 0.00011416 | 0 | 0.013083 | 0 | 0.040641 | 0.29434 | 0 | 0
6171 | 1 | 4.9884e-05 | 5.2287e-05 | 0 | 1.4098e-05 | 0.00011416 | 0 | 0.022749 | 0 | 0.046037 | 0.29028 | 0 | 0
6172 | 1 | 5.1089e-05 | 5.6852e-05 | 0 | 3.7595e-05 | 0.00011416 | 0 | 0.038072 | 0 | 0.045784 | 0.29664 | 0 | 0
6173 | 1 | 6.5254e-05 | 6.0761e-05 | 0 | 9.3987e-05 | 0.00011416 | 0.00085179 | 0.066714 | 0 | 0.070152 | 0.31788 | 0 | 0
6174 | 1 | 8.5549e-05 | 5.0799e-05 | 0 | 0.0001821 | 0.00011416 | 0.052385 | 0.088991 | 0 | 0.28187 | 0.33024 | 0 | 0
6175 | 1 | 0.00010466 | 3.1328e-05 | 0 | 0.0001586 | 0.00011416 | 0.15971 | 0.060467 | 0 | 0.24511 | 0.34841 | 0 | 0.052828
6176 | 1 | 0.00012076 | 4.7109e-06 | 0 | 0.00014685 | 0.00011416 | 0.32027 | 0.034536 | 0 | 0.24696 | 0.35599 | 0 | 0.24472
6177 | 1 | 0.00011513 | 0 | 0 | 0.00016448 | 0.00011416 | 0.49106 | 0.025224 | 0 | 0.24848 | 0.3564 | 0 | 0.47502
6178 | 1 | 0.00010546 | 0 | 0 | 0.00018797 | 0.00011416 | 0.62606 | 0.027935 | 0 | 0.27884 | 0.35229 | 0 | 0.39579
6179 | 1 | 0.00011091 | 0 | 0 | 0.00020677 | 0.00011416 | 0.68612 | 0.039132 | 0 | 0.20818 | 0.3513 | 0 | 0.066211
6180 | 1 | 0.0001111 | 0 | 0 | 0.00018797 | 0.00011416 | 0.67419 | 0.081919 | 0 | 0.1554 | 0.35076 | 0 | 0.046521
6181 | 1 | 0.00011111 | 0 | 0 | 0.00019032 | 0.00011416 | 0.5937 | 0.1194 | 0 | 0.15481 | 0.35279 | 0 | 0.0468
6182 | 1 | 0.00010906 | 0 | 0 | 0.00021382 | 0.00011416 | 0.48424 | 0.18093 | 0 | 0.1726 | 0.34747 | 0 | 0
6183 | 1 | 0.00011278 | 0 | 0 | 0.00022322 | 0.00011416 | 0.35009 | 0.19967 | 0 | 0.264 | 0.3458 | 0 | 0.0035211
6184 | 1 | 0.00010975 | 0 | 0 | 0.00022322 | 0.00011416 | 0.21039 | 0.23232 | 0 | 0.15649 | 0.34738 | 0 | 0
6185 | 1 | 0.00010861 | 0 | 0 | 0.00016448 | 0.00011416 | 0.090716 | 0.3318 | 0 | 0.29629 | 0.35919 | 0 | 0
6186 | 1 | 0.00010786 | 0 | 0 | 0.00011748 | 0.00011416 | 0.013629 | 0.33569 | 0 | 0.27884 | 0.34277 | 0 | 0
6187 | 1 | 0.00011271 | 0 | 0 | 8.8113e-05 | 0.00011416 | 0 | 0.3496 | 0 | 0.2618 | 0.34129 | 0 | 0
6188 | 1 | 9.8699e-05 | 9.3052e-06 | 0 | 5.8742e-05 | 0.00011416 | 0 | 0.30575 | 0 | 0.27251 | 0.3338 | 0 | 0
6189 | 1 | 7.0301e-05 | 2.1644e-05 | 0 | 3.7595e-05 | 0.00011416 | 0 | 0.30422 | 0 | 0.069983 | 0.32767 | 0 | 0
6190 | 1 | 6.2253e-05 | 3.5354e-05 | 0 | 2.3497e-05 | 0.00011416 | 0 | 0.23043 | 0 | 0.040051 | 0.31842 | 0 | 0
6191 | 1 | 7.5323e-05 | 4.2982e-05 | 0 | 9.3987e-06 | 0.00011416 | 0 | 0.15193 | 0 | 0.028668 | 0.30778 | 0 | 0
6192 | 1 | 9.0659e-05 | 4.7036e-05 | 0 | 5.8742e-06 | 0.00011416 | 0 | 0.1385 | 0 | 0.032378 | 0.30218 | 0 | 0
6193 | 1 | 8.0704e-05 | 5.0333e-05 | 0 | 2.3497e-06 | 0.00011416 | 0 | 0.11209 | 0 | 0.039882 | 0.30196 | 0 | 0
6194 | 1 | 7.7113e-05 | 5.236e-05 | 0 | 1.1748e-06 | 0.00011416 | 0 | 0.10349 | 0 | 0.042833 | 0.30182 | 0 | 0
6195 | 1 | 7.6853e-05 | 5.4256e-05 | 0 | 1.4098e-05 | 0.00011416 | 0 | 0.16891 | 0 | 0.035076 | 0.30137 | 0 | 0
6196 | 1 | 7.5399e-05 | 5.5496e-05 | 0 | 3.7595e-05 | 0.00011416 | 0 | 0.28241 | 0 | 0.031366 | 0.29718 | 0 | 0
6197 | 1 | 0.0001002 | 5.7188e-05 | 0 | 9.3987e-05 | 0.00011416 | 0.00085179 | 0.37765 | 0 | 0.071838 | 0.31874 | 0 | 0
6198 | 1 | 0.00012712 | 4.0327e-05 | 0 | 0.0001821 | 0.00011416 | 0.053237 | 0.35962 | 0 | 0.1855 | 0.33186 | 0 | 0
6199 | 1 | 0.00014946 | 7.1612e-06 | 0 | 0.0001586 | 0.00011416 | 0.16482 | 0.41961 | 0 | 0.32268 | 0.34214 | 0 | 0
6200 | 1 | 0.00014798 | 0 | 0 | 0.00014685 | 0.00011416 | 0.33731 | 0.48503 | 0 | 0.31897 | 0.34246 | 0 | 0
6201 | 1 | 0.00014697 | 0 | 0 | 0.00016448 | 0.00011416 | 0.51235 | 0.58274 | 0 | 0.31366 | 0.3421 | 0 | 0.01589
6202 | 1 | 0.00014502 | 0 | 0.00012263 | 0.00018797 | 0.00011416 | 0.6431 | 0.6702 | 0 | 0.30776 | 0.33628 | 0 | 0.18996
6203 | 1 | 0.00014408 | 0 | 0.00050632 | 0.00020677 | 0.00011416 | 0.71593 | 0.71594 | 0 | 0.083727 | 0.33222 | 0 | 0.098291
6204 | 1 | 0.00012274 | 0 | 0.00078417 | 0.00018797 | 0.00011416 | 0.72956 | 0.78442 | 0 | 0.063491 | 0.32672 | 0 | 0.028659
6205 | 1 | 0.0001181 | 0 | 0.00099716 | 0.00019032 | 0.00011416 | 0.69123 | 0.8186 | 0 | 0.047555 | 0.31923 | 0 | 0.074156
6206 | 1 | 0.00010626 | 0 | 0.0011143 | 0.00021382 | 0.00011416 | 0.59753 | 0.84771 | 0 | 0.048398 | 0.31738 | 0 | 0.062266
6207 | 1 | 0.00011114 | 0 | 0.0010149 | 0.00022322 | 0.00011416 | 0.44421 | 0.83416 | 0 | 0.05253 | 0.31837 | 0 | 0
6208 | 1 | 0.00012848 | 0 | 0.00068091 | 0.00022322 | 0.00011416 | 0.2632 | 0.78795 | 0 | 0.059696 | 0.325 | 0 | 0
6209 | 1 | 0.00014221 | 0 | 0 | 0.00016448 | 0.00011416 | 0.10434 | 0.71782 | 0 | 0.1172 | 0.32356 | 0 | 0
6210 | 1 | 0.00014124 | 0 | 0 | 0.00011748 | 0.00011416 | 0.01448 | 0.74387 | 0 | 0.26737 | 0.32189 | 0 | 0
6211 | 1 | 0.00012043 | 0 | 0 | 8.8113e-05 | 0.00011416 | 0 | 0.71558 | 0 | 0.25396 | 0.32117 | 0 | 0
6212 | 1 | 0.00010669 | 0 | 0 | 5.8742e-05 | 0.00011416 | 0 | 0.69837 | 0 | 0.058432 | 0.3135 | 0 | 0
6213 | 1 | 0.00011791 | 0 | 0 | 3.7595e-05 | 0.00011416 | 0 | 0.66431 | 0 | 0.053626 | 0.30097 | 0 | 0
6214 | 1 | 9.9685e-05 | 0 | 0 | 2.3497e-05 | 0.00011416 | 0 | 0.67126 | 0 | 0.045278 | 0.2942 | 0 | 0
6215 | 1 | 7.5565e-05 | 0 | 0 | 9.3987e-06 | 0.00011416 | 0 | 0.60207 | 0 | 0.03887 | 0.28617 | 0 | 0
6216 | 1 | 6.5346e-05 | 0 | 0 | 5.8742e-06 | 0.00011416 | 0 | 0.5356 | 0 | 0.036847 | 0.28608 | 0 | 0
6217 | 1 | 5.8255e-05 | 0 | 0 | 2.3497e-06 | 0.00011416 | 0 | 0.51556 | 0 | 0.050759 | 0.28207 | 0 | 0
6218 | 1 | 5.3112e-05 | 0 | 0 | 1.1748e-06 | 0.00011416 | 0 | 0.46063 | 0 | 0.049494 | 0.28089 | 0 | 0
6219 | 1 | 4.9965e-05 | 2.8003e-06 | 0 | 1.4098e-05 | 0.00011416 | 0 | 0.49305 | 0 | 0.038954 | 0.27932 | 0 | 0
6220 | 1 | 5.209e-05 | 6.6945e-06 | 0 | 3.7595e-05 | 0.00011416 | 0 | 0.48102 | 0 | 0.040472 | 0.27598 | 0 | 0
6221 | 1 | 7.2463e-05 | 1.1333e-05 | 0 | 9.3987e-05 | 0.00011416 | 0.00085179 | 0.46075 | 0 | 0.058432 | 0.2988 | 0 | 0
6222 | 1 | 9.5476e-05 | 0 | 0 | 0.0001821 | 0.00011416 | 0.051959 | 0.39415 | 0 | 0.17707 | 0.31328 | 0 | 0
6223 | 1 | 9.9181e-05 | 0 | 0 | 0.0001586 | 0.00011416 | 0.16269 | 0.34312 | 0 | 0.065346 | 0.32415 | 0 | 0.2072
6224 | 1 | 0.00011782 | 0 | 0 | 0.00014685 | 0.00011416 | 0.32112 | 0.3793 | 0 | 0.065261 | 0.32316 | 0 | 0.26132
6225 | 1 | 0.00011273 | 0 | 0.00065477 | 0.00016448 | 0.00011416 | 0.4885 | 0.4789 | 0 | 0.074115 | 0.32104 | 0 | 0.1975
6226 | 1 | 0.00011056 | 0 | 0.0012272 | 0.00018797 | 0.00011416 | 0.62308 | 0.53053 | 0 | 0.073103 | 0.31869 | 0 | 0.095572
6227 | 1 | 0.00011305 | 0 | 0.0016022 | 0.00020677 | 0.00011416 | 0.68995 | 0.52735 | 0 | 0.063238 | 0.30976 | 0 | 0
6228 | 1 | 0.00010487 | 0 | 0.0018162 | 0.00018797 | 0.00011416 | 0.68952 | 0.61516 | 0 | 0.057167 | 0.29713 | 0 | 0
6229 | 1 | 0.00010431 | 0 | 0.0018759 | 0.00019032 | 0.00011416 | 0.63416 | 0.69248 | 0 | 0.063828 | 0.30277 | 0 | 0
6230 | 1 | 0.000101 | 0 | 0.0017771 | 0.00021382 | 0.00011416 | 0.53492 | 0.7447 | 0 | 0.068803 | 0.30295 | 0 | 0
6231 | 1 | 0.00010289 | 0 | 0.0015193 | 0.00022322 | 0.00011416 | 0.39395 | 0.76957 | 0 | 0.07226 | 0.30376 | 0 | 0
6232 | 1 | 0.00010614 | 0 | 0.0010704 | 0.00022322 | 0.00011416 | 0.23339 | 0.84052 | 0 | 0.12875 | 0.31499 | 0 | 0
6233 | 1 | 0.00010468 | 0 | 0.00037434 | 0.00016448 | 0.00011416 | 0.09029 | 0.87223 | 0 | 0.05683 | 0.31977 | 0 | 0
6234 | 1 | 0.00011667 | 0 | 0 | 0.00011748 | 0.00011416 | 0.010647 | 0.8938 | 0 | 0.074199 | 0.32622 | 0 | 0
6235 | 1 | 0.00011918 | 0 | 0 | 8.8113e-05 | 0.00011416 | 0 | 0.84936 | 0 | 0.047639 | 0.32663 | 0 | 0
6236 | 1 | 0.00011736 | 0 | 0 | 5.8742e-05 | 0.00011416 | 0 | 0.77994 | 0 | 0.037437 | 0.30908 | 0 | 0
6237 | 1 | 0.00012392 | 0 | 0 | 3.7595e-05 | 0.00011416 | 0 | 0.80599 | 0 | 0.038364 | 0.29384 | 0 | 0
6238 | 1 | 0.0001199 | 0 | 0 | 2.3497e-05 | 0.00011416 | 0 | 0.76332 | 0 | 0.030523 | 0.27887 | 0 | 0
6239 | 1 | 0.00010437 | 1.406e-05 | 0 | 9.3987e-06 | 0.00011416 | 0 | 0.52864 | 0 | 0.066442 | 0.26673 | 0 | 0
6240 | 1 | 9.4621e-05 | 2.6501e-05 | 0 | 5.8742e-06 | 0.00011416 | 0 | 0.36162 | 0 | 0.056408 | 0.26371 | 0 | 0
6241 | 1 | 8.4785e-05 | 3.5675e-05 | 0 | 2.3497e-06 | 0.00011416 | 0 | 0.25519 | 0 | 0.034992 | 0.26164 | 0 | 0
6242 | 1 | 7.9801e-05 | 4.3376e-05 | 0 | 1.1748e-06 | 0.00011416 | 0 | 0.20356 | 0 | 0.032715 | 0.26231 | 0 | 0
6243 | 1 | 7.1859e-05 | 4.9443e-05 | 0 | 1.4098e-05 | 0.00011416 | 0 | 0.15123 | 0 | 0.03575 | 0.27012 | 0 | 0
6244 | 1 | 7.2216e-05 | 5.3425e-05 | 0 | 3.7595e-05 | 0.00011416 | 0 | 0.15736 | 0 | 0.055312 | 0.27431 | 0 | 0
6245 | 1 | 8.4979e-05 | 5.729e-05 | 0 | 9.3987e-05 | 0.00011416 | 0.00042589 | 0.14922 | 0 | 0.083474 | 0.28928 | 0 | 0
6246 | 1 | 0.00010491 | 4.3536e-05 | 0 | 0.0001821 | 0.00011416 | 0.048126 | 0.11457 | 0 | 0.23499 | 0.30665 | 0 | 0
6247 | 1 | 0.00012996 | 1.3476e-05 | 0 | 0.0001586 | 0.00011416 | 0.14651 | 0.072489 | 0 | 0.24621 | 0.3126 | 0 | 0
6248 | 1 | 0.00013794 | 0 | 0 | 0.00014685 | 0.00011416 | 0.28407 | 0.072961 | 0 | 0.23381 | 0.31323 | 0 | 0
6249 | 1 | 0.00013662 | 0 | 0 | 0.00016448 | 0.00011416 | 0.42802 | 0.087812 | 0 | 0.24132 | 0.31319 | 0 | 0
6250 | 1 | 0.00014 | 0 | 0 | 0.00018797 | 0.00011416 | 0.55707 | 0.067539 | 0 | 0.21863 | 0.30173 | 0 | 0
6251 | 1 | 0.0001328 | 0 | 0 | 0.00020677 | 0.00011416 | 0.62777 | 0.04479 | 0 | 0.064924 | 0.29803 | 0 | 0
6252 | 1 | 0.00011479 | 0 | 0 | 0.00018797 | 0.00011416 | 0.62862 | 0.030292 | 0 | 0.052277 | 0.29587 | 0 | 0
6253 | 1 | 0.00011104 | 0 | 0 | 0.00019032 | 0.00011416 | 0.55707 | 0.026756 | 0 | 0.048145 | 0.29736 | 0 | 0.021628
6254 | 1 | 0.00012234 | 0 | 0 | 0.00021382 | 0.00011416 | 0.44676 | 0.040311 | 0 | 0.048061 | 0.29916 | 0 | 0.080451
6255 | 1 | 0.00012345 | 0 | 0 | 0.00022322 | 0.00011416 | 0.31516 | 0.065299 | 0 | 0.052361 | 0.29194 | 0 | 0.0023957
6256 | 1 | 0.00012867 | 0 | 0 | 0.00022322 | 0.00011416 | 0.18228 | 0.13861 | 0 | 0.12184 | 0.30814 | 0 | 0
6257 | 1 | 0.00015068 | 0 | 0 | 0.00016448 | 0.00011416 | 0.071976 | 0.28748 | 0 | 0.15219 | 0.31053 | 0 | 0
6258 | 1 | 0.00014425 | 0 | 0 | 0.00011748 | 0.00011416 | 0.0089438 | 0.42409 | 0 | 0.12884 | 0.30931 | 0 | 0
6259 | 1 | 0.00014518 | 7.4529e-06 | 0 | 8.8113e-05 | 0.00011416 | 0 | 0.48409 | 0 | 0.1661 | 0.30845 | 0 | 0
6260 | 1 | 0.00014161 | 2.0288e-05 | 0 | 5.8742e-05 | 0.00011416 | 0 | 0.45273 | 0 | 0.10843 | 0.30155 | 0 | 0
6261 | 1 | 0.00012965 | 3.1212e-05 | 0 | 3.7595e-05 | 0.00011416 | 0 | 0.44979 | 0 | 0.048904 | 0.29623 | 0 | 0
6262 | 1 | 0.00011643 | 3.7688e-05 | 0 | 2.3497e-05 | 0.00011416 | 0 | 0.47937 | 0 | 0.04199 | 0.2901 | 0 | 0
6263 | 1 | 0.00010145 | 4.1115e-05 | 0 | 9.3987e-06 | 0.00011416 | 0 | 0.4835 | 0 | 0.032293 | 0.27688 | 0 | 0
6264 | 1 | 8.9774e-05 | 4.4863e-05 | 0 | 5.8742e-06 | 0.00011416 | 0 | 0.48432 | 0 | 0.026728 | 0.27638 | 0 | 0
6265 | 1 | 7.841e-05 | 4.8728e-05 | 0 | 2.3497e-06 | 0.00011416 | 0 | 0.44024 | 0 | 0.024283 | 0.2721 | 0 | 0
6266 | 1 | 7.4414e-05 | 5.2418e-05 | 0 | 1.1748e-06 | 0.00011416 | 0 | 0.40288 | 0 | 0.025295 | 0.26876 | 0 | 0
6267 | 1 | 7.1723e-05 | 5.621e-05 | 0 | 1.4098e-05 | 0.00011416 | 0 | 0.37753 | 0 | 0.02656 | 0.26434 | 0 | 0
6268 | 1 | 6.4278e-05 | 6.095e-05 | 0 | 3.7595e-05 | 0.00011416 | 0 | 0.29467 | 0 | 0.029089 | 0.2587 | 0 | 0
6269 | 1 | 8.3954e-05 | 6.5691e-05 | 0 | 9.3987e-05 | 0.00011416 | 0.00042589 | 0.32355 | 0 | 0.038533 | 0.26687 | 0 | 0
6270 | 1 | 9.6678e-05 | 6.0571e-05 | 0 | 0.0001821 | 0.00011416 | 0.045997 | 0.30033 | 0 | 0.05118 | 0.27972 | 0 | 0
6271 | 1 | 0.00011021 | 4.253e-05 | 0 | 0.0001586 | 0.00011416 | 0.13927 | 0.24293 | 0 | 0.058094 | 0.29167 | 0 | 0.1297
6272 | 1 | 0.00012147 | 1.8902e-05 | 0 | 0.00014685 | 0.00011416 | 0.27002 | 0.1649 | 0 | 0.05489 | 0.29682 | 0 | 0.011856
6273 | 1 | 0.00012626 | 0 | 0 | 0.00016448 | 0.00011416 | 0.39608 | 0.16537 | 0 | 0.047976 | 0.29411 | 0 | 0.021684
6274 | 1 | 0.00011611 | 0 | 0 | 0.00018797 | 0.00011416 | 0.47956 | 0.21417 | 0 | 0.053541 | 0.28689 | 0 | 0.035657
6275 | 1 | 0.00011259 | 0 | 0 | 0.00020677 | 0.00011416 | 0.50724 | 0.22831 | 0 | 0.043929 | 0.279 | 0 | 0.0080674
6276 | 1 | 0.00010203 | 0 | 0 | 0.00018797 | 0.00011416 | 0.50767 | 0.20509 | 0 | 0.039713 | 0.27647 | 0 | 0
6277 | 1 | 0.00010023 | 0 | 0 | 0.00019032 | 0.00011416 | 0.47359 | 0.18246 | 0 | 0.038954 | 0.2808 | 0 | 0
6278 | 1 | 9.8803e-05 | 0 | 0 | 0.00021382 | 0.00011416 | 0.39736 | 0.13567 | 0 | 0.03769 | 0.27896 | 0 | 0
6279 | 1 | 9.9737e-05 | 0 | 0 | 0.00022322 | 0.00011416 | 0.28535 | 0.11822 | 0 | 0.041821 | 0.27589 | 0 | 0
6280 | 1 | 9.3312e-05 | 0 | 0 | 0.00022322 | 0.00011416 | 0.1644 | 0.12388 | 0 | 0.058938 | 0.28554 | 0 | 0
6281 | 1 | 0.00011681 | 0 | 0 | 0.00016448 | 0.00011416 | 0.065588 | 0.12494 | 0 | 0.048651 | 0.28694 | 0 | 0
6282 | 1 | 0.00012612 | 1.7269e-05 | 0 | 0.00011748 | 0.00011416 | 0.0068143 | 0.16608 | 0 | 0.15801 | 0.29722 | 0 | 0
6283 | 1 | 0.00012553 | 2.5042e-05 | 0 | 8.8113e-05 | 0.00011416 | 0 | 0.20321 | 0 | 0.21492 | 0.2983 | 0 | 0
6284 | 1 | 0.00011666 | 3.0935e-05 | 0 | 5.8742e-05 | 0.00011416 | 0 | 0.23939 | 0 | 0.042243 | 0.2785 | 0 | 0
6285 | 1 | 9.5991e-05 | 3.6783e-05 | 0 | 3.7595e-05 | 0.00011416 | 0 | 0.28406 | 0 | 0.046374 | 0.26624 | 0 | 0
6286 | 1 | 9.2284e-05 | 4.339e-05 | 0 | 2.3497e-05 | 0.00011416 | 0 | 0.35255 | 0 | 0.043929 | 0.26321 | 0 | 0
6287 | 1 | 8.2352e-05 | 4.9443e-05 | 0 | 9.3987e-06 | 0.00011416 | 0 | 0.49411 | 0 | 0.038702 | 0.25825 | 0 | 0
6288 | 1 | 6.1744e-05 | 5.4971e-05 | 0 | 5.8742e-06 | 0.00011416 | 0 | 0.24694 | 0 | 0.033727 | 0.25879 | 0 | 0
6289 | 1 | 6.5742e-05 | 6.0207e-05 | 0 | 2.3497e-06 | 0.00011416 | 0 | 0.23279 | 0 | 0.026897 | 0.25618 | 0 | 0
6290 | 1 | 6.4343e-05 | 6.6128e-05 | 0 | 1.1748e-06 | 0.00011416 | 0 | 0.34618 | 0 | 0.025379 | 0.25559 | 0 | 0
6291 | 1 | 5.4627e-05 | 7.2735e-05 | 0 | 1.4098e-05 | 0.00011416 | 0 | 0.37942 | 0 | 0.025717 | 0.25447 | 0 | 0
6292 | 1 | 5.4262e-05 | 7.873e-05 | 0 | 3.7595e-05 | 0.00011416 | 0 | 0.55292 | 0 | 0.01855 | 0.25117 | 0 | 0
6293 | 1 | 5.1727e-05 | 8.2974e-05 | 0 | 9.3987e-05 | 0.00011416 | 0 | 0.69189 | 0 | 0.019899 | 0.25406 | 0 | 0
6294 | 1 | 5.7447e-05 | 8.0728e-05 | 0 | 0.0001821 | 0.00011416 | 0.043015 | 0.69708 | 0 | 0.025801 | 0.26249 | 0 | 0
6295 | 1 | 7.3748e-05 | 6.7397e-05 | 0 | 0.0001586 | 0.00011416 | 0.1414 | 0.73338 | 0 | 0.033052 | 0.26691 | 0 | 0
6296 | 1 | 8.5956e-05 | 4.5082e-05 | 0 | 0.00014685 | 0.00011416 | 0.27428 | 0.75295 | 0 | 0.03398 | 0.27088 | 0 | 0
6297 | 1 | 9.9038e-05 | 2.0156e-05 | 0 | 0.00016448 | 0.00011416 | 0.39523 | 0.80033 | 0 | 0.035835 | 0.26944 | 0 | 0
6298 | 1 | 0.00010819 | 2.917e-07 | 0 | 0.00018797 | 0.00011416 | 0.48722 | 0.85549 | 0 | 0.036003 | 0.26691 | 0 | 0
6299 | 1 | 0.00011253 | 0 | 0 | 0.00020677 | 0.00011416 | 0.51107 | 0.87541 | 0 | 0.044182 | 0.26082 | 0 | 0
6300 | 1 | 0.00010984 | 0 | 0 | 0.00018797 | 0.00011416 | 0.54344 | 0.88602 | 0 | 0.051771 | 0.26082 | 0 | 0
6301 | 1 | 9.9144e-05 | 0 | 0 | 0.00019032 | 0.00011416 | 0.53663 | 0.82768 | 0 | 0.048651 | 0.25866 | 0 | 0
6302 | 1 | 9.4223e-05 | 0 | 0 | 0.00021382 | 0.00011416 | 0.47189 | 0.75342 | 0 | 0.042159 | 0.25884 | 0 | 0.0013594
6303 | 1 | 8.5806e-05 | 0 | 0 | 0.00022322 | 0.00011416 | 0.36031 | 0.67916 | 0 | 0.045868 | 0.25365 | 0 | 0
6304 | 1 | 9.6454e-05 | 1.002e-05 | 0 | 0.00022322 | 0.00011416 | 0.21848 | 0.52746 | 0 | 0.038111 | 0.25708 | 0 | 0
6305 | 1 | 0.00010734 | 3.2131e-05 | 0 | 0.00016448 | 0.00011416 | 0.087734 | 0.5086 | 0 | 0.049916 | 0.26425 | 0 | 0
6306 | 1 | 0.00011206 | 6.1796e-05 | 0 | 0.00011748 | 0.00011416 | 0.011925 | 0.47984 | 0 | 0.046965 | 0.27657 | 0 | 0
6307 | 1 | 0.0001182 | 7.3391e-05 | 0 | 8.8113e-05 | 0.00011416 | 0 | 0.36846 | 0 | 0.11088 | 0.28419 | 0 | 0
6308 | 1 | 0.00011521 | 8.099e-05 | 0 | 5.8742e-05 | 0.00011416 | 0 | 0.36433 | 0 | 0.031788 | 0.27977 | 0 | 0
6309 | 1 | 0.00010661 | 8.9231e-05 | 0 | 3.7595e-05 | 0.00011416 | 0 | 0.35172 | 0 | 0.042917 | 0.27251 | 0 | 0
6310 | 1 | 0.00010067 | 9.6888e-05 | 0 | 2.3497e-05 | 0.00011416 | 0 | 0.33121 | 0 | 0.035245 | 0.26335 | 0 | 0
6311 | 1 | 9.2934e-05 | 0.00010446 | 0 | 9.3987e-06 | 0.00011416 | 0 | 0.36315 | 0 | 0.029595 | 0.25528 | 0 | 0
6312 | 1 | 7.0985e-05 | 0.00011217 | 0 | 5.8742e-06 | 0.00011416 | 0 | 0.42339 | 0 | 0.025717 | 0.24878 | 0 | 0
6313 | 1 | 5.033e-05 | 0.00011849 | 0 | 2.3497e-06 | 0.00011416 | 0 | 0.43682 | 0 | 0.030438 | 0.24648 | 0 | 0
6314 | 1 | 5.3094e-05 | 0.00012426 | 0 | 1.1748e-06 | 0.00011416 | 0 | 0.36822 | 0 | 0.028752 | 0.24423 | 0 | 0
6315 | 1 | 5.5007e-05 | 0.00012988 | 0 | 1.4098e-05 | 0.00011416 | 0 | 0.26273 | 0 | 0.028415 | 0.24396 | 0 | 0
6316 | 1 | 5.8536e-05 | 0.00013554 | 0 | 3.7595e-05 | 0.00011416 | 0 | 0.17822 | 0 | 0.02403 | 0.24269 | 0 | 0
6317 | 1 | 7.918e-05 | 0.00014147 | 0 | 9.3987e-05 | 0.00011416 | 0 | 0.16513 | 0 | 0.19384 | 0.27097 | 0 | 0
6318 | 1 | 0.00010778 | 0.000129 | 0 | 0.0001821 | 0.00011416 | 0.050256 | 0.16761 | 0 | 0.32032 | 0.28527 | 0 | 0
6319 | 1 | 0.00014869 | 9.241e-05 | 0 | 0.0001586 | 0.00011416 | 0.17121 | 0.13508 | 0 | 0.28718 | 0.28721 | 0 | 0
6320 | 1 | 0.00015942 | 5.2214e-05 | 0 | 0.00014685 | 0.00011416 | 0.36031 | 0.12612 | 0 | 0.30877 | 0.28644 | 0 | 0.47632
6321 | 1 | 0.00015763 | 2.1848e-05 | 0 | 0.00016448 | 0.00011416 | 0.55111 | 0.09017 | 0 | 0.18221 | 0.2891 | 0 | 0.70275
6322 | 1 | 0.00015108 | 0 | 0 | 0.00018797 | 0.00011416 | 0.69719 | 0.071782 | 0 | 0.15826 | 0.29262 | 0 | 0.78271
6323 | 1 | 0.0001307 | 0 | 0 | 0.00020677 | 0.00011416 | 0.78024 | 0.062235 | 0 | 0.049241 | 0.28153 | 0 | 0.92018
6324 | 1 | 0.00010037 | 0 | 0 | 0.00018797 | 0.00011416 | 0.79259 | 0.06695 | 0 | 0.046037 | 0.2841 | 0 | 0.87012
6325 | 1 | 0.00011224 | 0 | 0 | 0.00019032 | 0.00011416 | 0.73637 | 0.04644 | 0 | 0.049578 | 0.28369 | 0 | 0.72034
6326 | 1 | 0.00010246 | 0 | 0 | 0.00021382 | 0.00011416 | 0.61755 | 0.040193 | 0 | 0.050675 | 0.28189 | 0 | 0.60253
6327 | 1 | 0.00012045 | 0 | 0 | 0.00022322 | 0.00011416 | 0.44804 | 0.039486 | 0 | 0.055228 | 0.27652 | 0 | 0.40104
6328 | 1 | 0.00012389 | 0 | 0 | 0.00022322 | 0.00011416 | 0.25596 | 0.028289 | 0 | 0.18862 | 0.28707 | 0 | 0
6329 | 1 | 0.00014665 | 2.1907e-05 | 0 | 0.00016448 | 0.00011416 | 0.096252 | 0.019213 | 0 | 0.25902 | 0.30354 | 0 | 0
6330 | 1 | 0.00014662 | 6.0557e-05 | 0 | 0.00011748 | 0.00011416 | 0.011925 | 0.016502 | 0 | 0.29089 | 0.30466 | 0 | 0
6331 | 1 | 0.00014864 | 7.6833e-05 | 0 | 8.8113e-05 | 0.00011416 | 0 | 0.021216 | 0 | 0.26433 | 0.30169 | 0 | 0
6332 | 1 | 0.00013622 | 8.9449e-05 | 0 | 5.8742e-05 | 0.00011416 | 0 | 0.025342 | 0 | 0.17572 | 0.29303 | 0 | 0
6333 | 1 | 0.00011154 | 9.9338e-05 | 0 | 3.7595e-05 | 0.00011416 | 0 | 0.029939 | 0 | 0.10438 | 0.27995 | 0 | 0
6334 | 1 | 0.00011399 | 0.00010618 | 0 | 2.3497e-05 | 0.00011416 | 0 | 0.032532 | 0 | 0.04747 | 0.26412 | 0 | 0
6335 | 1 | 8.7e-05 | 0.0001114 | 0 | 9.3987e-06 | 0.00011416 | 0 | 0.037129 | 0 | 0.042749 | 0.25812 | 0 | 0
6336 | 1 | 8.8539e-05 | 0.00011627 | 0 | 5.8742e-06 | 0.00011416 | 0 | 0.043258 | 0 | 0.032968 | 0.25627 | 0 | 0
6337 | 1 | 8.1391e-05 | 0.00012106 | 0 | 2.3497e-06 | 0.00011416 | 0 | 0.045144 | 0 | 0.034317 | 0.26159 | 0 | 0
6338 | 1 | 7.7205e-05 | 0.00012493 | 0 | 1.1748e-06 | 0.00011416 | 0 | 0.065299 | 0 | 0.032378 | 0.26285 | 0 | 0
6339 | 1 | 7.1247e-05 | 0.00012785 | 0 | 1.4098e-05 | 0.00011416 | 0 | 0.11975 | 0 | 0.030438 | 0.26371 | 0 | 0
6340 | 1 | 7.4956e-05 | 0.00013176 | 0 | 3.7595e-05 | 0.00011416 | 0 | 0.16726 | 0 | 0.035076 | 0.26267 | 0 | 0
6341 | 1 | 9.5842e-05 | 0.00013567 | 0 | 9.3987e-05 | 0.00011416 | 0 | 0.22466 | 0 | 0.053879 | 0.2859 | 0 | 0
6342 | 1 | 0.00011662 | 0.00012186 | 0 | 0.0001821 | 0.00011416 | 0.046848 | 0.23609 | 0 | 0.20202 | 0.30137 | 0 | 0
6343 | 1 | 0.00013502 | 8.3178e-05 | 0 | 0.0001586 | 0.00011416 | 0.15673 | 0.2091 | 0 | 0.2226 | 0.30092 | 0 | 0
6344 | 1 | 0.00014328 | 4.0109e-05 | 0 | 0.00014685 | 0.00011416 | 0.32624 | 0.20934 | 0 | 0.23794 | 0.30412 | 0 | 0.49168
6345 | 1 | 0.00015202 | 4.3317e-06 | 0 | 0.00016448 | 0.00011416 | 0.50256 | 0.32532 | 0 | 0.24283 | 0.30624 | 0 | 0.68797
6346 | 1 | 0.00014392 | 0 | 0 | 0.00018797 | 0.00011416 | 0.63671 | 0.39958 | 0 | 0.20877 | 0.30926 | 0 | 0.52639
6347 | 1 | 0.00014337 | 0 | 0 | 0.00020677 | 0.00011416 | 0.70358 | 0.48927 | 0 | 0.17681 | 0.3025 | 0 | 0.84029
6348 | 1 | 0.00014474 | 0 | 0 | 0.00018797 | 0.00011416 | 0.72232 | 0.48656 | 0 | 0.19191 | 0.29343 | 0 | 0.61461
6349 | 1 | 0.0001418 | 0 | 0 | 0.00019032 | 0.00011416 | 0.66951 | 0.45992 | 0 | 0.20312 | 0.28748 | 0 | 0.35566
6350 | 1 | 0.00014099 | 0 | 0 | 0.00021382 | 0.00011416 | 0.54855 | 0.47725 | 0 | 0.13946 | 0.29019 | 0 | 0.16226
6351 | 1 | 0.00014422 | 0 | 0 | 0.00022322 | 0.00011416 | 0.38586 | 0.52263 | 0 | 0.13246 | 0.28901 | 0 | 0.071448
6352 | 1 | 0.00013674 | 0 | 0 | 0.00022322 | 0.00011416 | 0.21337 | 0.48373 | 0 | 0.12707 | 0.29537 | 0 | 0
6353 | 1 | 0.00013893 | 7.7884e-06 | 0 | 0.00016448 | 0.00011416 | 0.078365 | 0.48114 | 0 | 0.18592 | 0.29961 | 0 | 0
6354 | 1 | 0.00012752 | 3.7075e-05 | 0 | 0.00011748 | 0.00011416 | 0.0089438 | 0.52098 | 0 | 0.26088 | 0.29614 | 0 | 0
6355 | 1 | 0.00012585 | 4.9253e-05 | 0 | 8.8113e-05 | 0.00011416 | 0 | 0.54314 | 0 | 0.16433 | 0.29524 | 0 | 0
6356 | 1 | 0.00011659 | 5.9638e-05 | 0 | 5.8742e-05 | 0.00011416 | 0 | 0.50731 | 0 | 0.054216 | 0.28653 | 0 | 0
6357 | 1 | 9.8304e-05 | 6.7353e-05 | 0 | 3.7595e-05 | 0.00011416 | 0 | 0.46664 | 0 | 0.048314 | 0.28374 | 0 | 0
6358 | 1 | 0.00011056 | 7.2648e-05 | 0 | 2.3497e-05 | 0.00011416 | 0 | 0.40936 | 0 | 0.031535 | 0.26899 | 0 | 0
6359 | 1 | 0.00010185 | 7.6279e-05 | 0 | 9.3987e-06 | 0.00011416 | 0 | 0.36033 | 0 | 0.028078 | 0.26087 | 0 | 0
6360 | 1 | 9.0373e-05 | 8.0203e-05 | 0 | 5.8742e-06 | 0.00011416 | 0 | 0.31483 | 0 | 0.028246 | 0.2597 | 0 | 0
6361 | 1 | 8.8281e-05 | 8.4053e-05 | 0 | 2.3497e-06 | 0.00011416 | 0 | 0.29797 | 0 | 0.032799 | 0.25825 | 0 | 0
6362 | 1 | 8.6076e-05 | 8.7962e-05 | 0 | 1.1748e-06 | 0.00011416 | 0 | 0.26909 | 0 | 0.023356 | 0.25992 | 0 | 0
6363 | 1 | 8.0467e-05 | 9.1593e-05 | 0 | 1.4098e-05 | 0.00011416 | 0 | 0.24057 | 0 | 0.028836 | 0.25803 | 0 | 0
6364 | 1 | 8.5344e-05 | 9.5108e-05 | 0 | 3.7595e-05 | 0.00011416 | 0 | 0.19283 | 0 | 0.042327 | 0.25821 | 0 | 0
6365 | 1 | 9.8463e-05 | 9.9849e-05 | 0 | 9.3987e-05 | 0.00011416 | 0 | 0.14309 | 0 | 0.17782 | 0.28716 | 0 | 0
6366 | 1 | 0.000125 | 9.4846e-05 | 0 | 0.0001821 | 0.00011416 | 0.037479 | 0.095002 | 0 | 0.25422 | 0.29655 | 0 | 0
6367 | 1 | 0.00013907 | 7.2939e-05 | 0 | 0.0001586 | 0.00011416 | 0.11371 | 0.054338 | 0 | 0.15497 | 0.30182 | 0 | 0
6368 | 1 | 0.00015228 | 4.6511e-05 | 0 | 0.00014685 | 0.00011416 | 0.23041 | 0.043729 | 0 | 0.1468 | 0.30552 | 0 | 0
6369 | 1 | 0.00016049 | 2.3453e-05 | 0 | 0.00016448 | 0.00011416 | 0.34242 | 0.088755 | 0 | 0.14494 | 0.30719 | 0 | 0
6370 | 1 | 0.0001628 | 1.3112e-05 | 0 | 0.00018797 | 0.00011416 | 0.42589 | 0.16278 | 0 | 0.12243 | 0.3025 | 0 | 0
6371 | 1 | 0.00015835 | 1.1172e-05 | 0 | 0.00020677 | 0.00011416 | 0.46721 | 0.23409 | 0 | 0.075801 | 0.29686 | 0 | 0
6372 | 1 | 0.00015871 | 1.3885e-05 | 0 | 0.00018797 | 0.00011416 | 0.46252 | 0.3529 | 0 | 0.071501 | 0.29876 | 0 | 0
6373 | 1 | 0.00015451 | 2.1236e-05 | 0 | 0.00019032 | 0.00011416 | 0.42334 | 0.47254 | 0 | 0.063997 | 0.29889 | 0 | 0
6374 | 1 | 0.00015242 | 3.2189e-05 | 0 | 0.00021382 | 0.00011416 | 0.35434 | 0.55304 | 0 | 0.088954 | 0.30124 | 0 | 0
6375 | 1 | 0.00014599 | 4.482e-05 | 0 | 0.00022322 | 0.00011416 | 0.24361 | 0.59382 | 0 | 0.21855 | 0.30151 | 0 | 0
6376 | 1 | 0.00014088 | 5.9084e-05 | 0 | 0.00022322 | 0.00011416 | 0.13586 | 0.67232 | 0 | 0.21619 | 0.31229 | 0 | 0
6377 | 1 | 0.00013674 | 7.5492e-05 | 0 | 0.00016448 | 0.00011416 | 0.05494 | 0.68482 | 0 | 0.23651 | 0.32307 | 0 | 0
6378 | 1 | 0.00013267 | 9.2366e-05 | 0 | 0.00011748 | 0.00011416 | 0.0059625 | 0.70509 | 0 | 0.28078 | 0.32735 | 0 | 0
6379 | 1 | 0.00012113 | 0.00010363 | 0 | 8.8113e-05 | 0.00011416 | 0 | 0.72595 | 0 | 0.21358 | 0.32947 | 0 | 0
6380 | 1 | 0.00011485 | 0.00011236 | 0 | 5.8742e-05 | 0.00011416 | 0 | 0.70167 | 0 | 0.16088 | 0.33019 | 0 | 0
6381 | 1 | 0.00010751 | 0.00011936 | 0 | 3.7595e-05 | 0.00011416 | 0 | 0.7045 | 0 | 0.062479 | 0.33091 | 0 | 0
6382 | 1 | 9.9192e-05 | 0.00012294 | 0 | 2.3497e-05 | 0.00011416 | 0 | 0.73279 | 0 | 0.052192 | 0.32343 | 0 | 0
6383 | 1 | 8.8458e-05 | 0.00012388 | 0 | 9.3987e-06 | 0.00011416 | 0 | 0.69967 | 0 | 0.046206 | 0.32297 | 0 | 0
6384 | 1 | 7.7429e-05 | 0.00012457 | 0 | 5.8742e-06 | 0.00011416 | 0 | 0.70014 | 0 | 0.039882 | 0.3292 | 0 | 0
6385 | 1 | 6.6776e-05 | 0.00012501 | 0 | 2.3497e-06 | 0.00011416 | 0 | 0.73845 | 0 | 0.038954 | 0.33488 | 0 | 0
6386 | 1 | 6.4594e-05 | 0.00012498 | 0 | 1.1748e-06 | 0.00011416 | 0 | 0.79055 | 0 | 0.039966 | 0.33894 | 0 | 0
6387 | 1 | 6.0786e-05 | 0.00012498 | 0 | 1.4098e-05 | 0.00011416 | 0 | 0.7553 | 0 | 0.047808 | 0.33664 | 0 | 0
6388 | 1 | 6.1465e-05 | 0.00012458 | 0 | 3.7595e-05 | 0.00011416 | 0 | 0.77051 | 0 | 0.045363 | 0.33263 | 0 | 0
6389 | 1 | 7.5012e-05 | 0.00012412 | 0 | 9.3987e-05 | 0.00011416 | 0 | 0.78689 | 0 | 0.074115 | 0.33227 | 0 | 0
6390 | 1 | 8.8283e-05 | 0.00012034 | 0 | 0.0001821 | 0.00011416 | 0.035349 | 0.78548 | 0 | 0.19098 | 0.34841 | 0 | 0
6391 | 1 | 9.4636e-05 | 0.00010841 | 0 | 0.0001586 | 0.00011416 | 0.11457 | 0.7988 | 0 | 0.18356 | 0.36041 | 0 | 0
6392 | 1 | 0.00010224 | 9.0164e-05 | 0 | 0.00014685 | 0.00011416 | 0.2368 | 0.7942 | 0 | 0.13761 | 0.35622 | 0 | 0
6393 | 1 | 9.3322e-05 | 7.0795e-05 | 0 | 0.00016448 | 0.00011416 | 0.35009 | 0.80823 | 0 | 0.060708 | 0.35725 | 0 | 0
6394 | 1 | 9.8072e-05 | 5.4941e-05 | 0 | 0.00018797 | 0.00011416 | 0.44506 | 0.79161 | 0 | 0.063153 | 0.35833 | 0 | 0
6395 | 1 | 0.00010486 | 4.0546e-05 | 0 | 0.00020677 | 0.00011416 | 0.51065 | 0.7922 | 0 | 0.056408 | 0.35098 | 0 | 0
6396 | 1 | 7.4742e-05 | 2.7711e-05 | 0 | 0.00018797 | 0.00011416 | 0.52002 | 0.76638 | 0 | 0.056071 | 0.34959 | 0 | 0
6397 | 1 | 7.3454e-05 | 1.9981e-05 | 0 | 0.00019032 | 0.00011416 | 0.4868 | 0.76073 | 0 | 0.11678 | 0.34638 | 0 | 0
6398 | 1 | 4.6856e-05 | 1.7298e-05 | 0 | 0.00021382 | 0.00011416 | 0.41951 | 0.79161 | 0 | 0.1183 | 0.35031 | 0 | 0
6399 | 1 | 3.922e-05 | 2.039e-05 | 0 | 0.00022322 | 0.00011416 | 0.31175 | 0.80799 | 0 | 0.1387 | 0.34638 | 0 | 0.010006
6400 | 1 | 4.3315e-05 | 2.8995e-05 | 0 | 0.00022322 | 0.00011416 | 0.18356 | 0.81919 | 0 | 0.076813 | 0.35017 | 0 | 0
6401 | 1 | 6.4656e-05 | 4.8218e-05 | 0 | 0.00016448 | 0.00011416 | 0.070273 | 0.84052 | 0 | 0.19013 | 0.36014 | 0 | 0
6402 | 1 | 7.1481e-05 | 6.9235e-05 | 0 | 0.00011748 | 0.00011416 | 0.0076661 | 0.85585 | 0 | 0.26417 | 0.36415 | 0 | 0
6403 | 1 | 6.8314e-05 | 7.7738e-05 | 0 | 8.8113e-05 | 0.00011416 | 0 | 0.85019 | 0 | 0.20025 | 0.36266 | 0 | 0
6404 | 1 | 5.6227e-05 | 8.4855e-05 | 0 | 5.8742e-05 | 0.00011416 | 0 | 0.86504 | 0 | 0.036931 | 0.36325 | 0 | 0
6405 | 1 | 6.1544e-05 | 9.2089e-05 | 0 | 3.7595e-05 | 0.00011416 | 0 | 0.88437 | 0 | 0.040894 | 0.35531 | 0 | 0
6406 | 1 | 6.1915e-05 | 9.5969e-05 | 0 | 2.3497e-05 | 0.00011416 | 0 | 0.90347 | 0 | 0.033642 | 0.34408 | 0 | 0
6407 | 1 | 7.0495e-05 | 9.5925e-05 | 0 | 9.3987e-06 | 0.00011416 | 0 | 0.90712 | 0 | 0.03086 | 0.34165 | 0 | 0
6408 | 1 | 7.2634e-05 | 9.6552e-05 | 0 | 5.8742e-06 | 0.00011416 | 0 | 0.92539 | 0 | 0.019899 | 0.34196 | 0 | 0
6409 | 1 | 6.9351e-05 | 9.7019e-05 | 0 | 2.3497e-06 | 0.00011416 | 0 | 0.94059 | 0 | 0.025548 | 0.34241 | 0 | 0
6410 | 1 | 6.6148e-05 | 9.785e-05 | 0 | 1.1748e-06 | 0.00011416 | 0 | 0.95851 | 0 | 0.032884 | 0.34142 | 0 | 0
6411 | 1 | 6.094e-05 | 0.00010004 | 0 | 1.4098e-05 | 0.00011416 | 0 | 0.9571 | 0 | 0.044772 | 0.33966 | 0 | 0
6412 | 1 | 5.9266e-05 | 0.00010269 | 0 | 3.7595e-05 | 0.00011416 | 0 | 0.9301 | 0 | 0.040809 | 0.3393 | 0 | 0
6413 | 1 | 7.9013e-05 | 0.00010622 | 0 | 9.3987e-05 | 0.00011416 | 0 | 0.9235 | 0 | 0.12791 | 0.35134 | 0 | 0
6414 | 1 | 8.9715e-05 | 0.00010514 | 0 | 0.0001821 | 0.00011416 | 0.03833 | 0.92786 | 0 | 0.25169 | 0.36149 | 0 | 0
6415 | 1 | 0.00011085 | 8.7612e-05 | 0 | 0.0001586 | 0.00011416 | 0.1299 | 0.91407 | 0 | 0.26358 | 0.36357 | 0 | 0
6416 | 1 | 0.00011947 | 6.2963e-05 | 0 | 0.00014685 | 0.00011416 | 0.26704 | 0.8806 | 0 | 0.13558 | 0.36339 | 0 | 0
6417 | 1 | 0.00013183 | 3.9525e-05 | 0 | 0.00016448 | 0.00011416 | 0.4046 | 0.85372 | 0 | 0.085076 | 0.36275 | 0 | 0
6418 | 1 | 0.00015109 | 2.548e-05 | 0 | 0.00018797 | 0.00011416 | 0.51065 | 0.87199 | 0 | 0.065683 | 0.35482 | 0 | 0
6419 | 1 | 0.00015137 | 1.7998e-05 | 0 | 0.00020677 | 0.00011416 | 0.56857 | 0.9149 | 0 | 0.058179 | 0.35301 | 0 | 0
6420 | 1 | 0.00014178 | 1.4745e-05 | 0 | 0.00018797 | 0.00011416 | 0.55877 | 0.91101 | 0 | 0.060287 | 0.35031 | 0 | 0
6421 | 1 | 0.00013108 | 1.4702e-05 | 0 | 0.00019032 | 0.00011416 | 0.50213 | 0.85007 | 0 | 0.062057 | 0.34751 | 0 | 0
6422 | 1 | 0.00013166 | 1.7269e-05 | 0 | 0.00021382 | 0.00011416 | 0.41951 | 0.76391 | 0 | 0.069815 | 0.34647 | 0 | 0
6423 | 1 | 0.00013275 | 2.3073e-05 | 0 | 0.00022322 | 0.00011416 | 0.30835 | 0.686 | 0 | 0.073187 | 0.34751 | 0 | 0
6424 | 1 | 0.00012434 | 3.2641e-05 | 0 | 0.00022322 | 0.00011416 | 0.17419 | 0.64439 | 0 | 0.19317 | 0.34972 | 0 | 0
6425 | 1 | 0.00012505 | 4.7562e-05 | 0 | 0.00016448 | 0.00011416 | 0.062606 | 0.6385 | 0 | 0.2511 | 0.35689 | 0 | 0
6426 | 1 | 0.00012752 | 6.133e-05 | 0 | 0.00011748 | 0.00011416 | 0.0055366 | 0.60879 | 0 | 0.31973 | 0.35599 | 0 | 0
6427 | 1 | 0.00011529 | 6.7207e-05 | 0 | 8.8113e-05 | 0.00011416 | 0 | 0.63001 | 0 | 0.27159 | 0.35491 | 0 | 0
6428 | 1 | 0.00010287 | 7.2633e-05 | 0 | 5.8742e-05 | 0.00011416 | 0 | 0.61787 | 0 | 0.2032 | 0.35658 | 0 | 0
6429 | 1 | 8.9882e-05 | 7.8219e-05 | 0 | 3.7595e-05 | 0.00011416 | 0 | 0.62966 | 0 | 0.06113 | 0.34747 | 0 | 0
6430 | 1 | 8.4476e-05 | 8.3105e-05 | 0 | 2.3497e-05 | 0.00011416 | 0 | 0.67551 | 0 | 0.041568 | 0.33984 | 0 | 0
6431 | 1 | 8.3513e-05 | 8.7189e-05 | 0 | 9.3987e-06 | 0.00011416 | 0 | 0.63779 | 0 | 0.041568 | 0.32126 | 0 | 0
6432 | 1 | 8.6404e-05 | 9.1068e-05 | 0 | 5.8742e-06 | 0.00011416 | 0 | 0.6042 | 0 | 0.038196 | 0.31616 | 0 | 0
6433 | 1 | 7.0436e-05 | 9.3927e-05 | 0 | 2.3497e-06 | 0.00011416 | 0 | 0.56388 | 0 | 0.037268 | 0.31598 | 0 | 0
6434 | 1 | 6.4874e-05 | 9.5852e-05 | 0 | 1.1748e-06 | 0.00011416 | 0 | 0.51297 | 0 | 0.042411 | 0.3149 | 0 | 0
6435 | 1 | 5.6932e-05 | 9.6654e-05 | 0 | 1.4098e-05 | 0.00011416 | 0 | 0.48998 | 0 | 0.040725 | 0.31319 | 0 | 0
6436 | 1 | 6.2607e-05 | 9.7282e-05 | 0 | 3.7595e-05 | 0.00011416 | 0 | 0.53524 | 0 | 0.040219 | 0.31472 | 0 | 0
6437 | 1 | 6.9279e-05 | 9.7515e-05 | 0 | 9.3987e-05 | 0.00011416 | 0 | 0.54349 | 0 | 0.044519 | 0.3273 | 0 | 0
6438 | 1 | 7.5757e-05 | 9.4438e-05 | 0 | 0.0001821 | 0.00011416 | 0.029387 | 0.54915 | 0 | 0.054384 | 0.33881 | 0 | 0
6439 | 1 | 8.323e-05 | 8.0144e-05 | 0 | 0.0001586 | 0.00011416 | 0.1052 | 0.56377 | 0 | 0.089713 | 0.35685 | 0 | 0
6440 | 1 | 0.00010431 | 6.2744e-05 | 0 | 0.00014685 | 0.00011416 | 0.22572 | 0.54267 | 0 | 0.060708 | 0.35865 | 0 | 0.021327
6441 | 1 | 0.00010828 | 4.4601e-05 | 0 | 0.00016448 | 0.00011416 | 0.33944 | 0.52782 | 0 | 0.062732 | 0.35888 | 0 | 0
6442 | 1 | 0.00012377 | 2.9039e-05 | 0 | 0.00018797 | 0.00011416 | 0.41993 | 0.48727 | 0 | 0.064503 | 0.35098 | 0 | 0
6443 | 1 | 0.00013061 | 1.7414e-05 | 0 | 0.00020677 | 0.00011416 | 0.46763 | 0.4901 | 0 | 0.059444 | 0.34165 | 0 | 0
6444 | 1 | 0.00012506 | 1.0239e-05 | 0 | 0.00018797 | 0.00011416 | 0.47743 | 0.56141 | 0 | 0.045616 | 0.3338 | 0 | 0
6445 | 1 | 0.00012256 | 6.5778e-06 | 0 | 0.00019032 | 0.00011416 | 0.44634 | 0.61292 | 0 | 0.043845 | 0.32735 | 0 | 0
6446 | 1 | 0.00011708 | 8.0655e-06 | 0 | 0.00021382 | 0.00011416 | 0.3816 | 0.57273 | 0 | 0.04258 | 0.32803 | 0 | 0
6447 | 1 | 0.00011491 | 1.4629e-05 | 0 | 0.00022322 | 0.00011416 | 0.29089 | 0.56848 | 0 | 0.04258 | 0.33601 | 0 | 0
6448 | 1 | 0.00010701 | 2.5261e-05 | 0 | 0.00022322 | 0.00011416 | 0.17376 | 0.50684 | 0 | 0.055818 | 0.34377 | 0 | 0
6449 | 1 | 9.9453e-05 | 5.0478e-05 | 0 | 0.00016448 | 0.00011416 | 0.065162 | 0.43777 | 0 | 0.18179 | 0.34891 | 0 | 0
6450 | 1 | 8.7755e-05 | 7.7913e-05 | 0 | 0.00011748 | 0.00011416 | 0.0055366 | 0.41549 | 0 | 0.28567 | 0.35193 | 0 | 0
6451 | 1 | 8.5242e-05 | 8.9274e-05 | 0 | 8.8113e-05 | 0.00011416 | 0 | 0.33946 | 0 | 0.1688 | 0.35229 | 0 | 0
6452 | 1 | 8.5813e-05 | 9.944e-05 | 0 | 5.8742e-05 | 0.00011416 | 0 | 0.31719 | 0 | 0.053794 | 0.33971 | 0 | 0
6453 | 1 | 8.2011e-05 | 0.00010829 | 0 | 3.7595e-05 | 0.00011416 | 0 | 0.37376 | 0 | 0.052108 | 0.32825 | 0 | 0
6454 | 1 | 8.038e-05 | 0.00011474 | 0 | 2.3497e-05 | 0.00011416 | 0 | 0.46134 | 0 | 0.044941 | 0.32212 | 0 | 0
6455 | 1 | 6.6717e-05 | 0.00011852 | 0 | 9.3987e-06 | 0.00011416 | 0 | 0.55139 | 0 | 0.04747 | 0.31084 | 0 | 0
6456 | 1 | 6.2096e-05 | 0.00012259 | 0 | 5.8742e-06 | 0.00011416 | 0 | 0.54679 | 0 | 0.044351 | 0.30913 | 0 | 0
6457 | 1 | 5.633e-05 | 0.00012622 | 0 | 2.3497e-06 | 0.00011416 | 0 | 0.55481 | 0 | 0.040641 | 0.31404 | 0 | 0
6458 | 1 | 5.3064e-05 | 0.000128 | 0 | 1.1748e-06 | 0.00011416 | 0 | 0.52852 | 0 | 0.039292 | 0.30723 | 0 | 0
6459 | 1 | 4.8826e-05 | 0.00013086 | 0 | 1.4098e-05 | 0.00011416 | 0 | 0.46004 | 0 | 0.039798 | 0.30647 | 0 | 0
6460 | 1 | 4.6671e-05 | 0.00013294 | 0 | 3.7595e-05 | 0.00011416 | 0 | 0.46476 | 0 | 0.04199 | 0.30069 | 0 | 0
6461 | 1 | 5.2995e-05 | 0.0001364 | 0 | 9.3987e-05 | 0.00011416 | 0 | 0.45156 | 0 | 0.036088 | 0.29979 | 0 | 0
6462 | 1 | 6.2038e-05 | 0.00013086 | 0 | 0.0001821 | 0.00011416 | 0.036201 | 0.45686 | 0 | 0.045868 | 0.29866 | 0 | 0
6463 | 1 | 7.1525e-05 | 0.0001015 | 0 | 0.0001586 | 0.00011416 | 0.13203 | 0.45144 | 0 | 0.035919 | 0.30872 | 0 | 0
6464 | 1 | 9.871e-05 | 7.0839e-05 | 0 | 0.00014685 | 0.00011416 | 0.29046 | 0.45462 | 0 | 0.036509 | 0.31689 | 0 | 0.032359
6465 | 1 | 0.00011259 | 4.4834e-05 | 0 | 0.00016448 | 0.00011416 | 0.44761 | 0.45332 | 0 | 0.039292 | 0.32022 | 0 | 0.015411
6466 | 1 | 0.00011093 | 2.7536e-05 | 0 | 0.00018797 | 0.00011416 | 0.5609 | 0.45097 | 0 | 0.035497 | 0.31914 | 0 | 0
6467 | 1 | 0.00012436 | 1.6393e-05 | 0 | 0.00020677 | 0.00011416 | 0.61584 | 0.4703 | 0 | 0.031029 | 0.31206 | 0 | 0
6468 | 1 | 0.00010515 | 8.0655e-06 | 0 | 0.00018797 | 0.00011416 | 0.61584 | 0.41785 | 0 | 0.039966 | 0.30647 | 0 | 0
6469 | 1 | 9.5025e-05 | 4.5943e-06 | 0 | 0.00019032 | 0.00011416 | 0.56985 | 0.36245 | 0 | 0.04317 | 0.30408 | 0 | 0
6470 | 1 | 0.00010109 | 6.5924e-06 | 0 | 0.00021382 | 0.00011416 | 0.4868 | 0.27216 | 0 | 0.039713 | 0.30268 | 0 | 0
6471 | 1 | 9.7123e-05 | 1.4862e-05 | 0 | 0.00022322 | 0.00011416 | 0.36542 | 0.32862 | 0 | 0.037015 | 0.30137 | 0 | 0
6472 | 1 | 9.5854e-05 | 3.006e-05 | 0 | 0.00022322 | 0.00011416 | 0.21167 | 0.38555 | 0 | 0.047555 | 0.30439 | 0 | 0
6473 | 1 | 9.8694e-05 | 6.4713e-05 | 0 | 0.00016448 | 0.00011416 | 0.074532 | 0.38413 | 0 | 0.063238 | 0.32807 | 0 | 0
6474 | 1 | 8.419e-05 | 9.8419e-05 | 0 | 0.00011748 | 0.00011416 | 0.0068143 | 0.47124 | 0 | 0.21577 | 0.33466 | 0 | 0
6475 | 1 | 8.5188e-05 | 0.00010974 | 0 | 8.8113e-05 | 0.00011416 | 0 | 0.54208 | 0 | 0.13971 | 0.32983 | 0 | 0
6476 | 1 | 7.0543e-05 | 0.00011895 | 0 | 5.8742e-05 | 0.00011416 | 0 | 0.56612 | 0 | 0.036509 | 0.31819 | 0 | 0
6477 | 1 | 8.1456e-05 | 0.00012705 | 0 | 3.7595e-05 | 0.00011416 | 0 | 0.58204 | 0 | 0.04258 | 0.31797 | 0 | 0
6478 | 1 | 8.0768e-05 | 0.00013297 | 0 | 2.3497e-05 | 0.00011416 | 0 | 0.61174 | 0 | 0.03086 | 0.30484 | 0 | 0
6479 | 1 | 7.076e-05 | 0.00013684 | 0 | 9.3987e-06 | 0.00011416 | 0 | 0.63402 | 0 | 0.032715 | 0.27999 | 0 | 0
6480 | 1 | 6.74e-05 | 0.00013952 | 0 | 5.8742e-06 | 0.00011416 | 0 | 0.64663 | 0 | 0.037943 | 0.27792 | 0 | 0
6481 | 1 | 5.9194e-05 | 0.00014204 | 0 | 2.3497e-06 | 0.00011416 | 0 | 0.67067 | 0 | 0.038533 | 0.2804 | 0 | 0
6482 | 1 | 5.6276e-05 | 0.00014495 | 0 | 1.1748e-06 | 0.00011416 | 0 | 0.68682 | 0 | 0.045868 | 0.28013 | 0 | 0
6483 | 1 | 5.3789e-05 | 0.0001483 | 0 | 1.4098e-05 | 0.00011416 | 0 | 0.71311 | 0 | 0.048988 | 0.2762 | 0 | 0
6484 | 1 | 5.9678e-05 | 0.00015286 | 0 | 3.7595e-05 | 0.00011416 | 0 | 0.72242 | 0 | 0.040556 | 0.28117 | 0 | 0
6485 | 1 | 8.2954e-05 | 0.00015793 | 0 | 9.3987e-05 | 0.00011416 | 0 | 0.69036 | 0 | 0.13499 | 0.29889 | 0 | 0
6486 | 1 | 0.00011944 | 0.00015367 | 0 | 0.0001821 | 0.00011416 | 0.037905 | 0.61645 | 0 | 0.23592 | 0.30304 | 0 | 0
6487 | 1 | 0.00015096 | 0.0001212 | 0 | 0.0001586 | 0.00011416 | 0.13671 | 0.51756 | 0 | 0.25936 | 0.3131 | 0 | 0
6488 | 1 | 0.00016589 | 8.2667e-05 | 0 | 0.00014685 | 0.00011416 | 0.30579 | 0.4644 | 0 | 0.143 | 0.31671 | 0 | 0.006552
6489 | 1 | 0.00017126 | 5.4577e-05 | 0 | 0.00016448 | 0.00011416 | 0.49489 | 0.48161 | 0 | 0.069309 | 0.31098 | 0 | 0
6490 | 1 | 0.00017567 | 3.8504e-05 | 0 | 0.00018797 | 0.00011416 | 0.63969 | 0.6016 | 0 | 0.058263 | 0.29754 | 0 | 0
6491 | 1 | 0.00018219 | 2.6107e-05 | 0 | 0.00020677 | 0.00011416 | 0.68612 | 0.5752 | 0 | 0.045953 | 0.29704 | 0 | 0
6492 | 1 | 0.00017603 | 1.7064e-05 | 0 | 0.00018797 | 0.00011416 | 0.64991 | 0.50554 | 0 | 0.043676 | 0.28879 | 0 | 0
6493 | 1 | 0.00017494 | 1.2237e-05 | 0 | 0.00019032 | 0.00011416 | 0.59114 | 0.51025 | 0 | 0.040725 | 0.29271 | 0 | 0
6494 | 1 | 0.00017094 | 1.3301e-05 | 0 | 0.00021382 | 0.00011416 | 0.50681 | 0.55882 | 0 | 0.045616 | 0.29546 | 0 | 0
6495 | 1 | 0.00016643 | 2.0915e-05 | 0 | 0.00022322 | 0.00011416 | 0.36882 | 0.56365 | 0 | 0.044435 | 0.296 | 0 | 0
6496 | 1 | 0.00016073 | 3.6214e-05 | 0 | 0.00022322 | 0.00011416 | 0.20528 | 0.59217 | 0 | 0.097386 | 0.29957 | 0 | 0
6497 | 1 | 0.00015521 | 7.2968e-05 | 0 | 0.00016448 | 0.00011416 | 0.070273 | 0.59736 | 0 | 0.23322 | 0.30493 | 0 | 0
6498 | 1 | 0.00015511 | 0.00010823 | 0 | 0.00011748 | 0.00011416 | 0.0055366 | 0.64451 | 0 | 0.24444 | 0.30372 | 0 | 0
6499 | 1 | 0.00015662 | 0.00012168 | 0 | 8.8113e-05 | 0.00011416 | 0 | 0.61504 | 0 | 0.2242 | 0.30507 | 0 | 0
6500 | 1 | 0.00013829 | 0.00013353 | 0 | 5.8742e-05 | 0.00011416 | 0 | 0.53053 | 0 | 0.086256 | 0.29984 | 0 | 0
6501 | 1 | 0.00011752 | 0.00014344 | 0 | 3.7595e-05 | 0.00011416 | 0 | 0.4888 | 0 | 0.075379 | 0.28356 | 0 | 0
6502 | 1 | 0.00010819 | 0.00015114 | 0 | 2.3497e-05 | 0.00011416 | 0 | 0.43753 | 0 | 0.037605 | 0.28004 | 0 | 0
6503 | 1 | 9.3063e-05 | 0.00015771 | 0 | 9.3987e-06 | 0.00011416 | 0 | 0.4103 | 0 | 0.034823 | 0.27896 | 0 | 0
6504 | 1 | 8.2111e-05 | 0.00016267 | 0 | 5.8742e-06 | 0.00011416 | 0 | 0.37541 | 0 | 0.031619 | 0.27923 | 0 | 0
6505 | 1 | 7.0959e-05 | 0.0001665 | 0 | 2.3497e-06 | 0.00011416 | 0 | 0.35337 | 0 | 0.033642 | 0.27417 | 0 | 0
6506 | 1 | 6.5233e-05 | 0.00016935 | 0 | 1.1748e-06 | 0.00011416 | 0 | 0.30328 | 0 | 0.03339 | 0.27575 | 0 | 0
6507 | 1 | 6.1022e-05 | 0.00017064 | 0 | 1.4098e-05 | 0.00011416 | 0 | 0.29573 | 0 | 0.033895 | 0.27133 | 0 | 0
6508 | 1 | 6.4442e-05 | 0.00017347 | 0 | 3.7595e-05 | 0.00011416 | 0 | 0.31648 | 0 | 0.024874 | 0.26944 | 0 | 0
6509 | 1 | 8.4101e-05 | 0.00017598 | 0 | 9.3987e-05 | 0.00011416 | 0 | 0.32874 | 0 | 0.0957 | 0.29005 | 0 | 0
6510 | 1 | 0.00011662 | 0.0001694 | 0 | 0.0001821 | 0.00011416 | 0.033646 | 0.30858 | 0 | 0.13921 | 0.30097 | 0 | 0
6511 | 1 | 0.00014666 | 0.00013458 | 0 | 0.0001586 | 0.00011416 | 0.12436 | 0.2203 | 0 | 0.13626 | 0.30714 | 0 | 0
6512 | 1 | 0.00016076 | 9.7267e-05 | 0 | 0.00014685 | 0.00011416 | 0.27172 | 0.1504 | 0 | 0.067201 | 0.31206 | 0 | 0.059625
6513 | 1 | 0.00016703 | 6.8447e-05 | 0 | 0.00016448 | 0.00011416 | 0.43484 | 0.14557 | 0 | 0.051602 | 0.30773 | 0 | 0.28795
6514 | 1 | 0.0001743 | 4.8189e-05 | 0 | 0.00018797 | 0.00011416 | 0.54131 | 0.14144 | 0 | 0.068718 | 0.29136 | 0 | 0.35411
6515 | 1 | 0.0001806 | 3.2714e-05 | 0 | 0.00020677 | 0.00011416 | 0.56687 | 0.1319 | 0 | 0.081956 | 0.2818 | 0 | 0.46258
6516 | 1 | 0.00017518 | 2.2505e-05 | 0 | 0.00018797 | 0.00011416 | 0.58092 | 0.10467 | 0 | 0.086172 | 0.27593 | 0 | 0.34477
6517 | 1 | 0.00017293 | 1.7939e-05 | 0 | 0.00019032 | 0.00011416 | 0.54898 | 0.10314 | 0 | 0.087015 | 0.27291 | 0 | 0.33588
6518 | 1 | 0.0001691 | 1.864e-05 | 0 | 0.00021382 | 0.00011416 | 0.46295 | 0.11881 | 0 | 0.086003 | 0.28135 | 0 | 0.30433
6519 | 1 | 0.00016675 | 2.5684e-05 | 0 | 0.00022322 | 0.00011416 | 0.33688 | 0.15488 | 0 | 0.086341 | 0.29055 | 0 | 0
6520 | 1 | 0.00016184 | 3.9831e-05 | 0 | 0.00022322 | 0.00011416 | 0.18654 | 0.20061 | 0 | 0.087943 | 0.29966 | 0 | 0
6521 | 1 | 0.00015663 | 7.4077e-05 | 0 | 0.00016448 | 0.00011416 | 0.063032 | 0.26308 | 0 | 0.14056 | 0.31278 | 0 | 0
6522 | 1 | 0.00015046 | 0.00010473 | 0 | 0.00011748 | 0.00011416 | 0.0051107 | 0.3872 | 0 | 0.19342 | 0.31837 | 0 | 0
6523 | 1 | 0.00015126 | 0.00011502 | 0 | 8.8113e-05 | 0.00011416 | 0 | 0.45203 | 0 | 0.061551 | 0.32095 | 0 | 0
6524 | 1 | 0.00013493 | 0.0001248 | 0 | 5.8742e-05 | 0.00011416 | 0 | 0.38083 | 0 | 0.037015 | 0.32067 | 0 | 0
6525 | 1 | 0.0001171 | 0.00013453 | 0 | 3.7595e-05 | 0.00011416 | 0 | 0.25731 | 0 | 0.029427 | 0.30218 | 0 | 0
6526 | 1 | 0.00010511 | 0.00014535 | 0 | 2.3497e-05 | 0.00011416 | 0 | 0.22525 | 0 | 0.023693 | 0.29231 | 0 | 0
6527 | 1 | 8.9287e-05 | 0.00015631 | 0 | 9.3987e-06 | 0.00011416 | 0 | 0.19283 | 0 | 0.020405 | 0.28658 | 0 | 0
6528 | 1 | 6.791e-05 | 0.00016447 | 0 | 5.8742e-06 | 0.00011416 | 0 | 0.18659 | 0 | 0.018128 | 0.28464 | 0 | 0
6529 | 1 | 5.8286e-05 | 0.00016897 | 0 | 2.3497e-06 | 0.00011416 | 0 | 0.16513 | 0 | 0.021501 | 0.28198 | 0 | 0
6530 | 1 | 5.4582e-05 | 0.00017377 | 0 | 1.1748e-06 | 0.00011416 | 0 | 0.16018 | 0 | 0.019309 | 0.28144 | 0 | 0
6531 | 1 | 5.0751e-05 | 0.00017893 | 0 | 1.4098e-05 | 0.00011416 | 0 | 0.16278 | 0 | 0.024705 | 0.28144 | 0 | 0
6532 | 1 | 5.4631e-05 | 0.00018314 | 0 | 3.7595e-05 | 0.00011416 | 0 | 0.16702 | 0 | 0.036509 | 0.28405 | 0 | 0
6533 | 1 | 7.4945e-05 | 0.0001868 | 0 | 9.3987e-05 | 0.00011416 | 0.00042589 | 0.14734 | 0 | 0.15346 | 0.31432 | 0 | 0
6534 | 1 | 0.00011006 | 0.00018112 | 0 | 0.0001821 | 0.00011416 | 0.044293 | 0.14734 | 0 | 0.15245 | 0.33001 | 0 | 0
6535 | 1 | 0.00013739 | 0.00014509 | 0 | 0.0001586 | 0.00011416 | 0.1529 | 0.12565 | 0 | 0.18221 | 0.33015 | 0 | 0
6536 | 1 | 0.00014954 | 0.00010478 | 0 | 0.00014685 | 0.00011416 | 0.31899 | 0.079562 | 0 | 0.10278 | 0.32812 | 0 | 0.34418
6537 | 1 | 0.00015374 | 7.3756e-05 | 0 | 0.00016448 | 0.00011416 | 0.49361 | 0.073197 | 0 | 0.078752 | 0.31824 | 0 | 0.45639
6538 | 1 | 0.00016182 | 5.5569e-05 | 0 | 0.00018797 | 0.00011416 | 0.61457 | 0.055163 | 0 | 0.084064 | 0.31531 | 0 | 0.54681
6539 | 1 | 0.00016612 | 4.5315e-05 | 0 | 0.00020677 | 0.00011416 | 0.67249 | 0.042669 | 0 | 0.08086 | 0.29943 | 0 | 0.50519
6540 | 1 | 0.00016147 | 3.8665e-05 | 0 | 0.00018797 | 0.00011416 | 0.68058 | 0.040429 | 0 | 0.1054 | 0.28771 | 0 | 0
6541 | 1 | 0.00016005 | 3.6783e-05 | 0 | 0.00019032 | 0.00011416 | 0.62649 | 0.042315 | 0 | 0.10245 | 0.28626 | 0 | 0.13181
6542 | 1 | 0.00015546 | 4.0342e-05 | 0 | 0.00021382 | 0.00011416 | 0.51533 | 0.050802 | 0 | 0.15767 | 0.28559 | 0 | 0.24842
6543 | 1 | 0.00015038 | 4.9953e-05 | 0 | 0.00022322 | 0.00011416 | 0.3684 | 0.046087 | 0 | 0.094266 | 0.28595 | 0 | 0
6544 | 1 | 0.00014578 | 6.6099e-05 | 0 | 0.00022322 | 0.00011416 | 0.20826 | 0.036657 | 0 | 0.13786 | 0.29903 | 0 | 0
6545 | 1 | 0.00014186 | 0.00010341 | 0 | 0.00016448 | 0.00011416 | 0.074532 | 0.049387 | 0 | 0.23567 | 0.3103 | 0 | 0
6546 | 1 | 0.000143 | 0.00013615 | 0 | 0.00011748 | 0.00011416 | 0.0068143 | 0.06801 | 0 | 0.24755 | 0.31644 | 0 | 0
6547 | 1 | 0.00014002 | 0.00014713 | 0 | 8.8113e-05 | 0.00011416 | 0 | 0.057284 | 0 | 0.22639 | 0.31734 | 0 | 0
6548 | 1 | 0.00012314 | 0.00015663 | 0 | 5.8742e-05 | 0.00011416 | 0 | 0.041372 | 0 | 0.2027 | 0.31783 | 0 | 0
6549 | 1 | 0.00010113 | 0.00016585 | 0 | 3.7595e-05 | 0.00011416 | 0 | 0.040193 | 0 | 0.055396 | 0.2947 | 0 | 0
6550 | 1 | 9.5575e-05 | 0.00017417 | 0 | 2.3497e-05 | 0.00011416 | 0 | 0.043729 | 0 | 0.046374 | 0.28184 | 0 | 0
6551 | 1 | 7.9616e-05 | 0.00018055 | 0 | 9.3987e-06 | 0.00011416 | 0 | 0.068718 | 0 | 0.044013 | 0.27377 | 0 | 0
6552 | 1 | 7.6863e-05 | 0.00018727 | 0 | 5.8742e-06 | 0.00011416 | 0 | 0.08852 | 0 | 0.042243 | 0.27508 | 0 | 0
6553 | 1 | 6.8502e-05 | 0.00019465 | 0 | 2.3497e-06 | 0.00011416 | 0 | 0.094531 | 0 | 0.039545 | 0.2744 | 0 | 0
6554 | 1 | 6.4811e-05 | 0.00020069 | 0 | 1.1748e-06 | 0.00011416 | 0 | 0.068482 | 0 | 0.036594 | 0.27205 | 0 | 0
6555 | 1 | 6.1868e-05 | 0.00020499 | 0 | 1.4098e-05 | 0.00011416 | 0 | 0.076143 | 0 | 0.038786 | 0.27093 | 0 | 0
6556 | 1 | 6.5669e-05 | 0.00020903 | 0 | 3.7595e-05 | 0.00011416 | 0 | 0.095356 | 0 | 0.06796 | 0.27052 | 0 | 0
6557 | 1 | 8.2854e-05 | 0.00021209 | 0 | 9.3987e-05 | 0.00011416 | 0.00042589 | 0.10738 | 0 | 0.21813 | 0.29961 | 0 | 0
6558 | 1 | 0.00011922 | 0.00020606 | 0 | 0.0001821 | 0.00011416 | 0.04046 | 0.11952 | 0 | 0.22277 | 0.3158 | 0 | 0
6559 | 1 | 0.00014882 | 0.00016281 | 0 | 0.0001586 | 0.00011416 | 0.14608 | 0.077558 | 0 | 0.23499 | 0.32176 | 0 | 0
6560 | 1 | 0.00015973 | 0.00011674 | 0 | 0.00014685 | 0.00011416 | 0.32027 | 0.03595 | 0 | 0.24511 | 0.3269 | 0 | 0
6561 | 1 | 0.00016198 | 7.6688e-05 | 0 | 0.00016448 | 0.00011416 | 0.51405 | 0.026167 | 0 | 0.069309 | 0.29817 | 0 | 0.091672
6562 | 1 | 0.00016965 | 5.1018e-05 | 0 | 0.00018797 | 0.00011416 | 0.67376 | 0.02876 | 0 | 0.063659 | 0.29262 | 0 | 0.079203
6563 | 1 | 0.0001744 | 3.1649e-05 | 0 | 0.00020677 | 0.00011416 | 0.76618 | 0.036775 | 0 | 0.17184 | 0.27855 | 0 | 0.059001
6564 | 1 | 0.00016998 | 1.7429e-05 | 0 | 0.00018797 | 0.00011416 | 0.7747 | 0.048916 | 0 | 0.17462 | 0.26218 | 0 | 0.28817
6565 | 1 | 0.00016735 | 9.0135e-06 | 0 | 0.00019032 | 0.00011416 | 0.704 | 0.049859 | 0 | 0.1586 | 0.25889 | 0 | 0.52913
6566 | 1 | 0.00016535 | 7.4675e-06 | 0 | 0.00021382 | 0.00011416 | 0.56431 | 0.042669 | 0 | 0.10995 | 0.25911 | 0 | 0.47854
6567 | 1 | 0.0001614 | 1.3549e-05 | 0 | 0.00022322 | 0.00011416 | 0.38288 | 0.039368 | 0 | 0.13052 | 0.25848 | 0 | 0
6568 | 1 | 0.00015723 | 2.9768e-05 | 0 | 0.00022322 | 0.00011416 | 0.20273 | 0.034182 | 0 | 0.2301 | 0.27436 | 0 | 0
6569 | 1 | 0.00015454 | 7.7927e-05 | 0 | 0.00016448 | 0.00011416 | 0.069421 | 0.031353 | 0 | 0.23347 | 0.29767 | 0 | 0
6570 | 1 | 0.00015562 | 0.00010749 | 0 | 0.00011748 | 0.00011416 | 0.0055366 | 0.035243 | 0 | 0.27007 | 0.29979 | 0 | 0
6571 | 1 | 0.00015716 | 0.0001183 | 0 | 8.8113e-05 | 0.00011416 | 0 | 0.042551 | 0 | 0.22142 | 0.29808 | 0 | 0
6572 | 1 | 0.00014104 | 0.00012683 | 0 | 5.8742e-05 | 0.00011416 | 0 | 0.046912 | 0 | 0.21315 | 0.29443 | 0 | 0
6573 | 1 | 0.00011979 | 0.00013428 | 0 | 3.7595e-05 | 0.00011416 | 0 | 0.053395 | 0 | 0.14992 | 0.27503 | 0 | 0
6574 | 1 | 0.00010974 | 0.0001412 | 0 | 2.3497e-05 | 0.00011416 | 0 | 0.055045 | 0 | 0.057926 | 0.26488 | 0 | 0
6575 | 1 | 9.5616e-05 | 0.00014756 | 0 | 9.3987e-06 | 0.00011416 | 0 | 0.065653 | 0 | 0.040388 | 0.25649 | 0 | 0
6576 | 1 | 8.6041e-05 | 0.00015355 | 0 | 5.8742e-06 | 0.00011416 | 0 | 0.074965 | 0 | 0.032125 | 0.25379 | 0 | 0
6577 | 1 | 7.6393e-05 | 0.000158 | 0 | 2.3497e-06 | 0.00011416 | 0 | 0.094884 | 0 | 0.027319 | 0.25113 | 0 | 0
6578 | 1 | 7.3546e-05 | 0.0001624 | 0 | 1.1748e-06 | 0.00011416 | 0 | 0.12529 | 0 | 0.026813 | 0.25005 | 0 | 0
6579 | 1 | 6.8735e-05 | 0.00016717 | 0 | 1.4098e-05 | 0.00011416 | 0 | 0.15134 | 0 | 0.028583 | 0.25677 | 0 | 0
6580 | 1 | 7.1731e-05 | 0.00017134 | 0 | 3.7595e-05 | 0.00011416 | 0 | 0.17185 | 0 | 0.037099 | 0.25244 | 0 | 0
6581 | 1 | 8.7419e-05 | 0.00017579 | 0 | 9.3987e-05 | 0.00011416 | 0.00042589 | 0.19154 | 0 | 0.16939 | 0.27751 | 0 | 0
6582 | 1 | 0.00012107 | 0.00017038 | 0 | 0.0001821 | 0.00011416 | 0.039182 | 0.18812 | 0 | 0.22799 | 0.30741 | 0 | 0
6583 | 1 | 0.00014877 | 0.00012931 | 0 | 0.0001586 | 0.00011416 | 0.14182 | 0.16124 | 0 | 0.23212 | 0.3076 | 0 | 0
6584 | 1 | 0.00016322 | 8.5395e-05 | 0 | 0.00014685 | 0.00011416 | 0.31346 | 0.11575 | 0 | 0.19781 | 0.30575 | 0 | 0.55417
6585 | 1 | 0.00016902 | 4.1071e-05 | 0 | 0.00016448 | 0.00011416 | 0.50596 | 0.14333 | 0 | 0.059444 | 0.29894 | 0 | 0.6594
6586 | 1 | 0.00016869 | 1.2047e-05 | 0 | 0.00018797 | 0.00011416 | 0.66951 | 0.25566 | 0 | 0.040388 | 0.28951 | 0 | 0.038955
6587 | 1 | 0.00017329 | 0 | 0 | 0.00020677 | 0.00011416 | 0.76661 | 0.35891 | 0 | 0.10818 | 0.27675 | 0 | 0.29519
6588 | 1 | 0.00016601 | 0 | 0 | 0.00018797 | 0.00011416 | 0.77726 | 0.3918 | 0 | 0.11046 | 0.27192 | 0 | 0.20547
6589 | 1 | 0.00016105 | 0 | 0 | 0.00019032 | 0.00011416 | 0.70571 | 0.36198 | 0 | 0.1097 | 0.26921 | 0 | 0.49492
6590 | 1 | 0.00015695 | 0 | 0 | 0.00021382 | 0.00011416 | 0.56388 | 0.34748 | 0 | 0.045531 | 0.26678 | 0 | 0.63839
6591 | 1 | 0.00015124 | 0 | 0 | 0.00022322 | 0.00011416 | 0.38118 | 0.34583 | 0 | 0.081956 | 0.2629 | 0 | 0
6592 | 1 | 0.00015165 | 0 | 0 | 0.00022322 | 0.00011416 | 0.19974 | 0.33734 | 0 | 0.29351 | 0.26921 | 0 | 0
6593 | 1 | 0.00015028 | 3.7206e-05 | 0 | 0.00016448 | 0.00011416 | 0.067717 | 0.41195 | 0 | 0.26298 | 0.29826 | 0 | 0
6594 | 1 | 0.0001521 | 6.5297e-05 | 0 | 0.00011748 | 0.00011416 | 0.0051107 | 0.53996 | 0 | 0.25868 | 0.3085 | 0 | 0
6595 | 1 | 0.00015143 | 7.6688e-05 | 0 | 8.8113e-05 | 0.00011416 | 0 | 0.55693 | 0 | 0.24132 | 0.29591 | 0 | 0
6596 | 1 | 0.00013328 | 8.7626e-05 | 0 | 5.8742e-05 | 0.00011416 | 0 | 0.61504 | 0 | 0.093676 | 0.29564 | 0 | 0
6597 | 1 | 0.00011373 | 9.6815e-05 | 0 | 3.7595e-05 | 0.00011416 | 0 | 0.6385 | 0 | 0.075379 | 0.27972 | 0 | 0
6598 | 1 | 0.00010788 | 0.00010396 | 0 | 2.3497e-05 | 0.00011416 | 0 | 0.63838 | 0 | 0.040472 | 0.26443 | 0 | 0
6599 | 1 | 9.4335e-05 | 0.00010875 | 0 | 9.3987e-06 | 0.00011416 | 0 | 0.60408 | 0 | 0.033221 | 0.25307 | 0 | 0
6600 | 1 | 7.6985e-05 | 0.00011255 | 0 | 5.8742e-06 | 0.00011416 | 0 | 0.60997 | 0 | 0.03027 | 0.24977 | 0 | 0
6601 | 1 | 6.9221e-05 | 0.00011489 | 0 | 2.3497e-06 | 0.00011416 | 0 | 0.60101 | 0 | 0.028668 | 0.24901 | 0 | 0
6602 | 1 | 6.7058e-05 | 0.00011652 | 0 | 1.1748e-06 | 0.00011416 | 0 | 0.63425 | 0 | 0.026223 | 0.24563 | 0 | 0
6603 | 1 | 6.2789e-05 | 0.00011811 | 0 | 1.4098e-05 | 0.00011416 | 0 | 0.64156 | 0 | 0.027572 | 0.24193 | 0 | 0
6604 | 1 | 6.2355e-05 | 0.00011895 | 0 | 3.7595e-05 | 0.00011416 | 0 | 0.63425 | 0 | 0.030101 | 0.24369 | 0 | 0
6605 | 1 | 7.0004e-05 | 0.00012012 | 0 | 9.3987e-05 | 0.00011416 | 0.00042589 | 0.58428 | 0 | 0.035919 | 0.25907 | 0 | 0
6606 | 1 | 8.4081e-05 | 0.00011763 | 0 | 0.0001821 | 0.00011416 | 0.036627 | 0.58015 | 0 | 0.039123 | 0.26773 | 0 | 0
6607 | 1 | 0.00010153 | 9.0864e-05 | 0 | 0.0001586 | 0.00011416 | 0.12606 | 0.56707 | 0 | 0.044435 | 0.26727 | 0 | 0
6608 | 1 | 0.00011761 | 5.6517e-05 | 0 | 0.00014685 | 0.00011416 | 0.27172 | 0.54762 | 0 | 0.046206 | 0.26813 | 0 | 0.05333
6609 | 1 | 0.00012979 | 2.1207e-05 | 0 | 0.00016448 | 0.00011416 | 0.4276 | 0.55233 | 0 | 0.049916 | 0.267 | 0 | 0.06084
6610 | 1 | 0.00013469 | 0 | 0 | 0.00018797 | 0.00011416 | 0.56431 | 0.67669 | 0 | 0.18432 | 0.25207 | 0 | 0.63347
6611 | 1 | 0.00013766 | 0 | 0 | 0.00020677 | 0.00011416 | 0.64906 | 0.69036 | 0 | 0.10852 | 0.24499 | 0 | 0.36569
6612 | 1 | 0.00013133 | 0 | 0 | 0.00018797 | 0.00011416 | 0.64608 | 0.70073 | 0 | 0.050675 | 0.24409 | 0 | 0.42358
6613 | 1 | 0.00012432 | 0 | 0 | 0.00019032 | 0.00011416 | 0.58901 | 0.71228 | 0 | 0.049241 | 0.2495 | 0 | 0.81298
6614 | 1 | 0.00011997 | 0 | 0 | 0.00021382 | 0.00011416 | 0.47147 | 0.73868 | 0 | 0.045616 | 0.24968 | 0 | 0.65657
6615 | 1 | 0.00011869 | 0 | 0 | 0.00022322 | 0.00011416 | 0.32666 | 0.719 | 0 | 0.043508 | 0.25244 | 0 | 0
6616 | 1 | 0.00011981 | 0 | 0 | 0.00022322 | 0.00011416 | 0.18484 | 0.67327 | 0 | 0.039545 | 0.25889 | 0 | 0
6617 | 1 | 0.00012136 | 1.126e-05 | 0 | 0.00016448 | 0.00011416 | 0.065162 | 0.65523 | 0 | 0.048735 | 0.27611 | 0 | 0
6618 | 1 | 0.0001203 | 3.9438e-05 | 0 | 0.00011748 | 0.00011416 | 0.0042589 | 0.72584 | 0 | 0.2554 | 0.27936 | 0 | 0
6619 | 1 | 0.00012017 | 5.2885e-05 | 0 | 8.8113e-05 | 0.00011416 | 0 | 0.74894 | 0 | 0.22597 | 0.27472 | 0 | 0
6620 | 1 | 0.00010799 | 6.2569e-05 | 0 | 5.8742e-05 | 0.00011416 | 0 | 0.71865 | 0 | 0.045025 | 0.27399 | 0 | 0
6621 | 1 | 9.4197e-05 | 7.0533e-05 | 0 | 3.7595e-05 | 0.00011416 | 0 | 0.6761 | 0 | 0.084064 | 0.25952 | 0 | 0
6622 | 1 | 8.917e-05 | 7.7402e-05 | 0 | 2.3497e-05 | 0.00011416 | 0 | 0.65417 | 0 | 0.035245 | 0.25262 | 0 | 0
6623 | 1 | 7.9916e-05 | 8.3586e-05 | 0 | 9.3987e-06 | 0.00011416 | 0 | 0.58734 | 0 | 0.020826 | 0.24847 | 0 | 0
6624 | 1 | 7.0197e-05 | 8.9085e-05 | 0 | 5.8742e-06 | 0.00011416 | 0 | 0.5 | 0 | 0.01543 | 0.24495 | 0 | 0
6625 | 1 | 6.0875e-05 | 9.3533e-05 | 0 | 2.3497e-06 | 0.00011416 | 0 | 0.41973 | 0 | 0.018887 | 0.24387 | 0 | 0
6626 | 1 | 5.7133e-05 | 9.7267e-05 | 0 | 1.1748e-06 | 0.00011416 | 0 | 0.37152 | 0 | 0.017538 | 0.24278 | 0 | 0
6627 | 1 | 5.138e-05 | 0.00010102 | 0 | 1.4098e-05 | 0.00011416 | 0 | 0.3641 | 0 | 0.014924 | 0.23805 | 0 | 0
6628 | 1 | 4.9737e-05 | 0.00010596 | 0 | 3.7595e-05 | 0.00011416 | 0 | 0.28536 | 0 | 0.028921 | 0.23507 | 0 | 0
6629 | 1 | 5.3605e-05 | 0.0001099 | 0 | 9.3987e-05 | 0.00011416 | 0.00042589 | 0.22018 | 0 | 0.023187 | 0.22997 | 0 | 0
6630 | 1 | 6.2613e-05 | 0.00010695 | 0 | 0.0001821 | 0.00011416 | 0.031942 | 0.16054 | 0 | 0.03339 | 0.23209 | 0 | 0
6631 | 1 | 7.7197e-05 | 8.1078e-05 | 0 | 0.0001586 | 0.00011416 | 0.10562 | 0.085809 | 0 | 0.049073 | 0.25018 | 0 | 0
6632 | 1 | 8.9732e-05 | 5.4256e-05 | 0 | 0.00014685 | 0.00011416 | 0.22061 | 0.055398 | 0 | 0.053457 | 0.25532 | 0 | 0.03052
6633 | 1 | 0.00010151 | 2.3205e-05 | 0 | 0.00016448 | 0.00011416 | 0.33262 | 0.031117 | 0 | 0.03086 | 0.25573 | 0 | 0.073665
6634 | 1 | 0.00011272 | 2.319e-06 | 0 | 0.00018797 | 0.00011416 | 0.43782 | 0.019802 | 0 | 0.037774 | 0.24946 | 0 | 0.020703
6635 | 1 | 0.00011763 | 0 | 0 | 0.00020677 | 0.00011416 | 0.52981 | 0.011905 | 0 | 0.036003 | 0.24075 | 0 | 0.12566
6636 | 1 | 0.00011056 | 0 | 0 | 0.00018797 | 0.00011416 | 0.54642 | 0.014026 | 0 | 0.040809 | 0.23688 | 0 | 0.020146
6637 | 1 | 0.00010509 | 0 | 0 | 0.00019032 | 0.00011416 | 0.47871 | 0.0091938 | 0 | 0.040472 | 0.23981 | 0 | 0.11624
6638 | 1 | 0.00010077 | 0 | 0 | 0.00021382 | 0.00011416 | 0.37436 | 0.011551 | 0 | 0.046543 | 0.24102 | 0 | 0.42361
6639 | 1 | 9.8447e-05 | 0 | 0 | 0.00022322 | 0.00011416 | 0.25383 | 0.010608 | 0 | 0.038449 | 0.23408 | 0 | 0
6640 | 1 | 0.00010003 | 6.782e-06 | 0 | 0.00022322 | 0.00011416 | 0.13671 | 0.029821 | 0 | 0.036088 | 0.23981 | 0 | 0
6641 | 1 | 0.00010169 | 3.5996e-05 | 0 | 0.00016448 | 0.00011416 | 0.0477 | 0.10773 | 0 | 0.1059 | 0.26556 | 0 | 0
6642 | 1 | 0.00010903 | 5.3293e-05 | 0 | 0.00011748 | 0.00011416 | 0.0025554 | 0.20285 | 0 | 0.24368 | 0.27372 | 0 | 0
6643 | 1 | 0.00011411 | 6.483e-05 | 0 | 8.8113e-05 | 0.00011416 | 0 | 0.21794 | 0 | 0.193 | 0.27404 | 0 | 0
6644 | 1 | 0.00010492 | 7.4339e-05 | 0 | 5.8742e-05 | 0.00011416 | 0 | 0.19661 | 0 | 0.14148 | 0.27472 | 0 | 0
6645 | 1 | 9.2742e-05 | 8.134e-05 | 0 | 3.7595e-05 | 0.00011416 | 0 | 0.23079 | 0 | 0.043002 | 0.27106 | 0 | 0
6646 | 1 | 9.0864e-05 | 8.6372e-05 | 0 | 2.3497e-05 | 0.00011416 | 0 | 0.18494 | 0 | 0.035666 | 0.24968 | 0 | 0
6647 | 1 | 8.0389e-05 | 9.0748e-05 | 0 | 9.3987e-06 | 0.00011416 | 0 | 0.10997 | 0 | 0.039629 | 0.23909 | 0 | 0
6648 | 1 | 6.8749e-05 | 9.5954e-05 | 0 | 5.8742e-06 | 0.00011416 | 0 | 0.1016 | 0 | 0.033558 | 0.23187 | 0 | 0
6649 | 1 | 6.224e-05 | 0.00010058 | 0 | 2.3497e-06 | 0.00011416 | 0 | 0.15488 | 0 | 0.024536 | 0.23061 | 0 | 0
6650 | 1 | 6.0447e-05 | 0.00010333 | 0 | 1.1748e-06 | 0.00011416 | 0 | 0.19602 | 0 | 0.023103 | 0.23101 | 0 | 0
6651 | 1 | 5.9315e-05 | 0.00010644 | 0 | 1.4098e-05 | 0.00011416 | 0 | 0.16785 | 0 | 0.02774 | 0.23904 | 0 | 0
6652 | 1 | 6.4851e-05 | 0.00010991 | 0 | 3.7595e-05 | 0.00011416 | 0 | 0.16561 | 0 | 0.03145 | 0.22997 | 0 | 0
6653 | 1 | 8.8326e-05 | 0.00011324 | 0 | 9.3987e-05 | 0.00011416 | 0.00042589 | 0.22867 | 0 | 0.040051 | 0.24887 | 0 | 0
6654 | 1 | 0.00012673 | 0.00011426 | 0 | 0.0001821 | 0.00011416 | 0.034497 | 0.23291 | 0 | 0.099831 | 0.27007 | 0 | 0
6655 | 1 | 0.00014689 | 9.5386e-05 | 0 | 0.0001586 | 0.00011416 | 0.12266 | 0.20827 | 0 | 0.086003 | 0.27814 | 0 | 0
6656 | 1 | 0.00015952 | 6.712e-05 | 0 | 0.00014685 | 0.00011416 | 0.26533 | 0.17067 | 0 | 0.11298 | 0.2762 | 0 | 0.18311
6657 | 1 | 0.00016484 | 2.8368e-05 | 0 | 0.00016448 | 0.00011416 | 0.42078 | 0.13873 | 0 | 0.11501 | 0.28401 | 0 | 0.85072
6658 | 1 | 0.00016913 | 0 | 0 | 0.00018797 | 0.00011416 | 0.55707 | 0.12565 | 0 | 0.11121 | 0.27219 | 0 | 1
6659 | 1 | 0.00017382 | 0 | 0 | 0.00020677 | 0.00011416 | 0.65162 | 0.12789 | 0 | 0.10025 | 0.27805 | 0 | 1
6660 | 1 | 0.00016918 | 0 | 0 | 0.00018797 | 0.00011416 | 0.69421 | 0.10868 | 0 | 0.054975 | 0.26606 | 0 | 1
6661 | 1 | 0.00016817 | 0 | 0 | 0.00019032 | 0.00011416 | 0.65247 | 0.1359 | 0 | 0.053035 | 0.26975 | 0 | 0.87699
6662 | 1 | 0.00016583 | 0 | 0 | 0.00021382 | 0.00011416 | 0.52853 | 0.12989 | 0 | 0.054047 | 0.26398 | 0 | 0.6939
6663 | 1 | 0.00016229 | 0 | 0 | 0.00022322 | 0.00011416 | 0.35647 | 0.1227 | 0 | 0.045784 | 0.26349 | 0 | 0
6664 | 1 | 0.00016142 | 0 | 0 | 0.00022322 | 0.00011416 | 0.18356 | 0.050684 | 0 | 0.058769 | 0.27282 | 0 | 0
6665 | 1 | 0.00015887 | 2.3438e-05 | 0 | 0.00016448 | 0.00011416 | 0.060477 | 0.034182 | 0 | 0.1871 | 0.29479 | 0 | 0
6666 | 1 | 0.00016055 | 4.6336e-05 | 0 | 0.00011748 | 0.00011416 | 0.0038331 | 0.023456 | 0 | 0.26956 | 0.28762 | 0 | 0
6667 | 1 | 0.0001625 | 5.4329e-05 | 0 | 8.8113e-05 | 0.00011416 | 0 | 0.021099 | 0 | 0.20852 | 0.27909 | 0 | 0
6668 | 1 | 0.00014609 | 6.0557e-05 | 0 | 5.8742e-05 | 0.00011416 | 0 | 0.025224 | 0 | 0.11147 | 0.27553 | 0 | 0
6669 | 1 | 0.00012821 | 6.5734e-05 | 0 | 3.7595e-05 | 0.00011416 | 0 | 0.02157 | 0 | 0.11796 | 0.26267 | 0 | 0
6670 | 1 | 0.00012239 | 6.9278e-05 | 0 | 2.3497e-05 | 0.00011416 | 0 | 0.024045 | 0 | 0.036509 | 0.25568 | 0 | 0
6671 | 1 | 0.00010302 | 7.4762e-05 | 0 | 9.3987e-06 | 0.00011416 | 0 | 0.027463 | 0 | 0.02774 | 0.25478 | 0 | 0
6672 | 1 | 9.2278e-05 | 7.9123e-05 | 0 | 5.8742e-06 | 0.00011416 | 0 | 0.029349 | 0 | 0.032546 | 0.25555 | 0 | 0
6673 | 1 | 8.2448e-05 | 8.3295e-05 | 0 | 2.3497e-06 | 0.00011416 | 0 | 0.025106 | 0 | 0.028415 | 0.25532 | 0 | 0
6674 | 1 | 7.8893e-05 | 8.8137e-05 | 0 | 1.1748e-06 | 0.00011416 | 0 | 0.036422 | 0 | 0.028331 | 0.25821 | 0 | 0
6675 | 1 | 7.4508e-05 | 9.2162e-05 | 0 | 1.4098e-05 | 0.00011416 | 0 | 0.085573 | 0 | 0.03027 | 0.26019 | 0 | 0
6676 | 1 | 7.8547e-05 | 9.5633e-05 | 0 | 3.7595e-05 | 0.00011416 | 0 | 0.099953 | 0 | 0.029342 | 0.2611 | 0 | 0
6677 | 1 | 9.8411e-05 | 9.6625e-05 | 0 | 9.3987e-05 | 0.00011416 | 0.00042589 | 0.12199 | 0 | 0.12167 | 0.25925 | 0 | 0
6678 | 1 | 0.0001367 | 9.2819e-05 | 0 | 0.0001821 | 0.00011416 | 0.027683 | 0.1207 | 0 | 0.19469 | 0.26533 | 0 | 0
6679 | 1 | 0.00016323 | 7.6148e-05 | 0 | 0.0001586 | 0.00011416 | 0.0954 | 0.094767 | 0 | 0.26071 | 0.26254 | 0 | 0
6680 | 1 | 0.00017295 | 5.6065e-05 | 0 | 0.00014685 | 0.00011416 | 0.20443 | 0.07744 | 0 | 0.21973 | 0.26669 | 0 | 0.15418
6681 | 1 | 0.0001764 | 3.1781e-05 | 0 | 0.00016448 | 0.00011416 | 0.31516 | 0.068128 | 0 | 0.24595 | 0.27016 | 0 | 0.062511
6682 | 1 | 0.00018137 | 8.3426e-06 | 0 | 0.00018797 | 0.00011416 | 0.41227 | 0.080504 | 0 | 0.19722 | 0.27151 | 0 | 0.0057274
6683 | 1 | 0.00018449 | 0 | 0 | 0.00020677 | 0.00011416 | 0.47019 | 0.09677 | 0 | 0.23196 | 0.26854 | 0 | 0.012558
6684 | 1 | 0.00017733 | 0 | 0 | 0.00018797 | 0.00011416 | 0.47274 | 0.1115 | 0 | 0.21965 | 0.26385 | 0 | 0.15815
6685 | 1 | 0.00017505 | 0 | 0 | 0.00019032 | 0.00011416 | 0.43101 | 0.12376 | 0 | 0.22015 | 0.26407 | 0 | 0.17274
6686 | 1 | 0.00017146 | 0 | 0 | 0.00021382 | 0.00011416 | 0.35094 | 0.16077 | 0 | 0.243 | 0.26308 | 0 | 0.26606
6687 | 1 | 0.00016813 | 0 | 0 | 0.00022322 | 0.00011416 | 0.24191 | 0.13696 | 0 | 0.25253 | 0.26434 | 0 | 0
6688 | 1 | 0.00016655 | 0 | 0 | 0.00022322 | 0.00011416 | 0.12862 | 0.14368 | 0 | 0.24241 | 0.28315 | 0 | 0
6689 | 1 | 0.00016882 | 1.8348e-05 | 0 | 0.00016448 | 0.00011416 | 0.045145 | 0.18399 | 0 | 0.24477 | 0.29194 | 0 | 0
6690 | 1 | 0.00017308 | 3.3166e-05 | 0 | 0.00011748 | 0.00011416 | 0.0025554 | 0.22183 | 0 | 0.23954 | 0.30218 | 0 | 0
6691 | 1 | 0.00016881 | 4.075e-05 | 0 | 8.8113e-05 | 0.00011416 | 0 | 0.24257 | 0 | 0.20455 | 0.30092 | 0 | 0
6692 | 1 | 0.00015201 | 4.762e-05 | 0 | 5.8742e-05 | 0.00011416 | 0 | 0.23114 | 0 | 0.098651 | 0.28495 | 0 | 0
6693 | 1 | 0.0001312 | 5.3498e-05 | 0 | 3.7595e-05 | 0.00011416 | 0 | 0.2137 | 0 | 0.04941 | 0.28401 | 0 | 0
6694 | 1 | 0.00012117 | 5.8719e-05 | 0 | 2.3497e-05 | 0.00011416 | 0 | 0.20391 | 0 | 0.041231 | 0.27183 | 0 | 0
6695 | 1 | 0.00010451 | 6.2832e-05 | 0 | 9.3987e-06 | 0.00011416 | 0 | 0.21157 | 0 | 0.037605 | 0.27305 | 0 | 0
6696 | 1 | 9.2065e-05 | 6.6784e-05 | 0 | 5.8742e-06 | 0.00011416 | 0 | 0.20285 | 0 | 0.03457 | 0.26953 | 0 | 0
6697 | 1 | 8.3581e-05 | 7.0314e-05 | 0 | 2.3497e-06 | 0.00011416 | 0 | 0.16773 | 0 | 0.030607 | 0.26439 | 0 | 0
6698 | 1 | 7.9884e-05 | 7.3377e-05 | 0 | 1.1748e-06 | 0.00011416 | 0 | 0.12282 | 0 | 0.037184 | 0.26691 | 0 | 0
6699 | 1 | 7.614e-05 | 7.5638e-05 | 0 | 1.4098e-05 | 0.00011416 | 0 | 0.098303 | 0 | 0.040641 | 0.26664 | 0 | 0
6700 | 1 | 8.0812e-05 | 7.7402e-05 | 0 | 3.7595e-05 | 0.00011416 | 0 | 0.085337 | 0 | 0.039376 | 0.26845 | 0 | 0
6701 | 1 | 0.00010171 | 7.9065e-05 | 0 | 9.3987e-05 | 0.00011416 | 0 | 0.087577 | 0 | 0.052698 | 0.27715 | 0 | 0
6702 | 1 | 0.00013747 | 7.9984e-05 | 0 | 0.0001821 | 0.00011416 | 0.022998 | 0.12836 | 0 | 0.13499 | 0.27688 | 0 | 0
6703 | 1 | 0.00016404 | 7.3362e-05 | 0 | 0.0001586 | 0.00011416 | 0.077087 | 0.15134 | 0 | 0.12091 | 0.27115 | 0 | 0
6704 | 1 | 0.0001747 | 6.3299e-05 | 0 | 0.00014685 | 0.00011416 | 0.16908 | 0.12683 | 0 | 0.18693 | 0.27647 | 0 | 0
6705 | 1 | 0.00017837 | 4.972e-05 | 0 | 0.00016448 | 0.00011416 | 0.26704 | 0.078972 | 0 | 0.17563 | 0.28771 | 0 | 0
6706 | 1 | 0.00018405 | 3.6725e-05 | 0 | 0.00018797 | 0.00011416 | 0.35349 | 0.050684 | 0 | 0.1753 | 0.29194 | 0 | 0
6707 | 1 | 0.00018731 | 2.6647e-05 | 0 | 0.00020677 | 0.00011416 | 0.39608 | 0.022513 | 0 | 0.16509 | 0.30489 | 0 | 0
6708 | 1 | 0.00017992 | 2.0098e-05 | 0 | 0.00018797 | 0.00011416 | 0.38458 | 0.01273 | 0 | 0.15801 | 0.31012 | 0 | 0
6709 | 1 | 0.00017851 | 1.5883e-05 | 0 | 0.00019032 | 0.00011416 | 0.3471 | 0.0097831 | 0 | 0.16754 | 0.31391 | 0 | 0
6710 | 1 | 0.00017427 | 1.686e-05 | 0 | 0.00021382 | 0.00011416 | 0.28578 | 0.012848 | 0 | 0.17268 | 0.31752 | 0 | 0
6711 | 1 | 0.00017052 | 2.2155e-05 | 0 | 0.00022322 | 0.00011416 | 0.19889 | 0.01108 | 0 | 0.19056 | 0.32013 | 0 | 0
6712 | 1 | 0.00016645 | 3.2247e-05 | 0 | 0.00022322 | 0.00011416 | 0.10562 | 0.0090759 | 0 | 0.17057 | 0.32564 | 0 | 0
6713 | 1 | 0.00016536 | 5.0245e-05 | 0 | 0.00016448 | 0.00011416 | 0.037479 | 0.011433 | 0 | 0.17614 | 0.33808 | 0 | 0
6714 | 1 | 0.00016916 | 5.9725e-05 | 0 | 0.00011748 | 0.00011416 | 0.0017036 | 0.011669 | 0 | 0.14975 | 0.35364 | 0 | 0
6715 | 1 | 0.00016465 | 6.3926e-05 | 0 | 8.8113e-05 | 0.00011416 | 0 | 0.013083 | 0 | 0.1296 | 0.35991 | 0 | 0
6716 | 1 | 0.00014588 | 6.7514e-05 | 0 | 5.8742e-05 | 0.00011416 | 0 | 0.013673 | 0 | 0.13727 | 0.36465 | 0 | 0
6717 | 1 | 0.00012731 | 7.0562e-05 | 0 | 3.7595e-05 | 0.00011416 | 0 | 0.015205 | 0 | 0.14637 | 0.36487 | 0 | 0
6718 | 1 | 0.00011722 | 7.291e-05 | 0 | 2.3497e-05 | 0.00011416 | 0 | 0.014498 | 0 | 0.14831 | 0.36271 | 0 | 0
6719 | 1 | 0.00010409 | 7.4398e-05 | 0 | 9.3987e-06 | 0.00011416 | 0 | 0.016502 | 0 | 0.1387 | 0.35351 | 0 | 0
6720 | 1 | 9.1554e-05 | 7.5783e-05 | 0 | 5.8742e-06 | 0.00011416 | 0 | 0.015323 | 0 | 0.11619 | 0.35351 | 0 | 0
6721 | 1 | 8.3481e-05 | 7.7854e-05 | 0 | 2.3497e-06 | 0.00011416 | 0 | 0.013791 | 0 | 0.14612 | 0.35865 | 0 | 0
6722 | 1 | 7.8996e-05 | 8.0728e-05 | 0 | 1.1748e-06 | 0.00011416 | 0 | 0.021688 | 0 | 0.14224 | 0.35996 | 0 | 0
6723 | 1 | 7.4726e-05 | 8.4009e-05 | 0 | 1.4098e-05 | 0.00011416 | 0 | 0.033475 | 0 | 0.157 | 0.36104 | 0 | 0
6724 | 1 | 7.8064e-05 | 8.6445e-05 | 0 | 3.7595e-05 | 0.00011416 | 0 | 0.03595 | 0 | 0.13954 | 0.36465 | 0 | 0
6725 | 1 | 9.7055e-05 | 8.8954e-05 | 0 | 9.3987e-05 | 0.00011416 | 0 | 0.031707 | 0 | 0.21206 | 0.38296 | 0 | 0
6726 | 1 | 0.0001331 | 8.9872e-05 | 0 | 0.0001821 | 0.00011416 | 0.02385 | 0.04538 | 0 | 0.25379 | 0.40371 | 0 | 0
6727 | 1 | 0.00015686 | 8.0976e-05 | 0 | 0.0001586 | 0.00011416 | 0.082198 | 0.057638 | 0 | 0.28044 | 0.4107 | 0 | 0
6728 | 1 | 0.00016901 | 7.011e-05 | 0 | 0.00014685 | 0.00011416 | 0.18399 | 0.059877 | 0 | 0.25953 | 0.42089 | 0 | 0.024737
6729 | 1 | 0.00017246 | 5.799e-05 | 0 | 0.00016448 | 0.00011416 | 0.28918 | 0.06471 | 0 | 0.23246 | 0.43433 | 0 | 0.0063626
6730 | 1 | 0.00017631 | 4.9647e-05 | 0 | 0.00018797 | 0.00011416 | 0.36329 | 0.076615 | 0 | 0.27209 | 0.43329 | 0 | 0
6731 | 1 | 0.00018013 | 4.1946e-05 | 0 | 0.00020677 | 0.00011416 | 0.4029 | 0.10349 | 0 | 0.27892 | 0.43749 | 0 | 0.0036326
6732 | 1 | 0.00017348 | 3.7192e-05 | 0 | 0.00018797 | 0.00011416 | 0.40588 | 0.11304 | 0 | 0.26096 | 0.44498 | 0 | 0
6733 | 1 | 0.00017095 | 3.6389e-05 | 0 | 0.00019032 | 0.00011416 | 0.36584 | 0.11563 | 0 | 0.27032 | 0.44908 | 0 | 0
6734 | 1 | 0.00016602 | 3.8898e-05 | 0 | 0.00021382 | 0.00011416 | 0.30111 | 0.11374 | 0 | 0.27732 | 0.45336 | 0 | 0
6735 | 1 | 0.0001628 | 4.4324e-05 | 0 | 0.00022322 | 0.00011416 | 0.21508 | 0.12529 | 0 | 0.25658 | 0.45048 | 0 | 0
6736 | 1 | 0.00015998 | 5.3439e-05 | 0 | 0.00022322 | 0.00011416 | 0.11371 | 0.12954 | 0 | 0.26374 | 0.46338 | 0 | 0
6737 | 1 | 0.00015887 | 6.7966e-05 | 0 | 0.00016448 | 0.00011416 | 0.038756 | 0.11905 | 0 | 0.26686 | 0.46978 | 0 | 0
6738 | 1 | 0.00016357 | 7.5696e-05 | 0 | 0.00011748 | 0.00011416 | 0.0017036 | 0.11433 | 0 | 0.24258 | 0.47226 | 0 | 0
6739 | 1 | 0.00016114 | 7.8438e-05 | 0 | 8.8113e-05 | 0.00011416 | 0 | 0.1062 | 0 | 0.1511 | 0.47429 | 0 | 0
6740 | 1 | 0.00014251 | 8.1676e-05 | 0 | 5.8742e-05 | 0.00011416 | 0 | 0.097478 | 0 | 0.084317 | 0.47019 | 0 | 0
6741 | 1 | 0.00012315 | 8.4505e-05 | 0 | 3.7595e-05 | 0.00011416 | 0 | 0.072254 | 0 | 0.056408 | 0.46018 | 0 | 0
6742 | 1 | 0.00011476 | 8.7203e-05 | 0 | 2.3497e-05 | 0.00011416 | 0 | 0.054338 | 0 | 0.035413 | 0.45093 | 0 | 0
6743 | 1 | 0.00010042 | 8.9945e-05 | 0 | 9.3987e-06 | 0.00011416 | 0 | 0.055398 | 0 | 0.064587 | 0.4355 | 0 | 0
6744 | 1 | 8.5001e-05 | 9.2366e-05 | 0 | 5.8742e-06 | 0.00011416 | 0 | 0.064474 | 0 | 0.10025 | 0.42337 | 0 | 0
6745 | 1 | 7.6743e-05 | 9.4788e-05 | 0 | 2.3497e-06 | 0.00011416 | 0 | 0.070486 | 0 | 0.074621 | 0.42215 | 0 | 0
6746 | 1 | 7.2289e-05 | 9.699e-05 | 0 | 1.1748e-06 | 0.00011416 | 0 | 0.078854 | 0 | 0.095278 | 0.41859 | 0 | 0
6747 | 1 | 6.8211e-05 | 9.9615e-05 | 0 | 1.4098e-05 | 0.00011416 | 0 | 0.082155 | 0 | 0.10582 | 0.41841 | 0 | 0
6748 | 1 | 7.1428e-05 | 0.00010247 | 0 | 3.7595e-05 | 0.00011416 | 0 | 0.078854 | 0 | 0.1043 | 0.41038 | 0 | 0
6749 | 1 | 9.2077e-05 | 0.00010479 | 0 | 9.3987e-05 | 0.00011416 | 0.00042589 | 0.077558 | 0 | 0.25616 | 0.42224 | 0 | 0
6750 | 1 | 0.00012346 | 0.00010603 | 0 | 0.0001821 | 0.00011416 | 0.026405 | 0.074729 | 0 | 0.24806 | 0.43456 | 0 | 0
6751 | 1 | 0.00015063 | 9.136e-05 | 0 | 0.0001586 | 0.00011416 | 0.092845 | 0.064946 | 0 | 0.24528 | 0.42793 | 0 | 0
6752 | 1 | 0.00016385 | 6.9585e-05 | 0 | 0.00014685 | 0.00011416 | 0.20869 | 0.052452 | 0 | 0.26543 | 0.4319 | 0 | 0.13038
6753 | 1 | 0.00016773 | 4.5126e-05 | 0 | 0.00016448 | 0.00011416 | 0.32836 | 0.042197 | 0 | 0.24722 | 0.42635 | 0 | 0.48639
6754 | 1 | 0.0001708 | 2.5742e-05 | 0 | 0.00018797 | 0.00011416 | 0.41099 | 0.043022 | 0 | 0.25101 | 0.41268 | 0 | 0.4808
6755 | 1 | 0.00017349 | 1.177e-05 | 0 | 0.00020677 | 0.00011416 | 0.46337 | 0.033003 | 0 | 0.19039 | 0.40682 | 0 | 0.52544
6756 | 1 | 0.00016651 | 3.2962e-06 | 0 | 0.00018797 | 0.00011416 | 0.47913 | 0.019213 | 0 | 0.2011 | 0.39861 | 0 | 0.54304
6757 | 1 | 0.00016037 | 7.1466e-07 | 0 | 0.00019032 | 0.00011416 | 0.44591 | 0.023338 | 0 | 0.18533 | 0.39072 | 0 | 0.51937
6758 | 1 | 0.00015518 | 4.3901e-06 | 0 | 0.00021382 | 0.00011416 | 0.35775 | 0.01662 | 0 | 0.19975 | 0.3872 | 0 | 0.25388
6759 | 1 | 0.00015048 | 1.4702e-05 | 0 | 0.00022322 | 0.00011416 | 0.24319 | 0.018741 | 0 | 0.20607 | 0.38819 | 0 | 0
6760 | 1 | 0.00014808 | 3.0701e-05 | 0 | 0.00022322 | 0.00011416 | 0.12947 | 0.024281 | 0 | 0.22614 | 0.39514 | 0 | 0
6761 | 1 | 0.00014691 | 5.9069e-05 | 0 | 0.00016448 | 0.00011416 | 0.044719 | 0.043022 | 0 | 0.21956 | 0.40096 | 0 | 0
6762 | 1 | 0.00015083 | 7.3844e-05 | 0 | 0.00011748 | 0.00011416 | 0.0025554 | 0.047737 | 0 | 0.20717 | 0.39721 | 0 | 0
6763 | 1 | 0.0001476 | 8.134e-05 | 0 | 8.8113e-05 | 0.00011416 | 0 | 0.051862 | 0 | 0.1871 | 0.39762 | 0 | 0
6764 | 1 | 0.00012786 | 8.8895e-05 | 0 | 5.8742e-05 | 0.00011416 | 0 | 0.068482 | 0 | 0.082293 | 0.39167 | 0 | 0
6765 | 1 | 0.00010959 | 9.6013e-05 | 0 | 3.7595e-05 | 0.00011416 | 0 | 0.091231 | 0 | 0.045616 | 0.37768 | 0 | 0
6766 | 1 | 0.00010346 | 0.00010256 | 0 | 2.3497e-05 | 0.00011416 | 0 | 0.14109 | 0 | 0.041906 | 0.36948 | 0 | 0
6767 | 1 | 9.0075e-05 | 0.00010807 | 0 | 9.3987e-06 | 0.00011416 | 0 | 0.15877 | 0 | 0.034654 | 0.36158 | 0 | 0
6768 | 1 | 7.882e-05 | 0.00011308 | 0 | 5.8742e-06 | 0.00011416 | 0 | 0.12282 | 0 | 0.037015 | 0.35373 | 0 | 0
6769 | 1 | 6.9282e-05 | 0.00011789 | 0 | 2.3497e-06 | 0.00011416 | 0 | 0.071782 | 0 | 0.043508 | 0.35225 | 0 | 0
6770 | 1 | 6.2588e-05 | 0.00012221 | 0 | 1.1748e-06 | 0.00011416 | 0 | 0.072254 | 0 | 0.041821 | 0.35211 | 0 | 0
6771 | 1 | 5.6756e-05 | 0.00012553 | 0 | 1.4098e-05 | 0.00011416 | 0 | 0.066242 | 0 | 0.04629 | 0.35035 | 0 | 0
6772 | 1 | 5.6815e-05 | 0.00012825 | 0 | 3.7595e-05 | 0.00011416 | 0 | 0.074375 | 0 | 0.038027 | 0.35355 | 0 | 0
6773 | 1 | 6.4235e-05 | 0.00013058 | 0 | 9.3987e-05 | 0.00011416 | 0 | 0.081565 | 0 | 0.047386 | 0.36379 | 0 | 0
6774 | 1 | 7.9282e-05 | 0.00013239 | 0 | 0.0001821 | 0.00011416 | 0.022998 | 0.053512 | 0 | 0.059275 | 0.37399 | 0 | 0
6775 | 1 | 9.613e-05 | 0.00012632 | 0 | 0.0001586 | 0.00011416 | 0.086882 | 0.040665 | 0 | 0.095025 | 0.38071 | 0 | 0
6776 | 1 | 0.00010624 | 0.00011309 | 0 | 0.00014685 | 0.00011416 | 0.20102 | 0.035596 | 0 | 0.18331 | 0.37669 | 0 | 0.048293
6777 | 1 | 0.00011634 | 9.82e-05 | 0 | 0.00016448 | 0.00011416 | 0.3224 | 0.033593 | 0 | 0.092159 | 0.37241 | 0 | 0.10383
6778 | 1 | 0.00012111 | 8.4213e-05 | 0 | 0.00018797 | 0.00011416 | 0.42547 | 0.030174 | 0 | 0.10051 | 0.36253 | 0 | 0.0098503
6779 | 1 | 0.00012739 | 7.3289e-05 | 0 | 0.00020677 | 0.00011416 | 0.47998 | 0.029114 | 0 | 0.10101 | 0.34124 | 0 | 0.011065
6780 | 1 | 0.0001228 | 6.6464e-05 | 0 | 0.00018797 | 0.00011416 | 0.46508 | 0.029114 | 0 | 0.059275 | 0.33195 | 0 | 0.015723
6781 | 1 | 0.00011747 | 6.4495e-05 | 0 | 0.00019032 | 0.00011416 | 0.40119 | 0.038425 | 0 | 0.056492 | 0.33366 | 0 | 0.0083014
6782 | 1 | 0.00011202 | 6.7864e-05 | 0 | 0.00021382 | 0.00011416 | 0.30622 | 0.054573 | 0 | 0.13685 | 0.33069 | 0 | 0.012569
6783 | 1 | 0.00010857 | 7.6221e-05 | 0 | 0.00022322 | 0.00011416 | 0.20102 | 0.070368 | 0 | 0.22546 | 0.32753 | 0 | 0
6784 | 1 | 0.00010761 | 8.6912e-05 | 0 | 0.00022322 | 0.00011416 | 0.10307 | 0.10514 | 0 | 0.22285 | 0.33227 | 0 | 0
6785 | 1 | 0.0001108 | 9.8463e-05 | 0 | 0.00016448 | 0.00011416 | 0.036627 | 0.14463 | 0 | 0.257 | 0.35315 | 0 | 0
6786 | 1 | 0.00011426 | 0.00010662 | 0 | 0.00011748 | 0.00011416 | 0.0017036 | 0.15288 | 0 | 0.2532 | 0.35405 | 0 | 0
6787 | 1 | 0.00011317 | 0.00011226 | 0 | 8.8113e-05 | 0.00011416 | 0 | 0.16007 | 0 | 0.18373 | 0.34891 | 0 | 0
6788 | 1 | 0.00010234 | 0.00011729 | 0 | 5.8742e-05 | 0.00011416 | 0 | 0.18918 | 0 | 0.059191 | 0.33881 | 0 | 0
6789 | 1 | 8.9607e-05 | 0.00012219 | 0 | 3.7595e-05 | 0.00011416 | 0 | 0.22242 | 0 | 0.047049 | 0.31612 | 0 | 0
6790 | 1 | 8.6828e-05 | 0.00012685 | 0 | 2.3497e-05 | 0.00011416 | 0 | 0.26332 | 0 | 0.038364 | 0.30999 | 0 | 0
6791 | 1 | 7.4038e-05 | 0.00013145 | 0 | 9.3987e-06 | 0.00011416 | 0 | 0.25684 | 0 | 0.032631 | 0.3006 | 0 | 0
6792 | 1 | 6.6944e-05 | 0.00013612 | 0 | 5.8742e-06 | 0.00011416 | 0 | 0.2797 | 0 | 0.026897 | 0.29736 | 0 | 0
6793 | 1 | 5.4158e-05 | 0.00014023 | 0 | 2.3497e-06 | 0.00011416 | 0 | 0.31636 | 0 | 0.021585 | 0.29664 | 0 | 0
6794 | 1 | 4.9878e-05 | 0.00014461 | 0 | 1.1748e-06 | 0.00011416 | 0 | 0.34583 | 0 | 0.029427 | 0.29267 | 0 | 0
6795 | 1 | 4.3577e-05 | 0.00015005 | 0 | 1.4098e-05 | 0.00011416 | 0 | 0.40971 | 0 | 0.035666 | 0.28644 | 0 | 0
6796 | 1 | 4.2196e-05 | 0.00015651 | 0 | 3.7595e-05 | 0.00011416 | 0 | 0.45698 | 0 | 0.032546 | 0.28685 | 0 | 0
6797 | 1 | 4.6045e-05 | 0.00016426 | 0 | 9.3987e-05 | 0.00011416 | 0 | 0.56082 | 0 | 0.028668 | 0.29397 | 0 | 0
6798 | 1 | 5.3482e-05 | 0.0001719 | 0 | 0.0001821 | 0.00011416 | 0.020443 | 0.68175 | 0 | 0.045447 | 0.30277 | 0 | 0
6799 | 1 | 6.4913e-05 | 0.00017646 | 0 | 0.0001586 | 0.00011416 | 0.068143 | 0.7104 | 0 | 0.069393 | 0.32158 | 0 | 0
6800 | 1 | 7.414e-05 | 0.00017471 | 0 | 0.00014685 | 0.00011416 | 0.15247 | 0.6827 | 0 | 0.054722 | 0.31986 | 0 | 0
6801 | 1 | 8.4474e-05 | 0.00016727 | 0 | 0.00016448 | 0.00011416 | 0.24702 | 0.70026 | 0 | 0.049325 | 0.32158 | 0 | 0
6802 | 1 | 9.4014e-05 | 0.00015667 | 0 | 0.00018797 | 0.00011416 | 0.3552 | 0.72112 | 0 | 0.05489 | 0.32185 | 0 | 0
6803 | 1 | 0.00010055 | 0.00014553 | 0 | 0.00020677 | 0.00011416 | 0.41738 | 0.73067 | 0 | 0.050253 | 0.31346 | 0 | 0.0037106
6804 | 1 | 9.384e-05 | 0.00013681 | 0 | 0.00018797 | 0.00011416 | 0.41141 | 0.73326 | 0 | 0.054216 | 0.30453 | 0 | 0
6805 | 1 | 8.8154e-05 | 0.00013074 | 0 | 0.00019032 | 0.00011416 | 0.3816 | 0.74446 | 0 | 0.045868 | 0.29542 | 0 | 0
6806 | 1 | 8.1912e-05 | 0.00012851 | 0 | 0.00021382 | 0.00011416 | 0.31857 | 0.7454 | 0 | 0.062142 | 0.29258 | 0 | 0.0015823
6807 | 1 | 8.05e-05 | 0.0001316 | 0 | 0.00022322 | 0.00011416 | 0.21806 | 0.75377 | 0 | 0.051939 | 0.29411 | 0 | 0
6808 | 1 | 8.2397e-05 | 0.00014039 | 0 | 0.00022322 | 0.00011416 | 0.11201 | 0.73244 | 0 | 0.047723 | 0.30899 | 0 | 0
6809 | 1 | 8.7561e-05 | 0.00016049 | 0 | 0.00016448 | 0.00011416 | 0.037905 | 0.72419 | 0 | 0.062479 | 0.32694 | 0 | 0
6810 | 1 | 9.5917e-05 | 0.00017304 | 0 | 0.00011748 | 0.00011416 | 0.0012777 | 0.71994 | 0 | 0.14157 | 0.325 | 0 | 0
6811 | 1 | 9.7918e-05 | 0.00018101 | 0 | 8.8113e-05 | 0.00011416 | 0 | 0.6649 | 0 | 0.14806 | 0.32645 | 0 | 0
6812 | 1 | 8.9293e-05 | 0.00018924 | 0 | 5.8742e-05 | 0.00011416 | 0 | 0.63732 | 0 | 0.13592 | 0.32879 | 0 | 0
6813 | 1 | 7.7423e-05 | 0.00019747 | 0 | 3.7595e-05 | 0.00011416 | 0 | 0.61964 | 0 | 0.1215 | 0.31919 | 0 | 0
6814 | 1 | 7.6053e-05 | 0.00020396 | 0 | 2.3497e-05 | 0.00011416 | 0 | 0.62824 | 0 | 0.054216 | 0.3168 | 0 | 0
6815 | 1 | 6.5185e-05 | 0.00020956 | 0 | 9.3987e-06 | 0.00011416 | 0 | 0.62282 | 0 | 0.03887 | 0.29921 | 0 | 0
6816 | 1 | 5.9671e-05 | 0.00021478 | 0 | 5.8742e-06 | 0.00011416 | 0 | 0.64804 | 0 | 0.044772 | 0.29808 | 0 | 0
6817 | 1 | 5.3128e-05 | 0.00021974 | 0 | 2.3497e-06 | 0.00011416 | 0 | 0.62435 | 0 | 0.042664 | 0.29934 | 0 | 0
6818 | 1 | 4.965e-05 | 0.00022354 | 0 | 1.1748e-06 | 0.00011416 | 0 | 0.63095 | 0 | 0.044182 | 0.29916 | 0 | 0
6819 | 1 | 4.7224e-05 | 0.00022617 | 0 | 1.4098e-05 | 0.00011416 | 0 | 0.60832 | 0 | 0.04747 | 0.29727 | 0 | 0
6820 | 1 | 5.2799e-05 | 0.0002283 | 0 | 3.7595e-05 | 0.00011416 | 0 | 0.57049 | 0 | 0.05118 | 0.29772 | 0 | 0
6821 | 1 | 7.588e-05 | 0.00023076 | 0 | 9.3987e-05 | 0.00011416 | 0 | 0.53713 | 0 | 0.14073 | 0.31129 | 0 | 0
6822 | 1 | 0.00011251 | 0.00023158 | 0 | 0.0001821 | 0.00011416 | 0.023424 | 0.50106 | 0 | 0.30987 | 0.3237 | 0 | 0
6823 | 1 | 0.00014066 | 0.00021007 | 0 | 0.0001586 | 0.00011416 | 0.0954 | 0.46452 | 0 | 0.29174 | 0.32473 | 0 | 0
6824 | 1 | 0.00015198 | 0.00017705 | 0 | 0.00014685 | 0.00011416 | 0.22871 | 0.43553 | 0 | 0.1645 | 0.3209 | 0 | 0.35293
6825 | 1 | 0.00015782 | 0.00014408 | 0 | 0.00016448 | 0.00011416 | 0.38118 | 0.4281 | 0 | 0.056661 | 0.32505 | 0 | 0.4609
6826 | 1 | 0.00016257 | 0.00011903 | 0 | 0.00018797 | 0.00011416 | 0.51704 | 0.42539 | 0 | 0.071585 | 0.33163 | 0 | 0.52818
6827 | 1 | 0.00016766 | 9.9207e-05 | 0 | 0.00020677 | 0.00011416 | 0.60988 | 0.35078 | 0 | 0.041062 | 0.33181 | 0 | 0.8227
6828 | 1 | 0.00016306 | 8.4403e-05 | 0 | 0.00018797 | 0.00011416 | 0.6333 | 0.30316 | 0 | 0.043002 | 0.31544 | 0 | 0.78279
6829 | 1 | 0.00016323 | 7.6367e-05 | 0 | 0.00019032 | 0.00011416 | 0.57624 | 0.26143 | 0 | 0.054637 | 0.31071 | 0 | 0.70942
6830 | 1 | 0.0001596 | 7.6527e-05 | 0 | 0.00021382 | 0.00011416 | 0.45315 | 0.19637 | 0 | 0.13626 | 0.30403 | 0 | 0.61812
6831 | 1 | 0.00015597 | 8.6445e-05 | 0 | 0.00022322 | 0.00011416 | 0.29089 | 0.12636 | 0 | 0.15396 | 0.3029 | 0 | 0
6832 | 1 | 0.00015014 | 0.00010796 | 0 | 0.00022322 | 0.00011416 | 0.13842 | 0.062235 | 0 | 0.2484 | 0.31558 | 0 | 0
6833 | 1 | 0.00014185 | 0.00015759 | 0 | 0.00016448 | 0.00011416 | 0.042589 | 0.065064 | 0 | 0.24486 | 0.33592 | 0 | 0
6834 | 1 | 0.00014799 | 0.00017805 | 0 | 0.00011748 | 0.00011416 | 0.0017036 | 0.074022 | 0 | 0.23516 | 0.33389 | 0 | 0
6835 | 1 | 0.00014432 | 0.00018844 | 0 | 8.8113e-05 | 0.00011416 | 0 | 0.074493 | 0 | 0.21973 | 0.33511 | 0 | 0
6836 | 1 | 0.00012666 | 0.00019547 | 0 | 5.8742e-05 | 0.00011416 | 0 | 0.075672 | 0 | 0.22909 | 0.31932 | 0 | 0
6837 | 1 | 0.00010848 | 0.00019907 | 0 | 3.7595e-05 | 0.00011416 | 0 | 0.072372 | 0 | 0.13794 | 0.29772 | 0 | 0
6838 | 1 | 0.00010238 | 0.00020209 | 0 | 2.3497e-05 | 0.00011416 | 0 | 0.050448 | 0 | 0.10885 | 0.29149 | 0 | 0
6839 | 1 | 8.5418e-05 | 0.00020565 | 0 | 9.3987e-06 | 0.00011416 | 0 | 0.033828 | 0 | 0.11105 | 0.29199 | 0 | 0
6840 | 1 | 8.2022e-05 | 0.00020705 | 0 | 5.8742e-06 | 0.00011416 | 0 | 0.036068 | 0 | 0.04688 | 0.2864 | 0 | 0
6841 | 1 | 6.9723e-05 | 0.00020642 | 0 | 2.3497e-06 | 0.00011416 | 0 | 0.039015 | 0 | 0.033558 | 0.2878 | 0 | 0
6842 | 1 | 6.6533e-05 | 0.00020486 | 0 | 1.1748e-06 | 0.00011416 | 0 | 0.047265 | 0 | 0.041315 | 0.28554 | 0 | 0
6843 | 1 | 6.3147e-05 | 0.00020235 | 0 | 1.4098e-05 | 0.00011416 | 0 | 0.062706 | 0 | 0.044266 | 0.2878 | 0 | 0
6844 | 1 | 6.8699e-05 | 0.0001983 | 0 | 3.7595e-05 | 0.00011416 | 0 | 0.083451 | 0 | 0.076813 | 0.28847 | 0 | 0
6845 | 1 | 8.8869e-05 | 0.00019636 | 0 | 9.3987e-05 | 0.00011416 | 0 | 0.080269 | 0 | 0.16804 | 0.30286 | 0 | 0
6846 | 1 | 0.00012232 | 0.00019516 | 0 | 0.0001821 | 0.00011416 | 0.018739 | 0.08852 | 0 | 0.23238 | 0.3227 | 0 | 0
6847 | 1 | 0.0001464 | 0.00018723 | 0 | 0.0001586 | 0.00011416 | 0.065162 | 0.10031 | 0 | 0.24637 | 0.33123 | 0 | 0
6848 | 1 | 0.00015595 | 0.0001691 | 0 | 0.00014685 | 0.00011416 | 0.1563 | 0.1009 | 0 | 0.25228 | 0.33263 | 0 | 0.007956
6849 | 1 | 0.00015846 | 0.00014887 | 0 | 0.00016448 | 0.00011416 | 0.2598 | 0.095356 | 0 | 0.23954 | 0.32834 | 0 | 0
6850 | 1 | 0.00016112 | 0.00013283 | 0 | 0.00018797 | 0.00011416 | 0.3437 | 0.10231 | 0 | 0.25219 | 0.32956 | 0 | 0.0020169
6851 | 1 | 0.00016462 | 0.00012114 | 0 | 0.00020677 | 0.00011416 | 0.39097 | 0.11846 | 0 | 0.2425 | 0.33136 | 0 | 0
6852 | 1 | 0.00015938 | 0.00011344 | 0 | 0.00018797 | 0.00011416 | 0.39651 | 0.12671 | 0 | 0.24604 | 0.33614 | 0 | 0.0017829
6853 | 1 | 0.00015941 | 0.00011127 | 0 | 0.00019032 | 0.00011416 | 0.35945 | 0.1458 | 0 | 0.24005 | 0.32654 | 0 | 0
6854 | 1 | 0.00015603 | 0.00011333 | 0 | 0.00021382 | 0.00011416 | 0.27768 | 0.16077 | 0 | 0.18626 | 0.33019 | 0 | 0
6855 | 1 | 0.00015366 | 0.0001192 | 0 | 0.00022322 | 0.00011416 | 0.17802 | 0.19354 | 0 | 0.1984 | 0.33082 | 0 | 0
6856 | 1 | 0.000153 | 0.00012725 | 0 | 0.00022322 | 0.00011416 | 0.086882 | 0.2071 | 0 | 0.19629 | 0.33506 | 0 | 0
6857 | 1 | 0.00015275 | 0.00013872 | 0 | 0.00016448 | 0.00011416 | 0.030664 | 0.25636 | 0 | 0.24342 | 0.34665 | 0 | 0
6858 | 1 | 0.00015781 | 0.00014486 | 0 | 0.00011748 | 0.00011416 | 0.00042589 | 0.29326 | 0 | 0.24696 | 0.35937 | 0 | 0
6859 | 1 | 0.00015396 | 0.0001485 | 0 | 8.8113e-05 | 0.00011416 | 0 | 0.3331 | 0 | 0.20455 | 0.35094 | 0 | 0
6860 | 1 | 0.00013675 | 0.00015085 | 0 | 5.8742e-05 | 0.00011416 | 0 | 0.36752 | 0 | 0.1387 | 0.34589 | 0 | 0
6861 | 1 | 0.00011836 | 0.00015218 | 0 | 3.7595e-05 | 0.00011416 | 0 | 0.40688 | 0 | 0.06661 | 0.33844 | 0 | 0
6862 | 1 | 0.00010945 | 0.00015256 | 0 | 2.3497e-05 | 0.00011416 | 0 | 0.4802 | 0 | 0.056324 | 0.33033 | 0 | 0
6863 | 1 | 9.5244e-05 | 0.00015243 | 0 | 9.3987e-06 | 0.00011416 | 0 | 0.48951 | 0 | 0.045784 | 0.3347 | 0 | 0
6864 | 1 | 7.9365e-05 | 0.00015247 | 0 | 5.8742e-06 | 0.00011416 | 0 | 0.48456 | 0 | 0.043676 | 0.33339 | 0 | 0
6865 | 1 | 7.0674e-05 | 0.00015343 | 0 | 2.3497e-06 | 0.00011416 | 0 | 0.47065 | 0 | 0.046712 | 0.33272 | 0 | 0
6866 | 1 | 6.5854e-05 | 0.00015602 | 0 | 1.1748e-06 | 0.00011416 | 0 | 0.50578 | 0 | 0.046627 | 0.33416 | 0 | 0
6867 | 1 | 6.1857e-05 | 0.00015905 | 0 | 1.4098e-05 | 0.00011416 | 0 | 0.50259 | 0 | 0.049663 | 0.33398 | 0 | 0
6868 | 1 | 6.6759e-05 | 0.00016173 | 0 | 3.7595e-05 | 0.00011416 | 0 | 0.46594 | 0 | 0.060624 | 0.33348 | 0 | 0
6869 | 1 | 8.6678e-05 | 0.00016428 | 0 | 9.3987e-05 | 0.00011416 | 0 | 0.47867 | 0 | 0.11358 | 0.33863 | 0 | 0
6870 | 1 | 0.00012064 | 0.0001672 | 0 | 0.0001821 | 0.00011416 | 0.018313 | 0.4334 | 0 | 0.17184 | 0.34431 | 0 | 0
6871 | 1 | 0.00014953 | 0.00016628 | 0 | 0.0001586 | 0.00011416 | 0.067291 | 0.17315 | 0 | 0.1532 | 0.35274 | 0 | 0
6872 | 1 | 0.00015791 | 0.0001614 | 0 | 0.00014685 | 0.00011416 | 0.15503 | 0.068364 | 0 | 0.17099 | 0.35761 | 0 | 0
6873 | 1 | 0.00015976 | 0.00015447 | 0 | 0.00016448 | 0.00011416 | 0.24872 | 0.047973 | 0 | 0.14874 | 0.35833 | 0 | 0
6874 | 1 | 0.00016249 | 0.00014801 | 0 | 0.00018797 | 0.00011416 | 0.32836 | 0.054927 | 0 | 0.16155 | 0.35761 | 0 | 0
6875 | 1 | 0.00016447 | 0.00014282 | 0 | 0.00020677 | 0.00011416 | 0.37479 | 0.046912 | 0 | 0.17234 | 0.34715 | 0 | 0
6876 | 1 | 0.00015694 | 0.00014063 | 0 | 0.00018797 | 0.00011416 | 0.37564 | 0.049505 | 0 | 0.15793 | 0.34435 | 0 | 0
6877 | 1 | 0.00015703 | 0.00013993 | 0 | 0.00019032 | 0.00011416 | 0.33816 | 0.04644 | 0 | 0.13457 | 0.34507 | 0 | 0
6878 | 1 | 0.0001535 | 0.00014056 | 0 | 0.00021382 | 0.00011416 | 0.26363 | 0.053395 | 0 | 0.13035 | 0.34909 | 0 | 0
6879 | 1 | 0.00015047 | 0.00014344 | 0 | 0.00022322 | 0.00011416 | 0.17121 | 0.049387 | 0 | 0.11712 | 0.35008 | 0 | 0
6880 | 1 | 0.00014703 | 0.00014925 | 0 | 0.00022322 | 0.00011416 | 0.083901 | 0.052687 | 0 | 0.17226 | 0.35784 | 0 | 0
6881 | 1 | 0.00014913 | 0.00015632 | 0 | 0.00016448 | 0.00011416 | 0.028961 | 0.044083 | 0 | 0.17622 | 0.37074 | 0 | 0
6882 | 1 | 0.00015549 | 0.00015918 | 0 | 0.00011748 | 0.00011416 | 0.00042589 | 0.060113 | 0 | 0.17597 | 0.37241 | 0 | 0
6883 | 1 | 0.00014919 | 0.00015918 | 0 | 8.8113e-05 | 0.00011416 | 0 | 0.10219 | 0 | 0.16703 | 0.36451 | 0 | 0
6884 | 1 | 0.00013208 | 0.0001587 | 0 | 5.8742e-05 | 0.00011416 | 0 | 0.18388 | 0 | 0.061467 | 0.36118 | 0 | 0
6885 | 1 | 0.00011536 | 0.00015817 | 0 | 3.7595e-05 | 0.00011416 | 0 | 0.17999 | 0 | 0.055818 | 0.35459 | 0 | 0
6886 | 1 | 0.0001064 | 0.00015746 | 0 | 2.3497e-05 | 0.00011416 | 0 | 0.1735 | 0 | 0.059949 | 0.35518 | 0 | 0
6887 | 1 | 9.0789e-05 | 0.00015663 | 0 | 9.3987e-06 | 0.00011416 | 0 | 0.20391 | 0 | 0.047639 | 0.37169 | 0 | 0
6888 | 1 | 7.8741e-05 | 0.00015565 | 0 | 5.8742e-06 | 0.00011416 | 0 | 0.2619 | 0 | 0.034739 | 0.36542 | 0 | 0
6889 | 1 | 7.0575e-05 | 0.00015443 | 0 | 2.3497e-06 | 0.00011416 | 0 | 0.35691 | 0 | 0.031366 | 0.36668 | 0 | 0
6890 | 1 | 6.7255e-05 | 0.0001534 | 0 | 1.1748e-06 | 0.00011416 | 0 | 0.3971 | 0 | 0.024958 | 0.36717 | 0 | 0
6891 | 1 | 6.3552e-05 | 0.00015268 | 0 | 1.4098e-05 | 0.00011416 | 0 | 0.2843 | 0 | 0.036172 | 0.37128 | 0 | 0
6892 | 1 | 6.8228e-05 | 0.00015119 | 0 | 3.7595e-05 | 0.00011416 | 0 | 0.2995 | 0 | 0.040556 | 0.37123 | 0 | 0
6893 | 1 | 8.939e-05 | 0.00014941 | 0 | 9.3987e-05 | 0.00011416 | 0 | 0.3351 | 0 | 0.073187 | 0.38179 | 0 | 0
6894 | 1 | 0.00012386 | 0.00014818 | 0 | 0.0001821 | 0.00011416 | 0.018313 | 0.34241 | 0 | 0.18339 | 0.38801 | 0 | 0
6895 | 1 | 0.00015271 | 0.00014102 | 0 | 0.0001586 | 0.00011416 | 0.066014 | 0.35078 | 0 | 0.17664 | 0.40488 | 0 | 0
6896 | 1 | 0.00016255 | 0.00013061 | 0 | 0.00014685 | 0.00011416 | 0.14523 | 0.32779 | 0 | 0.11939 | 0.40971 | 0 | 0
6897 | 1 | 0.00016536 | 0.00011866 | 0 | 0.00016448 | 0.00011416 | 0.21124 | 0.35832 | 0 | 0.1602 | 0.4047 | 0 | 0.034075
6898 | 1 | 0.00016889 | 0.00010613 | 0 | 0.00018797 | 0.00011416 | 0.2615 | 0.33958 | 0 | 0.18263 | 0.3978 | 0 | 0.065576
6899 | 1 | 0.00017142 | 9.5065e-05 | 0 | 0.00020677 | 0.00011416 | 0.30963 | 0.38048 | 0 | 0.16037 | 0.40371 | 0 | 0.013371
6900 | 1 | 0.00016676 | 8.713e-05 | 0 | 0.00018797 | 0.00011416 | 0.34284 | 0.3107 | 0 | 0.16847 | 0.40199 | 0 | 0.11576
6901 | 1 | 0.00016532 | 8.4359e-05 | 0 | 0.00019032 | 0.00011416 | 0.3075 | 0.2566 | 0 | 0.063912 | 0.39135 | 0 | 0.031022
6902 | 1 | 0.0001624 | 8.6197e-05 | 0 | 0.00021382 | 0.00011416 | 0.24532 | 0.2757 | 0 | 0.19789 | 0.40055 | 0 | 0
6903 | 1 | 0.00016228 | 9.2191e-05 | 0 | 0.00022322 | 0.00011416 | 0.17036 | 0.25778 | 0 | 0.1704 | 0.40303 | 0 | 0
6904 | 1 | 0.0001591 | 0.00010212 | 0 | 0.00022322 | 0.00011416 | 0.084753 | 0.37282 | 0 | 0.16703 | 0.40308 | 0 | 0
6905 | 1 | 0.0001598 | 0.00011554 | 0 | 0.00016448 | 0.00011416 | 0.029387 | 0.43942 | 0 | 0.16948 | 0.40389 | 0 | 0
6906 | 1 | 0.00016407 | 0.00012171 | 0 | 0.00011748 | 0.00011416 | 0.00042589 | 0.14085 | 0 | 0.19342 | 0.40402 | 0 | 0
6907 | 1 | 0.00015648 | 0.00012515 | 0 | 8.8113e-05 | 0.00011416 | 0 | 0.092763 | 0 | 0.098651 | 0.41052 | 0 | 0
6908 | 1 | 0.00014139 | 0.00012676 | 0 | 5.8742e-05 | 0.00011416 | 0 | 0.08133 | 0 | 0.069815 | 0.40916 | 0 | 0
6909 | 1 | 0.00012155 | 0.00013 | 0 | 3.7595e-05 | 0.00011416 | 0 | 0.11881 | 0 | 0.076391 | 0.40655 | 0 | 0
6910 | 1 | 0.00011095 | 0.00013266 | 0 | 2.3497e-05 | 0.00011416 | 0 | 0.21488 | 0 | 0.067454 | 0.40023 | 0 | 0
6911 | 1 | 9.5184e-05 | 0.00013592 | 0 | 9.3987e-06 | 0.00011416 | 0 | 0.1009 | 0 | 0.058432 | 0.39559 | 0 | 0
6912 | 1 | 8.2986e-05 | 0.00014012 | 0 | 5.8742e-06 | 0.00011416 | 0 | 0.073314 | 0 | 0.040978 | 0.39333 | 0 | 0
6913 | 1 | 7.318e-05 | 0.00014693 | 0 | 2.3497e-06 | 0.00011416 | 0 | 0.068835 | 0 | 0.048988 | 0.39022 | 0 | 0
6914 | 1 | 6.7883e-05 | 0.00015505 | 0 | 1.1748e-06 | 0.00011416 | 0 | 0.054455 | 0 | 0.054132 | 0.3886 | 0 | 0
6915 | 1 | 6.2965e-05 | 0.00016112 | 0 | 1.4098e-05 | 0.00011416 | 0 | 0.06141 | 0 | 0.064587 | 0.38706 | 0 | 0
6916 | 1 | 6.5916e-05 | 0.00016617 | 0 | 3.7595e-05 | 0.00011416 | 0 | 0.05422 | 0 | 0.069983 | 0.38594 | 0 | 0
6917 | 1 | 8.585e-05 | 0.0001699 | 0 | 9.3987e-05 | 0.00011416 | 0 | 0.042786 | 0 | 0.077319 | 0.38729 | 0 | 0
6918 | 1 | 0.00011983 | 0.00017306 | 0 | 0.0001821 | 0.00011416 | 0.018739 | 0.04149 | 0 | 0.16476 | 0.39072 | 0 | 0
6919 | 1 | 0.0001479 | 0.00016345 | 0 | 0.0001586 | 0.00011416 | 0.066014 | 0.040311 | 0 | 0.16973 | 0.39726 | 0 | 0
6920 | 1 | 0.00015905 | 0.00014948 | 0 | 0.00014685 | 0.00011416 | 0.15588 | 0.034182 | 0 | 0.17234 | 0.38864 | 0 | 0.052683
6921 | 1 | 0.00016263 | 0.00013192 | 0 | 0.00016448 | 0.00011416 | 0.2517 | 0.039368 | 0 | 0.17867 | 0.39004 | 0 | 0
6922 | 1 | 0.00016668 | 0.00011828 | 0 | 0.00018797 | 0.00011416 | 0.32411 | 0.048208 | 0 | 0.17361 | 0.39284 | 0 | 0
6923 | 1 | 0.00016676 | 0.00011217 | 0 | 0.00020677 | 0.00011416 | 0.36882 | 0.057638 | 0 | 0.1731 | 0.39879 | 0 | 0
6924 | 1 | 0.00015861 | 0.00011035 | 0 | 0.00018797 | 0.00011416 | 0.38756 | 0.083215 | 0 | 0.23592 | 0.39378 | 0 | 0
6925 | 1 | 0.00015127 | 0.00010953 | 0 | 0.00019032 | 0.00011416 | 0.36755 | 0.11209 | 0 | 0.22293 | 0.39388 | 0 | 0
6926 | 1 | 0.00014569 | 0.00011054 | 0 | 0.00021382 | 0.00011416 | 0.29898 | 0.09677 | 0 | 0.20329 | 0.39879 | 0 | 0
6927 | 1 | 0.00014175 | 0.00011429 | 0 | 0.00022322 | 0.00011416 | 0.19208 | 0.060231 | 0 | 0.18609 | 0.40055 | 0 | 0
6928 | 1 | 0.00014039 | 0.00012353 | 0 | 0.00022322 | 0.00011416 | 0.090716 | 0.048444 | 0 | 0.2344 | 0.40619 | 0 | 0
6929 | 1 | 0.00014249 | 0.00014035 | 0 | 0.00016448 | 0.00011416 | 0.030664 | 0.059642 | 0 | 0.14907 | 0.40677 | 0 | 0
6930 | 1 | 0.00014795 | 0.00015006 | 0 | 0.00011748 | 0.00011416 | 0.00042589 | 0.087105 | 0 | 0.22698 | 0.40745 | 0 | 0
6931 | 1 | 0.00014185 | 0.00015616 | 0 | 8.8113e-05 | 0.00011416 | 0 | 0.12093 | 0 | 0.11138 | 0.40447 | 0 | 0
6932 | 1 | 0.00012371 | 0.00016128 | 0 | 5.8742e-05 | 0.00011416 | 0 | 0.10408 | 0 | 0.045784 | 0.41011 | 0 | 0
6933 | 1 | 0.00010512 | 0.00016628 | 0 | 3.7595e-05 | 0.00011416 | 0 | 0.14203 | 0 | 0.064503 | 0.41593 | 0 | 0
6934 | 1 | 9.7722e-05 | 0.00017096 | 0 | 2.3497e-05 | 0.00011416 | 0 | 0.22442 | 0 | 0.052951 | 0.40668 | 0 | 0
6935 | 1 | 8.3483e-05 | 0.00017738 | 0 | 9.3987e-06 | 0.00011416 | 0 | 0.27511 | 0 | 0.047808 | 0.41719 | 0 | 0
6936 | 1 | 7.1583e-05 | 0.00018418 | 0 | 5.8742e-06 | 0.00011416 | 0 | 0.27782 | 0 | 0.047808 | 0.41074 | 0 | 0
6937 | 1 | 6.199e-05 | 0.00018968 | 0 | 2.3497e-06 | 0.00011416 | 0 | 0.2942 | 0 | 0.0457 | 0.41074 | 0 | 0
6938 | 1 | 5.7052e-05 | 0.0001942 | 0 | 1.1748e-06 | 0.00011416 | 0 | 0.30611 | 0 | 0.044772 | 0.40727 | 0 | 0
6939 | 1 | 5.0999e-05 | 0.00019736 | 0 | 1.4098e-05 | 0.00011416 | 0 | 0.32485 | 0 | 0.045868 | 0.40465 | 0 | 0
6940 | 1 | 5.0797e-05 | 0.00019871 | 0 | 3.7595e-05 | 0.00011416 | 0 | 0.32379 | 0 | 0.049157 | 0.40258 | 0 | 0
6941 | 1 | 5.7909e-05 | 0.00019927 | 0 | 9.3987e-05 | 0.00011416 | 0.00042589 | 0.33145 | 0 | 0.051686 | 0.40465 | 0 | 0
6942 | 1 | 6.996e-05 | 0.00020044 | 0 | 0.0001821 | 0.00011416 | 0.022147 | 0.27204 | 0 | 0.059444 | 0.40321 | 0 | 0
6943 | 1 | 8.7484e-05 | 0.00019201 | 0 | 0.0001586 | 0.00011416 | 0.081346 | 0.25743 | 0 | 0.065514 | 0.40619 | 0 | 0
6944 | 1 | 0.00010004 | 0.00017124 | 0 | 0.00014685 | 0.00011416 | 0.18952 | 0.18116 | 0 | 0.073272 | 0.4075 | 0 | 0.073209
6945 | 1 | 0.00011284 | 0.00014677 | 0 | 0.00016448 | 0.00011416 | 0.30622 | 0.15299 | 0 | 0.065767 | 0.40659 | 0 | 0.048683
6946 | 1 | 0.00011897 | 0.00012784 | 0 | 0.00018797 | 0.00011416 | 0.40034 | 0.1649 | 0 | 0.065936 | 0.40005 | 0 | 0.039579
6947 | 1 | 0.00012147 | 0.00011206 | 0 | 0.00020677 | 0.00011416 | 0.4621 | 0.082744 | 0 | 0.063744 | 0.39857 | 0 | 0.075615
6948 | 1 | 0.00011731 | 9.8798e-05 | 0 | 0.00018797 | 0.00011416 | 0.47743 | 0.022159 | 0 | 0.060455 | 0.39342 | 0 | 0.16148
6949 | 1 | 0.00011296 | 9.1316e-05 | 0 | 0.00019032 | 0.00011416 | 0.4408 | 0.0075436 | 0 | 0.045868 | 0.38968 | 0 | 0.22048
6950 | 1 | 0.00010961 | 9.0456e-05 | 0 | 0.00021382 | 0.00011416 | 0.36158 | 0.0060113 | 0 | 0.046459 | 0.39063 | 0 | 0.37054
6951 | 1 | 0.00010593 | 9.6465e-05 | 0 | 0.00022322 | 0.00011416 | 0.24319 | 0.0025931 | 0 | 0.049916 | 0.39726 | 0 | 0
6952 | 1 | 0.0001042 | 0.00011423 | 0 | 0.00022322 | 0.00011416 | 0.1184 | 0.0036539 | 0 | 0.058685 | 0.40308 | 0 | 0
6953 | 1 | 0.00010505 | 0.00014707 | 0 | 0.00016448 | 0.00011416 | 0.039182 | 0.0047148 | 0 | 0.071501 | 0.40091 | 0 | 0
6954 | 1 | 0.00011151 | 0.00016211 | 0 | 0.00011748 | 0.00011416 | 0.0017036 | 0.006247 | 0 | 0.063238 | 0.39942 | 0 | 0
6955 | 1 | 0.00010513 | 0.00017166 | 0 | 8.8113e-05 | 0.00011416 | 0 | 0.0096653 | 0 | 0.05683 | 0.39987 | 0 | 0
6956 | 1 | 9.211e-05 | 0.00017886 | 0 | 5.8742e-05 | 0.00011416 | 0 | 0.014498 | 0 | 0.040725 | 0.39266 | 0 | 0
6957 | 1 | 7.8017e-05 | 0.00018396 | 0 | 3.7595e-05 | 0.00011416 | 0 | 0.023927 | 0 | 0.048314 | 0.38616 | 0 | 0
6958 | 1 | 7.6768e-05 | 0.00018613 | 0 | 2.3497e-05 | 0.00011416 | 0 | 0.028996 | 0 | 0.054047 | 0.38779 | 0 | 0
6959 | 1 | 6.7527e-05 | 0.0001868 | 0 | 9.3987e-06 | 0.00011416 | 0 | 0.02711 | 0 | 0.050843 | 0.37949 | 0 | 0
6960 | 1 | 5.7174e-05 | 0.00018707 | 0 | 5.8742e-06 | 0.00011416 | 0 | 0.015323 | 0 | 0.053457 | 0.3794 | 0 | 0
6961 | 1 | 4.8414e-05 | 0.00018784 | 0 | 2.3497e-06 | 0.00011416 | 0 | 0.026167 | 0 | 0.047723 | 0.37904 | 0 | 0
6962 | 1 | 4.4918e-05 | 0.00018747 | 0 | 1.1748e-06 | 0.00011416 | 0 | 0.049151 | 0 | 0.048735 | 0.37967 | 0 | 0
6963 | 1 | 3.944e-05 | 0.00018621 | 0 | 1.4098e-05 | 0.00011416 | 0 | 0.031353 | 0 | 0.051771 | 0.38116 | 0 | 0
6964 | 1 | 3.8654e-05 | 0.00018739 | 0 | 3.7595e-05 | 0.00011416 | 0 | 0.023927 | 0 | 0.057673 | 0.3803 | 0 | 0
6965 | 1 | 4.2759e-05 | 0.0001878 | 0 | 9.3987e-05 | 0.00011416 | 0 | 0.034182 | 0 | 0.049747 | 0.37565 | 0 | 0
6966 | 1 | 5.0985e-05 | 0.00018749 | 0 | 0.0001821 | 0.00011416 | 0.019165 | 0.049151 | 0 | 0.041821 | 0.37642 | 0 | 0
6967 | 1 | 6.3727e-05 | 0.00017724 | 0 | 0.0001586 | 0.00011416 | 0.066865 | 0.039604 | 0 | 0.03339 | 0.38192 | 0 | 0
6968 | 1 | 7.676e-05 | 0.00015736 | 0 | 0.00014685 | 0.00011416 | 0.1563 | 0.022513 | 0 | 0.044266 | 0.3817 | 0 | 0.097233
6969 | 1 | 8.9425e-05 | 0.00013214 | 0 | 0.00016448 | 0.00011416 | 0.25894 | 0.023927 | 0 | 0.053035 | 0.38174 | 0 | 0.039825
6970 | 1 | 0.00010077 | 0.00010911 | 0 | 0.00018797 | 0.00011416 | 0.35009 | 0.017327 | 0 | 0.049157 | 0.3798 | 0 | 0.21003
6971 | 1 | 0.00010764 | 9.486e-05 | 0 | 0.00020677 | 0.00011416 | 0.41269 | 0.0077793 | 0 | 0.047555 | 0.37665 | 0 | 0.53908
6972 | 1 | 0.00010093 | 8.7612e-05 | 0 | 0.00018797 | 0.00011416 | 0.44549 | 0.0029467 | 0 | 0.047808 | 0.36826 | 0 | 0.51015
6973 | 1 | 9.2811e-05 | 8.5672e-05 | 0 | 0.00019032 | 0.00011416 | 0.4293 | 0.0016502 | 0 | 0.043255 | 0.36036 | 0 | 0.1446
6974 | 1 | 8.7708e-05 | 8.9129e-05 | 0 | 0.00021382 | 0.00011416 | 0.35392 | 0.0016502 | 0 | 0.04258 | 0.35779 | 0 | 0.047168
6975 | 1 | 8.5088e-05 | 9.9484e-05 | 0 | 0.00022322 | 0.00011416 | 0.23296 | 0.0030646 | 0 | 0.04258 | 0.35576 | 0 | 0
6976 | 1 | 8.795e-05 | 0.00011624 | 0 | 0.00022322 | 0.00011416 | 0.10818 | 0.0040075 | 0 | 0.067538 | 0.35951 | 0 | 0
6977 | 1 | 9.4892e-05 | 0.00013742 | 0 | 0.00016448 | 0.00011416 | 0.034072 | 0.0048326 | 0 | 0.1054 | 0.37904 | 0 | 0
6978 | 1 | 0.00010305 | 0.00014557 | 0 | 0.00011748 | 0.00011416 | 0.00085179 | 0.0041254 | 0 | 0.10194 | 0.37895 | 0 | 0
6979 | 1 | 0.00010468 | 0.00014909 | 0 | 8.8113e-05 | 0.00011416 | 0 | 0.01992 | 0 | 0.09747 | 0.37574 | 0 | 0
6980 | 1 | 9.4747e-05 | 0.00015222 | 0 | 5.8742e-05 | 0.00011416 | 0 | 0.047973 | 0 | 0.074621 | 0.36781 | 0 | 0
6981 | 1 | 8.2604e-05 | 0.00015533 | 0 | 3.7595e-05 | 0.00011416 | 0 | 0.05587 | 0 | 0.078752 | 0.36411 | 0 | 0
6982 | 1 | 8.38e-05 | 0.0001573 | 0 | 2.3497e-05 | 0.00011416 | 0 | 0.069425 | 0 | 0.042917 | 0.3619 | 0 | 0
6983 | 1 | 7.5575e-05 | 0.00015909 | 0 | 9.3987e-06 | 0.00011416 | 0 | 0.084984 | 0 | 0.045868 | 0.3504 | 0 | 0
6984 | 1 | 6.4267e-05 | 0.00016154 | 0 | 5.8742e-06 | 0.00011416 | 0 | 0.10714 | 0 | 0.045784 | 0.35644 | 0 | 0
6985 | 1 | 5.7906e-05 | 0.00016361 | 0 | 2.3497e-06 | 0.00011416 | 0 | 0.13166 | 0 | 0.043929 | 0.35861 | 0 | 0
6986 | 1 | 5.4861e-05 | 0.00016657 | 0 | 1.1748e-06 | 0.00011416 | 0 | 0.1537 | 0 | 0.039798 | 0.35612 | 0 | 0
6987 | 1 | 5.3209e-05 | 0.00016943 | 0 | 1.4098e-05 | 0.00011416 | 0 | 0.14345 | 0 | 0.040556 | 0.35035 | 0 | 0
6988 | 1 | 6.0128e-05 | 0.0001739 | 0 | 3.7595e-05 | 0.00011416 | 0 | 0.14109 | 0 | 0.055565 | 0.35337 | 0 | 0
6989 | 1 | 8.0187e-05 | 0.00017732 | 0 | 9.3987e-05 | 0.00011416 | 0 | 0.15783 | 0 | 0.071922 | 0.3573 | 0 | 0
6990 | 1 | 0.00011497 | 0.000179 | 0 | 0.0001821 | 0.00011416 | 0.017888 | 0.13649 | 0 | 0.22589 | 0.35667 | 0 | 0
6991 | 1 | 0.00014377 | 0.00017257 | 0 | 0.0001586 | 0.00011416 | 0.058773 | 0.14899 | 0 | 0.2274 | 0.35955 | 0 | 0
6992 | 1 | 0.00015402 | 0.00016369 | 0 | 0.00014685 | 0.00011416 | 0.13458 | 0.13343 | 0 | 0.22546 | 0.36519 | 0 | 0.0087137
6993 | 1 | 0.0001557 | 0.00015333 | 0 | 0.00016448 | 0.00011416 | 0.21295 | 0.14463 | 0 | 0.23929 | 0.36663 | 0 | 0.0094714
6994 | 1 | 0.00015872 | 0.00014436 | 0 | 0.00018797 | 0.00011416 | 0.25809 | 0.16195 | 0 | 0.22015 | 0.36496 | 0 | 0
6995 | 1 | 0.00016069 | 0.00013768 | 0 | 0.00020677 | 0.00011416 | 0.28833 | 0.22383 | 0 | 0.14621 | 0.36091 | 0 | 0
6996 | 1 | 0.00015562 | 0.00013437 | 0 | 0.00018797 | 0.00011416 | 0.30835 | 0.29184 | 0 | 0.10152 | 0.36366 | 0 | 0
6997 | 1 | 0.00015358 | 0.00013406 | 0 | 0.00019032 | 0.00011416 | 0.28365 | 0.32355 | 0 | 0.10556 | 0.36348 | 0 | 0
6998 | 1 | 0.00014933 | 0.00013778 | 0 | 0.00021382 | 0.00011416 | 0.22658 | 0.36115 | 0 | 0.10304 | 0.36474 | 0 | 0
6999 | 1 | 0.00014687 | 0.00014483 | 0 | 0.00022322 | 0.00011416 | 0.1546 | 0.43942 | 0 | 0.10497 | 0.36925 | 0 | 0
7000 | 1 | 0.00014337 | 0.00015504 | 0 | 0.00022322 | 0.00011416 | 0.073254 | 0.44401 | 0 | 0.15017 | 0.37227 | 0 | 0
7001 | 1 | 0.00014604 | 0.00016819 | 0 | 0.00016448 | 0.00011416 | 0.024276 | 0.42232 | 0 | 0.23019 | 0.37457 | 0 | 0
7002 | 1 | 0.00015442 | 0.00017447 | 0 | 0.00011748 | 0.00011416 | 0.00042589 | 0.47666 | 0 | 0.2301 | 0.3762 | 0 | 0
7003 | 1 | 0.00014799 | 0.00017867 | 0 | 8.8113e-05 | 0.00011416 | 0 | 0.46782 | 0 | 0.18373 | 0.36997 | 0 | 0
7004 | 1 | 0.00012933 | 0.0001831 | 0 | 5.8742e-05 | 0.00011416 | 0 | 0.4921 | 0 | 0.063153 | 0.37358 | 0 | 0
7005 | 1 | 0.00010984 | 0.00018656 | 0 | 3.7595e-05 | 0.00011416 | 0 | 0.48032 | 0 | 0.058853 | 0.37804 | 0 | 0
7006 | 1 | 0.00010362 | 0.00018845 | 0 | 2.3497e-05 | 0.00011416 | 0 | 0.48586 | 0 | 0.051265 | 0.37719 | 0 | 0
7007 | 1 | 8.9572e-05 | 0.00019023 | 0 | 9.3987e-06 | 0.00011416 | 0 | 0.49022 | 0 | 0.047049 | 0.37399 | 0 | 0
7008 | 1 | 7.7198e-05 | 0.00019119 | 0 | 5.8742e-06 | 0.00011416 | 0 | 0.55363 | 0 | 0.046796 | 0.37922 | 0 | 0
7009 | 1 | 6.9232e-05 | 0.00019109 | 0 | 2.3497e-06 | 0.00011416 | 0 | 0.60537 | 0 | 0.045363 | 0.37534 | 0 | 0
7010 | 1 | 6.5718e-05 | 0.0001907 | 0 | 1.1748e-06 | 0.00011416 | 0 | 0.66902 | 0 | 0.044772 | 0.37394 | 0 | 0
7011 | 1 | 6.191e-05 | 0.00019084 | 0 | 1.4098e-05 | 0.00011416 | 0 | 0.73421 | 0 | 0.046796 | 0.37389 | 0 | 0
7012 | 1 | 6.6315e-05 | 0.00019271 | 0 | 3.7595e-05 | 0.00011416 | 0 | 0.74493 | 0 | 0.058347 | 0.37556 | 0 | 0
7013 | 1 | 8.5324e-05 | 0.00019653 | 0 | 9.3987e-05 | 0.00011416 | 0 | 0.76485 | 0 | 0.089039 | 0.37737 | 0 | 0
7014 | 1 | 0.00012044 | 0.00020019 | 0 | 0.0001821 | 0.00011416 | 0.019165 | 0.74917 | 0 | 0.2 | 0.38125 | 0 | 0
7015 | 1 | 0.00014739 | 0.00019305 | 0 | 0.0001586 | 0.00011416 | 0.069421 | 0.69071 | 0 | 0.24966 | 0.38571 | 0 | 0
7016 | 1 | 0.00016027 | 0.0001736 | 0 | 0.00014685 | 0.00011416 | 0.1776 | 0.66207 | 0 | 0.2344 | 0.39 | 0 | 0.047246
7017 | 1 | 0.00016446 | 0.00014942 | 0 | 0.00016448 | 0.00011416 | 0.29898 | 0.6834 | 0 | 0.15616 | 0.38959 | 0 | 0.06698
7018 | 1 | 0.00016901 | 0.0001276 | 0 | 0.00018797 | 0.00011416 | 0.41227 | 0.65653 | 0 | 0.14115 | 0.38603 | 0 | 0.049129
7019 | 1 | 0.00017262 | 0.00011258 | 0 | 0.00020677 | 0.00011416 | 0.51917 | 0.65134 | 0 | 0.12226 | 0.38621 | 0 | 0.079304
7020 | 1 | 0.00016709 | 0.00010383 | 0 | 0.00018797 | 0.00011416 | 0.54642 | 0.63072 | 0 | 0.1172 | 0.38679 | 0 | 0.041262
7021 | 1 | 0.00016525 | 0.00010005 | 0 | 0.00019032 | 0.00011416 | 0.48041 | 0.55929 | 0 | 0.12496 | 0.38909 | 0 | 0
7022 | 1 | 0.0001622 | 0.00010201 | 0 | 0.00021382 | 0.00011416 | 0.36371 | 0.49682 | 0 | 0.11695 | 0.39 | 0 | 0
7023 | 1 | 0.00015935 | 0.00011086 | 0 | 0.00022322 | 0.00011416 | 0.22658 | 0.3694 | 0 | 0.12386 | 0.39009 | 0 | 0
7024 | 1 | 0.00015448 | 0.00013248 | 0 | 0.00022322 | 0.00011416 | 0.10307 | 0.25071 | 0 | 0.20708 | 0.39712 | 0 | 0
7025 | 1 | 0.00015205 | 0.00016784 | 0 | 0.00016448 | 0.00011416 | 0.03322 | 0.25471 | 0 | 0.23912 | 0.39712 | 0 | 0
7026 | 1 | 0.00015828 | 0.00017919 | 0 | 0.00011748 | 0.00011416 | 0.00085179 | 0.24422 | 0 | 0.25599 | 0.39604 | 0 | 0
7027 | 1 | 0.00014986 | 0.00018711 | 0 | 8.8113e-05 | 0.00011416 | 0 | 0.26202 | 0 | 0.11678 | 0.39419 | 0 | 0
7028 | 1 | 0.00013156 | 0.00019382 | 0 | 5.8742e-05 | 0.00011416 | 0 | 0.24906 | 0 | 0.058938 | 0.39121 | 0 | 0
7029 | 1 | 0.00011237 | 0.00019809 | 0 | 3.7595e-05 | 0.00011416 | 0 | 0.35149 | 0 | 0.046374 | 0.38846 | 0 | 0
7030 | 1 | 0.00010336 | 0.00020015 | 0 | 2.3497e-05 | 0.00011416 | 0 | 0.36775 | 0 | 0.042327 | 0.39234 | 0 | 0
7031 | 1 | 8.9014e-05 | 0.00019853 | 0 | 9.3987e-06 | 0.00011416 | 0 | 0.31577 | 0 | 0.024958 | 0.37782 | 0 | 0
7032 | 1 | 7.9508e-05 | 0.00019596 | 0 | 5.8742e-06 | 0.00011416 | 0 | 0.23751 | 0 | 0.024115 | 0.37205 | 0 | 0
7033 | 1 | 6.9314e-05 | 0.00019411 | 0 | 2.3497e-06 | 0.00011416 | 0 | 0.19967 | 0 | 0.02597 | 0.36817 | 0 | 0
7034 | 1 | 6.6352e-05 | 0.00019389 | 0 | 1.1748e-06 | 0.00011416 | 0 | 0.21169 | 0 | 0.024452 | 0.36975 | 0 | 0
7035 | 1 | 6.2612e-05 | 0.00019321 | 0 | 1.4098e-05 | 0.00011416 | 0 | 0.27122 | 0 | 0.023187 | 0.37047 | 0 | 0
7036 | 1 | 6.6616e-05 | 0.0001934 | 0 | 3.7595e-05 | 0.00011416 | 0 | 0.25943 | 0 | 0.043086 | 0.36875 | 0 | 0
7037 | 1 | 8.493e-05 | 0.00019445 | 0 | 9.3987e-05 | 0.00011416 | 0 | 0.22301 | 0 | 0.059444 | 0.38215 | 0 | 0
7038 | 1 | 0.00012336 | 0.00019537 | 0 | 0.0001821 | 0.00011416 | 0.019165 | 0.20144 | 0 | 0.19191 | 0.38156 | 0 | 0
7039 | 1 | 0.00015048 | 0.00018249 | 0 | 0.0001586 | 0.00011416 | 0.068995 | 0.21028 | 0 | 0.23634 | 0.38761 | 0 | 0
7040 | 1 | 0.0001624 | 0.00015804 | 0 | 0.00014685 | 0.00011416 | 0.17376 | 0.21134 | 0 | 0.15826 | 0.38936 | 0 | 0.099049
7041 | 1 | 0.00016739 | 0.00013466 | 0 | 0.00016448 | 0.00011416 | 0.28066 | 0.22678 | 0 | 0.14435 | 0.38806 | 0 | 0.019344
7042 | 1 | 0.00017178 | 0.00011551 | 0 | 0.00018797 | 0.00011416 | 0.36712 | 0.25342 | 0 | 0.079595 | 0.38788 | 0 | 0.12708
7043 | 1 | 0.00017463 | 0.00010151 | 0 | 0.00020677 | 0.00011416 | 0.44591 | 0.23432 | 0 | 0.049325 | 0.38422 | 0 | 0.29566
7044 | 1 | 0.00016976 | 9.171e-05 | 0 | 0.00018797 | 0.00011416 | 0.47956 | 0.18741 | 0 | 0.048398 | 0.38057 | 0 | 0.2211
7045 | 1 | 0.0001702 | 8.643e-05 | 0 | 0.00019032 | 0.00011416 | 0.43867 | 0.17327 | 0 | 0.037099 | 0.38346 | 0 | 0.19682
7046 | 1 | 0.00016755 | 8.681e-05 | 0 | 0.00021382 | 0.00011416 | 0.33135 | 0.15512 | 0 | 0.054132 | 0.39234 | 0 | 0
7047 | 1 | 0.00016375 | 9.4613e-05 | 0 | 0.00022322 | 0.00011416 | 0.204 | 0.16172 | 0 | 0.045025 | 0.39369 | 0 | 0
7048 | 1 | 0.00015968 | 0.0001179 | 0 | 0.00022322 | 0.00011416 | 0.093697 | 0.1662 | 0 | 0.059949 | 0.39369 | 0 | 0
7049 | 1 | 0.00015403 | 0.00015034 | 0 | 0.00016448 | 0.00011416 | 0.03109 | 0.15182 | 0 | 0.10228 | 0.40087 | 0 | 0
7050 | 1 | 0.00016148 | 0.00015994 | 0 | 0.00011748 | 0.00011416 | 0.00085179 | 0.13119 | 0 | 0.1704 | 0.39509 | 0 | 0
7051 | 1 | 0.00015095 | 0.00016771 | 0 | 8.8113e-05 | 0.00011416 | 0 | 0.12247 | 0 | 0.13642 | 0.38603 | 0 | 0
7052 | 1 | 0.0001359 | 0.00017614 | 0 | 5.8742e-05 | 0.00011416 | 0 | 0.1372 | 0 | 0.061551 | 0.38292 | 0 | 0
7053 | 1 | 0.00011734 | 0.00018365 | 0 | 3.7595e-05 | 0.00011416 | 0 | 0.1438 | 0 | 0.095953 | 0.38206 | 0 | 0
7054 | 1 | 0.00010853 | 0.00018988 | 0 | 2.3497e-05 | 0.00011416 | 0 | 0.13307 | 0 | 0.040051 | 0.38183 | 0 | 0
7055 | 1 | 9.3284e-05 | 0.00019488 | 0 | 9.3987e-06 | 0.00011416 | 0 | 0.11528 | 0 | 0.01855 | 0.36668 | 0 | 0
7056 | 1 | 7.9962e-05 | 0.00019866 | 0 | 5.8742e-06 | 0.00011416 | 0 | 0.11233 | 0 | 0.015599 | 0.36663 | 0 | 0
7057 | 1 | 7.0556e-05 | 0.00020312 | 0 | 2.3497e-06 | 0.00011416 | 0 | 0.10632 | 0 | 0.013912 | 0.36799 | 0 | 0
7058 | 1 | 6.6592e-05 | 0.00020788 | 0 | 1.1748e-06 | 0.00011416 | 0 | 0.089345 | 0 | 0.012901 | 0.3642 | 0 | 0
7059 | 1 | 6.2827e-05 | 0.00021151 | 0 | 1.4098e-05 | 0.00011416 | 0 | 0.080858 | 0 | 0.018212 | 0.35766 | 0 | 0
7060 | 1 | 6.6704e-05 | 0.0002136 | 0 | 3.7595e-05 | 0.00011416 | 0 | 0.086752 | 0 | 0.040978 | 0.35608 | 0 | 0
7061 | 1 | 8.772e-05 | 0.00021574 | 0 | 9.3987e-05 | 0.00011416 | 0.00042589 | 0.085455 | 0 | 0.07656 | 0.361 | 0 | 0
7062 | 1 | 0.00012428 | 0.00021758 | 0 | 0.0001821 | 0.00011416 | 0.020443 | 0.080387 | 0 | 0.18786 | 0.36294 | 0 | 0
7063 | 1 | 0.00015141 | 0.00019698 | 0 | 0.0001586 | 0.00011416 | 0.077087 | 0.072961 | 0 | 0.20843 | 0.36663 | 0 | 0
7064 | 1 | 0.00016325 | 0.00016086 | 0 | 0.00014685 | 0.00011416 | 0.19123 | 0.061174 | 0 | 0.18272 | 0.36578 | 0 | 0.057987
7065 | 1 | 0.00016638 | 0.00012746 | 0 | 0.00016448 | 0.00011416 | 0.32879 | 0.04703 | 0 | 0.18811 | 0.36515 | 0 | 0.14909
7066 | 1 | 0.00016955 | 0.00010395 | 0 | 0.00018797 | 0.00011416 | 0.43356 | 0.032178 | 0 | 0.20599 | 0.3637 | 0 | 0.091238
7067 | 1 | 0.00017023 | 9.2454e-05 | 0 | 0.00020677 | 0.00011416 | 0.48041 | 0.034653 | 0 | 0.099831 | 0.3637 | 0 | 0.048315
7068 | 1 | 0.00016508 | 8.5759e-05 | 0 | 0.00018797 | 0.00011416 | 0.4753 | 0.078619 | 0 | 0.075632 | 0.36424 | 0 | 0.30842
7069 | 1 | 0.00016384 | 8.2142e-05 | 0 | 0.00019032 | 0.00011416 | 0.42164 | 0.14734 | 0 | 0.062563 | 0.36181 | 0 | 0.30578
7070 | 1 | 0.0001608 | 8.3674e-05 | 0 | 0.00021382 | 0.00011416 | 0.32453 | 0.16443 | 0 | 0.074199 | 0.35838 | 0 | 0
7071 | 1 | 0.00015803 | 9.2556e-05 | 0 | 0.00022322 | 0.00011416 | 0.20528 | 0.15323 | 0 | 0.08145 | 0.35793 | 0 | 0
7072 | 1 | 0.00015526 | 0.00012024 | 0 | 0.00022322 | 0.00011416 | 0.096252 | 0.13107 | 0 | 0.081282 | 0.37344 | 0 | 0
7073 | 1 | 0.0001531 | 0.00015922 | 0 | 0.00016448 | 0.00011416 | 0.032794 | 0.12836 | 0 | 0.1914 | 0.37394 | 0 | 0
7074 | 1 | 0.00015872 | 0.00016949 | 0 | 0.00011748 | 0.00011416 | 0.0017036 | 0.13001 | 0 | 0.16981 | 0.37146 | 0 | 0
7075 | 1 | 0.00015148 | 0.0001742 | 0 | 8.8113e-05 | 0.00011416 | 0 | 0.18058 | 0 | 0.081366 | 0.3679 | 0 | 0
7076 | 1 | 0.00013579 | 0.00017527 | 0 | 5.8742e-05 | 0.00011416 | 0 | 0.23091 | 0 | 0.022344 | 0.35852 | 0 | 0
7077 | 1 | 0.00011979 | 0.00017519 | 0 | 3.7595e-05 | 0.00011416 | 0 | 0.24222 | 0 | 0.033305 | 0.35373 | 0 | 0
7078 | 1 | 0.00011204 | 0.00017487 | 0 | 2.3497e-05 | 0.00011416 | 0 | 0.28171 | 0 | 0.029595 | 0.35315 | 0 | 0
7079 | 1 | 9.3972e-05 | 0.00017368 | 0 | 9.3987e-06 | 0.00011416 | 0 | 0.34441 | 0 | 0.026728 | 0.33998 | 0 | 0
7080 | 1 | 8.4121e-05 | 0.00017094 | 0 | 5.8742e-06 | 0.00011416 | 0 | 0.376 | 0 | 0.028752 | 0.33863 | 0 | 0
7081 | 1 | 7.6616e-05 | 0.00016515 | 0 | 2.3497e-06 | 0.00011416 | 0 | 0.3991 | 0 | 0.029595 | 0.34462 | 0 | 0
7082 | 1 | 7.3635e-05 | 0.00015989 | 0 | 1.1748e-06 | 0.00011416 | 0 | 0.37683 | 0 | 0.035413 | 0.34665 | 0 | 0
7083 | 1 | 7.0209e-05 | 0.00015572 | 0 | 1.4098e-05 | 0.00011416 | 0 | 0.38001 | 0 | 0.052108 | 0.34449 | 0 | 0
7084 | 1 | 7.4944e-05 | 0.0001527 | 0 | 3.7595e-05 | 0.00011416 | 0 | 0.35773 | 0 | 0.069224 | 0.33975 | 0 | 0
7085 | 1 | 9.5244e-05 | 0.00015033 | 0 | 9.3987e-05 | 0.00011416 | 0 | 0.38484 | 0 | 0.11745 | 0.34471 | 0 | 0
7086 | 1 | 0.00013147 | 0.00014891 | 0 | 0.0001821 | 0.00011416 | 0.018313 | 0.43329 | 0 | 0.22209 | 0.34386 | 0 | 0
7087 | 1 | 0.00015467 | 0.0001421 | 0 | 0.0001586 | 0.00011416 | 0.06431 | 0.39545 | 0 | 0.31197 | 0.35594 | 0 | 0
7088 | 1 | 0.00016301 | 0.00012654 | 0 | 0.00014685 | 0.00011416 | 0.17376 | 0.37034 | 0 | 0.26804 | 0.35779 | 0 | 0.021729
7089 | 1 | 0.00016537 | 0.00010825 | 0 | 0.00016448 | 0.00011416 | 0.29642 | 0.30481 | 0 | 0.22648 | 0.35473 | 0 | 0.00741
7090 | 1 | 0.00017022 | 8.7991e-05 | 0 | 0.00018797 | 0.00011416 | 0.41056 | 0.31695 | 0 | 0.20565 | 0.35446 | 0 | 0
7091 | 1 | 0.00017316 | 7.0752e-05 | 0 | 0.00020677 | 0.00011416 | 0.5017 | 0.39745 | 0 | 0.10835 | 0.3531 | 0 | 0.006084
7092 | 1 | 0.00016847 | 5.9536e-05 | 0 | 0.00018797 | 0.00011416 | 0.52768 | 0.37977 | 0 | 0.044604 | 0.33899 | 0 | 0.038365
7093 | 1 | 0.00016244 | 5.4066e-05 | 0 | 0.00019032 | 0.00011416 | 0.48083 | 0.37612 | 0 | 0.03086 | 0.33745 | 0 | 0.12661
7094 | 1 | 0.00015795 | 5.4198e-05 | 0 | 0.00021382 | 0.00011416 | 0.37394 | 0.37423 | 0 | 0.043086 | 0.33894 | 0 | 0
7095 | 1 | 0.00015246 | 6.1476e-05 | 0 | 0.00022322 | 0.00011416 | 0.22956 | 0.28949 | 0 | 0.096206 | 0.33339 | 0 | 0
7096 | 1 | 0.00014159 | 8.9537e-05 | 0 | 0.00022322 | 0.00011416 | 0.098808 | 0.1893 | 0 | 0.10295 | 0.35044 | 0 | 0
7097 | 1 | 0.00014042 | 0.0001261 | 0 | 0.00016448 | 0.00011416 | 0.030664 | 0.20757 | 0 | 0.21492 | 0.35401 | 0 | 0
7098 | 1 | 0.00014897 | 0.00014083 | 0 | 0.00011748 | 0.00011416 | 0.00085179 | 0.23692 | 0 | 0.27538 | 0.35396 | 0 | 0
7099 | 1 | 0.00014134 | 0.00015282 | 0 | 8.8113e-05 | 0.00011416 | 0 | 0.23373 | 0 | 0.11695 | 0.34981 | 0 | 0
7100 | 1 | 0.00012269 | 0.00016382 | 0 | 5.8742e-05 | 0.00011416 | 0 | 0.14851 | 0 | 0.078162 | 0.33393 | 0 | 0
7101 | 1 | 0.00010848 | 0.00017296 | 0 | 3.7595e-05 | 0.00011416 | 0 | 0.062471 | 0 | 0.046796 | 0.32979 | 0 | 0
7102 | 1 | 0.00010331 | 0.00017989 | 0 | 2.3497e-05 | 0.00011416 | 0 | 0.057049 | 0 | 0.037352 | 0.33195 | 0 | 0
7103 | 1 | 8.9461e-05 | 0.00018537 | 0 | 9.3987e-06 | 0.00011416 | 0 | 0.06082 | 0 | 0.029595 | 0.33123 | 0 | 0
7104 | 1 | 7.6882e-05 | 0.00018898 | 0 | 5.8742e-06 | 0.00011416 | 0 | 0.051037 | 0 | 0.023693 | 0.33872 | 0 | 0
7105 | 1 | 6.7173e-05 | 0.00019083 | 0 | 2.3497e-06 | 0.00011416 | 0 | 0.04479 | 0 | 0.023019 | 0.34223 | 0 | 0
7106 | 1 | 6.3147e-05 | 0.0001909 | 0 | 1.1748e-06 | 0.00011416 | 0 | 0.057402 | 0 | 0.024115 | 0.33808 | 0 | 0
7107 | 1 | 5.7134e-05 | 0.00019057 | 0 | 1.4098e-05 | 0.00011416 | 0 | 0.05363 | 0 | 0.023862 | 0.33732 | 0 | 0
7108 | 1 | 5.7644e-05 | 0.00019114 | 0 | 3.7595e-05 | 0.00011416 | 0 | 0.033828 | 0 | 0.02656 | 0.33218 | 0 | 0
7109 | 1 | 6.4362e-05 | 0.00019203 | 0 | 9.3987e-05 | 0.00011416 | 0.00042589 | 0.020038 | 0 | 0.066357 | 0.33542 | 0 | 0
7110 | 1 | 7.3729e-05 | 0.00019397 | 0 | 0.0001821 | 0.00011416 | 0.020443 | 0.015441 | 0 | 0.1097 | 0.34435 | 0 | 0
7111 | 1 | 8.9802e-05 | 0.00018256 | 0 | 0.0001586 | 0.00011416 | 0.075383 | 0.012848 | 0 | 0.12277 | 0.34814 | 0 | 0
7112 | 1 | 0.00010396 | 0.00014702 | 0 | 0.00014685 | 0.00011416 | 0.20145 | 0.012376 | 0 | 0.10894 | 0.35193 | 0 | 0.3853
7113 | 1 | 0.0001168 | 0.00010737 | 0 | 0.00016448 | 0.00011416 | 0.36158 | 0.010962 | 0 | 0.068971 | 0.35522 | 0 | 0.59706
7114 | 1 | 0.00012464 | 7.2735e-05 | 0 | 0.00018797 | 0.00011416 | 0.50639 | 0.011905 | 0 | 0.031619 | 0.34995 | 0 | 0.72497
7115 | 1 | 0.00013092 | 4.603e-05 | 0 | 0.00020677 | 0.00011416 | 0.59242 | 0.035714 | 0 | 0.026476 | 0.34959 | 0 | 0.65416
7116 | 1 | 0.00012729 | 2.7434e-05 | 0 | 0.00018797 | 0.00011416 | 0.59838 | 0.055163 | 0 | 0.026981 | 0.34368 | 0 | 0.64554
7117 | 1 | 0.00012177 | 1.8319e-05 | 0 | 0.00019032 | 0.00011416 | 0.52768 | 0.080387 | 0 | 0.023693 | 0.34277 | 0 | 0.55864
7118 | 1 | 0.00011604 | 1.8421e-05 | 0 | 0.00021382 | 0.00011416 | 0.39523 | 0.1181 | 0 | 0.027066 | 0.34241 | 0 | 0
7119 | 1 | 0.00011142 | 2.9155e-05 | 0 | 0.00022322 | 0.00011416 | 0.23893 | 0.14993 | 0 | 0.059528 | 0.34124 | 0 | 0
7120 | 1 | 0.00010798 | 6.7645e-05 | 0 | 0.00022322 | 0.00011416 | 0.10349 | 0.22395 | 0 | 0.071585 | 0.35283 | 0 | 0
7121 | 1 | 0.00010854 | 0.00010498 | 0 | 0.00016448 | 0.00011416 | 0.032794 | 0.28996 | 0 | 0.21265 | 0.35847 | 0 | 0
7122 | 1 | 0.00011626 | 0.00012208 | 0 | 0.00011748 | 0.00011416 | 0.0017036 | 0.29856 | 0 | 0.18263 | 0.36023 | 0 | 0
7123 | 1 | 0.00010983 | 0.00013622 | 0 | 8.8113e-05 | 0.00011416 | 0 | 0.33758 | 0 | 0.065599 | 0.36239 | 0 | 0
7124 | 1 | 9.948e-05 | 0.00014646 | 0 | 5.8742e-05 | 0.00011416 | 0 | 0.41313 | 0 | 0.034992 | 0.34652 | 0 | 0
7125 | 1 | 8.8054e-05 | 0.00015254 | 0 | 3.7595e-05 | 0.00011416 | 0 | 0.40877 | 0 | 0.032293 | 0.33768 | 0 | 0
7126 | 1 | 8.5843e-05 | 0.00015323 | 0 | 2.3497e-05 | 0.00011416 | 0 | 0.40075 | 0 | 0.023946 | 0.33425 | 0 | 0
7127 | 1 | 7.4294e-05 | 0.00015157 | 0 | 9.3987e-06 | 0.00011416 | 0 | 0.3153 | 0 | 0.020152 | 0.31761 | 0 | 0
7128 | 1 | 6.2197e-05 | 0.0001497 | 0 | 5.8742e-06 | 0.00011416 | 0 | 0.25259 | 0 | 0.018044 | 0.31495 | 0 | 0
7129 | 1 | 4.9267e-05 | 0.0001477 | 0 | 2.3497e-06 | 0.00011416 | 0 | 0.18824 | 0 | 0.016779 | 0.30976 | 0 | 0
7130 | 1 | 4.6933e-05 | 0.00014688 | 0 | 1.1748e-06 | 0.00011416 | 0 | 0.13319 | 0 | 0.017875 | 0.30791 | 0 | 0
7131 | 1 | 4.5049e-05 | 0.00014833 | 0 | 1.4098e-05 | 0.00011416 | 0 | 0.08463 | 0 | 0.02032 | 0.31215 | 0 | 0
7132 | 1 | 4.2081e-05 | 0.00015142 | 0 | 3.7595e-05 | 0.00011416 | 0 | 0.049623 | 0 | 0.017622 | 0.31265 | 0 | 0
7133 | 1 | 4.2685e-05 | 0.00015329 | 0 | 9.3987e-05 | 0.00011416 | 0 | 0.038779 | 0 | 0.019393 | 0.31116 | 0 | 0
7134 | 1 | 4.6105e-05 | 0.00015316 | 0 | 0.0001821 | 0.00011416 | 0.0017036 | 0.041018 | 0 | 0.019056 | 0.31824 | 0 | 0
7135 | 1 | 5.4687e-05 | 0.00014083 | 0 | 0.0001586 | 0.00011416 | 0.056218 | 0.042669 | 0 | 0.045025 | 0.32334 | 0 | 0
7136 | 1 | 6.851e-05 | 0.00011115 | 0 | 0.00014685 | 0.00011416 | 0.1546 | 0.03925 | 0 | 0.065683 | 0.32753 | 0 | 0
7137 | 1 | 8.3388e-05 | 8.1049e-05 | 0 | 0.00016448 | 0.00011416 | 0.2747 | 0.029703 | 0 | 0.050759 | 0.32627 | 0 | 0.59362
7138 | 1 | 9.4811e-05 | 5.5919e-05 | 0 | 0.00018797 | 0.00011416 | 0.37606 | 0.025813 | 0 | 0.039292 | 0.32284 | 0 | 0.72017
7139 | 1 | 0.00010522 | 3.2379e-05 | 0 | 0.00020677 | 0.00011416 | 0.43015 | 0.025931 | 0 | 0.039123 | 0.3145 | 0 | 0.61394
7140 | 1 | 0.00010995 | 1.7604e-05 | 0 | 0.00018797 | 0.00011416 | 0.42334 | 0.031707 | 0 | 0.033727 | 0.31179 | 0 | 0.58035
7141 | 1 | 0.00010266 | 1.196e-05 | 0 | 0.00019032 | 0.00011416 | 0.37053 | 0.033357 | 0 | 0.035329 | 0.31215 | 0 | 0.47371
7142 | 1 | 9.6391e-05 | 1.5825e-05 | 0 | 0.00021382 | 0.00011416 | 0.28961 | 0.035243 | 0 | 0.04199 | 0.31323 | 0 | 0
7143 | 1 | 8.7474e-05 | 3.1795e-05 | 0 | 0.00022322 | 0.00011416 | 0.18569 | 0.046912 | 0 | 0.08887 | 0.31585 | 0 | 0
7144 | 1 | 8.3621e-05 | 6.2774e-05 | 0 | 0.00022322 | 0.00011416 | 0.087308 | 0.046794 | 0 | 0.11644 | 0.31008 | 0 | 0
7145 | 1 | 8.8224e-05 | 8.8326e-05 | 0 | 0.00016448 | 0.00011416 | 0.035775 | 0.040547 | 0 | 0.21838 | 0.32586 | 0 | 0
7146 | 1 | 9.7951e-05 | 9.8521e-05 | 0 | 0.00011748 | 0.00011416 | 0.020017 | 0.042315 | 0 | 0.22209 | 0.325 | 0 | 0
7147 | 1 | 0.00010302 | 0.00010508 | 0 | 8.8113e-05 | 0.00011416 | 0.00085179 | 0.091584 | 0 | 0.20523 | 0.3264 | 0 | 0
7148 | 1 | 9.5789e-05 | 0.00011052 | 0 | 5.8742e-05 | 0.00011416 | 0 | 0.11056 | 0 | 0.1812 | 0.32293 | 0 | 0
7149 | 1 | 8.4006e-05 | 0.00011646 | 0 | 3.7595e-05 | 0.00011416 | 0 | 0.093352 | 0 | 0.17825 | 0.31202 | 0 | 0
7150 | 1 | 7.1899e-05 | 0.00012238 | 0 | 2.3497e-05 | 0.00011416 | 0 | 0.10078 | 0 | 0.12631 | 0.30146 | 0 | 0
7151 | 1 | 7.0416e-05 | 0.00012709 | 0 | 9.3987e-06 | 0.00011416 | 0 | 0.099717 | 0 | 0.10312 | 0.29596 | 0 | 0
7152 | 1 | 5.1274e-05 | 0.00013186 | 0 | 5.8742e-06 | 0.00011416 | 0 | 0.099835 | 0 | 0.094772 | 0.29546 | 0 | 0
7153 | 1 | 6.5653e-05 | 0.00013654 | 0 | 2.3497e-06 | 0.00011416 | 0 | 0.093588 | 0 | 0.046459 | 0.2956 | 0 | 0
7154 | 1 | 5.572e-05 | 0.00014086 | 0 | 1.1748e-06 | 0.00011416 | 0 | 0.078501 | 0 | 0.031788 | 0.29235 | 0 | 0
7155 | 1 | 5.0802e-05 | 0.00014452 | 0 | 1.4098e-05 | 0.00011416 | 0 | 0.075318 | 0 | 0.032799 | 0.29231 | 0 | 0
7156 | 1 | 4.5307e-05 | 0.00014869 | 0 | 3.7595e-05 | 0.00011416 | 0 | 0.064356 | 0 | 0.036509 | 0.29023 | 0 | 0
7157 | 1 | 4.5729e-05 | 0.00015161 | 0 | 9.3987e-05 | 0.00011416 | 0 | 0.077204 | 0 | 0.097723 | 0.28743 | 0 | 0
7158 | 1 | 5.0843e-05 | 0.00015406 | 0 | 0.0001821 | 0.00011416 | 0.0017036 | 0.081801 | 0 | 0.1301 | 0.29948 | 0 | 0
7159 | 1 | 5.5255e-05 | 0.00014478 | 0 | 0.0001586 | 0.00011416 | 0.062606 | 0.090405 | 0 | 0.24056 | 0.31274 | 0 | 0
7160 | 1 | 6.8249e-05 | 0.00012037 | 0 | 0.00014685 | 0.00011416 | 0.18484 | 0.056695 | 0 | 0.26728 | 0.31544 | 0 | 0.41231
7161 | 1 | 8.231e-05 | 9.0485e-05 | 0 | 0.00016448 | 0.00011416 | 0.34029 | 0.02711 | 0 | 0.1946 | 0.31689 | 0 | 0.63354
7162 | 1 | 9.4655e-05 | 5.9244e-05 | 0 | 0.00018797 | 0.00011416 | 0.46763 | 0.027817 | 0 | 0.085076 | 0.31441 | 0 | 0.71752
7163 | 1 | 0.00010488 | 3.7206e-05 | 0 | 0.00020677 | 0.00011416 | 0.50639 | 0.041018 | 0 | 0.078246 | 0.3108 | 0 | 0.78277
7164 | 1 | 0.0001119 | 2.4386e-05 | 0 | 0.00018797 | 0.00011416 | 0.51789 | 0.041608 | 0 | 0.07968 | 0.30196 | 0 | 0.76928
7165 | 1 | 0.00011059 | 1.8712e-05 | 0 | 0.00019032 | 0.00011416 | 0.49404 | 0.050448 | 0 | 0.090388 | 0.30345 | 0 | 0.67693
7166 | 1 | 0.0001061 | 2.0565e-05 | 0 | 0.00021382 | 0.00011416 | 0.38969 | 0.056341 | 0 | 0.19815 | 0.30511 | 0 | 0
7167 | 1 | 9.3737e-05 | 3.1781e-05 | 0 | 0.00022322 | 0.00011416 | 0.24148 | 0.055752 | 0 | 0.21029 | 0.3117 | 0 | 0
7168 | 1 | 8.4174e-05 | 6.6682e-05 | 0 | 0.00022322 | 0.00011416 | 0.11201 | 0.086869 | 0 | 0.2016 | 0.31901 | 0 | 0
7169 | 1 | 8.7801e-05 | 0.00010587 | 0 | 0.00016448 | 0.00011416 | 0.045571 | 0.11268 | 0 | 0.35422 | 0.32297 | 0 | 0
7170 | 1 | 0.00010463 | 0.00012111 | 0 | 0.00011748 | 0.00011416 | 0.022998 | 0.12883 | 0 | 0.3339 | 0.32753 | 0 | 0
7171 | 1 | 0.00011047 | 0.00013169 | 0 | 8.8113e-05 | 0.00011416 | 0.0017036 | 0.15971 | 0 | 0.17901 | 0.3297 | 0 | 0
7172 | 1 | 0.00011139 | 0.00013802 | 0 | 5.8742e-05 | 0.00011416 | 0 | 0.1834 | 0 | 0.12605 | 0.32676 | 0 | 0
7173 | 1 | 0.00010007 | 0.00014233 | 0 | 3.7595e-05 | 0.00011416 | 0 | 0.23821 | 0 | 0.028583 | 0.31368 | 0 | 0
7174 | 1 | 8.791e-05 | 0.00014352 | 0 | 2.3497e-05 | 0.00011416 | 0 | 0.25955 | 0 | 0.029342 | 0.30985 | 0 | 0
7175 | 1 | 8.9103e-05 | 0.00014362 | 0 | 9.3987e-06 | 0.00011416 | 0 | 0.28324 | 0 | 0.027656 | 0.30403 | 0 | 0
7176 | 1 | 6.3887e-05 | 0.00014556 | 0 | 5.8742e-06 | 0.00011416 | 0 | 0.31671 | 0 | 0.020405 | 0.2919 | 0 | 0
7177 | 1 | 6.9284e-05 | 0.00014799 | 0 | 2.3497e-06 | 0.00011416 | 0 | 0.35903 | 0 | 0.018128 | 0.28992 | 0 | 0
7178 | 1 | 6.2702e-05 | 0.00015056 | 0 | 1.1748e-06 | 0.00011416 | 0 | 0.37459 | 0 | 0.016189 | 0.28771 | 0 | 0
7179 | 1 | 6.0234e-05 | 0.00015215 | 0 | 1.4098e-05 | 0.00011416 | 0 | 0.39604 | 0 | 0.018044 | 0.28631 | 0 | 0
7180 | 1 | 5.7817e-05 | 0.0001539 | 0 | 3.7595e-05 | 0.00011416 | 0 | 0.40028 | 0 | 0.024115 | 0.28347 | 0 | 0
7181 | 1 | 6.4822e-05 | 0.00015644 | 0 | 9.3987e-05 | 0.00011416 | 0 | 0.41843 | 0 | 0.029933 | 0.2864 | 0 | 0
7182 | 1 | 8.6998e-05 | 0.00015886 | 0 | 0.0001821 | 0.00011416 | 0.0017036 | 0.42987 | 0 | 0.085413 | 0.29781 | 0 | 0
7183 | 1 | 0.0001173 | 0.00015412 | 0 | 0.0001586 | 0.00011416 | 0.052385 | 0.44684 | 0 | 0.15051 | 0.31008 | 0 | 0
7184 | 1 | 0.00014884 | 0.00013243 | 0 | 0.00014685 | 0.00011416 | 0.14949 | 0.38873 | 0 | 0.19966 | 0.31368 | 0 | 0.42989
7185 | 1 | 0.00016017 | 0.00010665 | 0 | 0.00016448 | 0.00011416 | 0.27683 | 0.42056 | 0 | 0.12116 | 0.31395 | 0 | 0.63043
7186 | 1 | 0.00016382 | 8.0334e-05 | 0 | 0.00018797 | 0.00011416 | 0.39438 | 0.43234 | 0 | 0.23373 | 0.31436 | 0 | 0.82148
7187 | 1 | 0.0001666 | 5.7786e-05 | 0 | 0.00020677 | 0.00011416 | 0.46848 | 0.469 | 0 | 0.20388 | 0.30908 | 0 | 0.80568
7188 | 1 | 0.00016838 | 4.2486e-05 | 0 | 0.00018797 | 0.00011416 | 0.48169 | 0.51886 | 0 | 0.20177 | 0.30367 | 0 | 0.75149
7189 | 1 | 0.00017209 | 3.3881e-05 | 0 | 0.00019032 | 0.00011416 | 0.43313 | 0.57885 | 0 | 0.31577 | 0.30385 | 0 | 0.62566
7190 | 1 | 0.00017575 | 3.4027e-05 | 0 | 0.00021382 | 0.00011416 | 0.33603 | 0.57001 | 0 | 0.19216 | 0.30182 | 0 | 0
7191 | 1 | 0.00015997 | 4.4149e-05 | 0 | 0.00022322 | 0.00011416 | 0.21082 | 0.4967 | 0 | 0.21737 | 0.30926 | 0 | 0
7192 | 1 | 0.00015182 | 7.8029e-05 | 0 | 0.00022322 | 0.00011416 | 0.098808 | 0.46676 | 0 | 0.28069 | 0.31901 | 0 | 0
7193 | 1 | 0.00015494 | 0.00011423 | 0 | 0.00016448 | 0.00011416 | 0.043015 | 0.52817 | 0 | 0.29174 | 0.32537 | 0 | 0
7194 | 1 | 0.00016533 | 0.00012986 | 0 | 0.00011748 | 0.00011416 | 0.022998 | 0.65453 | 0 | 0.29106 | 0.32685 | 0 | 0
7195 | 1 | 0.00016182 | 0.00014085 | 0 | 8.8113e-05 | 0.00011416 | 0.0017036 | 0.71759 | 0 | 0.13027 | 0.32419 | 0 | 0
7196 | 1 | 0.00014646 | 0.00014878 | 0 | 5.8742e-05 | 0.00011416 | 0 | 0.75766 | 0 | 0.077066 | 0.32667 | 0 | 0
7197 | 1 | 0.00013157 | 0.00015438 | 0 | 3.7595e-05 | 0.00011416 | 0 | 0.72501 | 0 | 0.080944 | 0.31662 | 0 | 0
7198 | 1 | 0.00012257 | 0.00015777 | 0 | 2.3497e-05 | 0.00011416 | 0 | 0.71676 | 0 | 0.04941 | 0.30755 | 0 | 0
7199 | 1 | 0.00010906 | 0.00016102 | 0 | 9.3987e-06 | 0.00011416 | 0 | 0.6728 | 0 | 0.024199 | 0.29623 | 0 | 0
7200 | 1 | 9.3724e-05 | 0.00016112 | 0 | 5.8742e-06 | 0.00011416 | 0 | 0.65665 | 0 | 0.020236 | 0.28838 | 0 | 0
7201 | 1 | 7.8661e-05 | 0.00016198 | 0 | 2.3497e-06 | 0.00011416 | 0 | 0.62801 | 0 | 0.020742 | 0.28811 | 0 | 0
7202 | 1 | 7.0875e-05 | 0.00016401 | 0 | 1.1748e-06 | 0.00011416 | 0 | 0.62942 | 0 | 0.023356 | 0.28541 | 0 | 0
7203 | 1 | 6.7547e-05 | 0.00016488 | 0 | 1.4098e-05 | 0.00011416 | 0 | 0.61233 | 0 | 0.017875 | 0.28356 | 0 | 0
7204 | 1 | 6.5057e-05 | 0.00016535 | 0 | 3.7595e-05 | 0.00011416 | 0 | 0.58039 | 0 | 0.020911 | 0.28229 | 0 | 0
7205 | 1 | 6.9635e-05 | 0.000165 | 0 | 9.3987e-05 | 0.00011416 | 0 | 0.56848 | 0 | 0.025126 | 0.28522 | 0 | 0
7206 | 1 | 9.0558e-05 | 0.00016497 | 0 | 0.0001821 | 0.00011416 | 0.0012777 | 0.56318 | 0 | 0.071838 | 0.29817 | 0 | 0
7207 | 1 | 0.00012553 | 0.00016073 | 0 | 0.0001586 | 0.00011416 | 0.0477 | 0.58887 | 0 | 0.12108 | 0.31427 | 0 | 0
7208 | 1 | 0.00014779 | 0.00014131 | 0 | 0.00014685 | 0.00011416 | 0.14097 | 0.59547 | 0 | 0.22943 | 0.31684 | 0 | 0.44135
7209 | 1 | 0.00016102 | 0.00011239 | 0 | 0.00016448 | 0.00011416 | 0.27172 | 0.65464 | 0 | 0.13406 | 0.3126 | 0 | 0.62462
7210 | 1 | 0.00016553 | 8.3484e-05 | 0 | 0.00018797 | 0.00011416 | 0.39864 | 0.66843 | 0 | 0.084907 | 0.31129 | 0 | 0.73495
7211 | 1 | 0.00017227 | 5.8413e-05 | 0 | 0.00020677 | 0.00011416 | 0.48467 | 0.72548 | 0 | 0.071838 | 0.31008 | 0 | 0.66652
7212 | 1 | 0.00017339 | 4.1232e-05 | 0 | 0.00018797 | 0.00011416 | 0.49233 | 0.69708 | 0 | 0.063491 | 0.30543 | 0 | 0.74734
7213 | 1 | 0.00016819 | 3.2524e-05 | 0 | 0.00019032 | 0.00011416 | 0.41823 | 0.67221 | 0 | 0.082631 | 0.29934 | 0 | 0.33265
7214 | 1 | 0.00016673 | 3.2597e-05 | 0 | 0.00021382 | 0.00011416 | 0.29898 | 0.64545 | 0 | 0.071838 | 0.30295 | 0 | 0
7215 | 1 | 0.00015934 | 4.638e-05 | 0 | 0.00022322 | 0.00011416 | 0.16738 | 0.63248 | 0 | 0.12875 | 0.3043 | 0 | 0
7216 | 1 | 0.00015637 | 7.6469e-05 | 0 | 0.00022322 | 0.00011416 | 0.061755 | 0.57473 | 0 | 0.16383 | 0.31486 | 0 | 0
7217 | 1 | 0.00015842 | 0.00010557 | 0 | 0.00016448 | 0.00011416 | 0.019165 | 0.55009 | 0 | 0.26813 | 0.32473 | 0 | 0
7218 | 1 | 0.00016943 | 0.00011754 | 0 | 0.00011748 | 0.00011416 | 0.013629 | 0.58062 | 0 | 0.26518 | 0.32794 | 0 | 0
7219 | 1 | 0.00016788 | 0.00012365 | 0 | 8.8113e-05 | 0.00011416 | 0 | 0.60408 | 0 | 0.25489 | 0.32979 | 0 | 0
7220 | 1 | 0.00015289 | 0.00012785 | 0 | 5.8742e-05 | 0.00011416 | 0 | 0.61292 | 0 | 0.17336 | 0.32523 | 0 | 0
7221 | 1 | 0.00013356 | 0.00013094 | 0 | 3.7595e-05 | 0.00011416 | 0 | 0.57897 | 0 | 0.098735 | 0.31247 | 0 | 0
7222 | 1 | 0.00011604 | 0.00013285 | 0 | 2.3497e-05 | 0.00011416 | 0 | 0.49776 | 0 | 0.077487 | 0.3076 | 0 | 0
7223 | 1 | 0.00011017 | 0.00013452 | 0 | 9.3987e-06 | 0.00011416 | 0 | 0.45816 | 0 | 0.070489 | 0.2997 | 0 | 0
7224 | 1 | 9.5707e-05 | 0.00013619 | 0 | 5.8742e-06 | 0.00011416 | 0 | 0.44059 | 0 | 0.039798 | 0.28874 | 0 | 0
7225 | 1 | 8.4607e-05 | 0.00013793 | 0 | 2.3497e-06 | 0.00011416 | 0 | 0.42751 | 0 | 0.016105 | 0.2914 | 0 | 0
7226 | 1 | 7.7824e-05 | 0.00013974 | 0 | 1.1748e-06 | 0.00011416 | 0 | 0.40759 | 0 | 0.016863 | 0.29109 | 0 | 0
7227 | 1 | 7.3848e-05 | 0.00014171 | 0 | 1.4098e-05 | 0.00011416 | 0 | 0.41855 | 0 | 0.01484 | 0.28937 | 0 | 0
7228 | 1 | 6.9628e-05 | 0.00014276 | 0 | 3.7595e-05 | 0.00011416 | 0 | 0.36245 | 0 | 0.037099 | 0.28631 | 0 | 0
7229 | 1 | 7.4325e-05 | 0.00014425 | 0 | 9.3987e-05 | 0.00011416 | 0 | 0.34783 | 0 | 0.050506 | 0.28432 | 0 | 0
7230 | 1 | 9.4045e-05 | 0.0001448 | 0 | 0.0001821 | 0.00011416 | 0 | 0.3199 | 0 | 0.12648 | 0.29988 | 0 | 0
7231 | 1 | 0.00012726 | 0.00014196 | 0 | 0.0001586 | 0.00011416 | 0.03833 | 0.28159 | 0 | 0.26956 | 0.31513 | 0 | 0
7232 | 1 | 0.0001545 | 0.00013191 | 0 | 0.00014685 | 0.00011416 | 0.11244 | 0.18258 | 0 | 0.34368 | 0.3145 | 0 | 0.19029
7233 | 1 | 0.00016524 | 0.00011858 | 0 | 0.00016448 | 0.00011416 | 0.22061 | 0.095827 | 0 | 0.37032 | 0.3122 | 0 | 0.25381
7234 | 1 | 0.00016769 | 0.00010524 | 0 | 0.00018797 | 0.00011416 | 0.31474 | 0.052923 | 0 | 0.36627 | 0.31053 | 0 | 0.27953
7235 | 1 | 0.00017076 | 9.3548e-05 | 0 | 0.00020677 | 0.00011416 | 0.36584 | 0.036186 | 0 | 0.34207 | 0.31337 | 0 | 0.57615
7236 | 1 | 0.00017267 | 8.5453e-05 | 0 | 0.00018797 | 0.00011416 | 0.36031 | 0.024988 | 0 | 0.30506 | 0.31021 | 0 | 0.11649
7237 | 1 | 0.00016665 | 8.188e-05 | 0 | 0.00019032 | 0.00011416 | 0.31261 | 0.020156 | 0 | 0.2742 | 0.31238 | 0 | 0
7238 | 1 | 0.00016401 | 8.2755e-05 | 0 | 0.00021382 | 0.00011416 | 0.23211 | 0.018152 | 0 | 0.30936 | 0.31522 | 0 | 0
7239 | 1 | 0.00015972 | 8.8939e-05 | 0 | 0.00022322 | 0.00011416 | 0.1333 | 0.013555 | 0 | 0.30978 | 0.31301 | 0 | 0
7240 | 1 | 0.00015771 | 0.00010304 | 0 | 0.00022322 | 0.00011416 | 0.051533 | 0.01108 | 0 | 0.27521 | 0.31391 | 0 | 0
7241 | 1 | 0.00016032 | 0.00011821 | 0 | 0.00016448 | 0.00011416 | 0.017462 | 0.0095474 | 0 | 0.36568 | 0.32392 | 0 | 0
7242 | 1 | 0.00017068 | 0.00012431 | 0 | 0.00011748 | 0.00011416 | 0.013629 | 0.0051862 | 0 | 0.35135 | 0.32703 | 0 | 0
7243 | 1 | 0.00016916 | 0.00013016 | 0 | 8.8113e-05 | 0.00011416 | 0 | 0.0036539 | 0 | 0.33769 | 0.32839 | 0 | 0
7244 | 1 | 0.00015502 | 0.0001351 | 0 | 5.8742e-05 | 0.00011416 | 0 | 0.0024753 | 0 | 0.19342 | 0.32631 | 0 | 0
7245 | 1 | 0.00013478 | 0.00013971 | 0 | 3.7595e-05 | 0.00011416 | 0 | 0.0018859 | 0 | 0.078078 | 0.3158 | 0 | 0
7246 | 1 | 0.00011653 | 0.0001434 | 0 | 2.3497e-05 | 0.00011416 | 0 | 0.0016502 | 0 | 0.064081 | 0.30769 | 0 | 0
7247 | 1 | 0.00010834 | 0.00014624 | 0 | 9.3987e-06 | 0.00011416 | 0 | 0.0035361 | 0 | 0.028415 | 0.30354 | 0 | 0
7248 | 1 | 9.343e-05 | 0.00014827 | 0 | 5.8742e-06 | 0.00011416 | 0 | 0.0028288 | 0 | 0.015599 | 0.29885 | 0 | 0
7249 | 1 | 7.6677e-05 | 0.00015052 | 0 | 2.3497e-06 | 0.00011416 | 0 | 0.0031825 | 0 | 0.011889 | 0.29894 | 0 | 0
7250 | 1 | 7.3214e-05 | 0.00015355 | 0 | 1.1748e-06 | 0.00011416 | 0 | 0.0041254 | 0 | 0.017875 | 0.29979 | 0 | 0
7251 | 1 | 7.2129e-05 | 0.00015658 | 0 | 1.4098e-05 | 0.00011416 | 0 | 0.011198 | 0 | 0.016105 | 0.29979 | 0 | 0
7252 | 1 | 6.7395e-05 | 0.00015975 | 0 | 3.7595e-05 | 0.00011416 | 0 | 0.0022395 | 0 | 0.023946 | 0.30241 | 0 | 0
7253 | 1 | 7.2836e-05 | 0.00016035 | 0 | 9.3987e-05 | 0.00011416 | 0 | 0.0029467 | 0 | 0.055902 | 0.29943 | 0 | 0
7254 | 1 | 9.1265e-05 | 0.00016014 | 0 | 0.0001821 | 0.00011416 | 0.00085179 | 0.0035361 | 0 | 0.079427 | 0.30502 | 0 | 0
7255 | 1 | 0.00012825 | 0.00015224 | 0 | 0.0001586 | 0.00011416 | 0.037905 | 0.0033003 | 0 | 0.20236 | 0.32297 | 0 | 0
7256 | 1 | 0.00015437 | 0.00012574 | 0 | 0.00014685 | 0.00011416 | 0.11329 | 0.0035361 | 0 | 0.30826 | 0.32406 | 0 | 0.3245
7257 | 1 | 0.00016403 | 9.9849e-05 | 0 | 0.00016448 | 0.00011416 | 0.22147 | 0.0030646 | 0 | 0.27437 | 0.31801 | 0 | 0.47346
7258 | 1 | 0.00016674 | 7.7577e-05 | 0 | 0.00018797 | 0.00011416 | 0.34455 | 0.004479 | 0 | 0.19848 | 0.32176 | 0 | 0.52217
7259 | 1 | 0.00016935 | 5.7173e-05 | 0 | 0.00020677 | 0.00011416 | 0.42717 | 0.0061292 | 0 | 0.1704 | 0.32541 | 0 | 0.80791
7260 | 1 | 0.00017072 | 4.1159e-05 | 0 | 0.00018797 | 0.00011416 | 0.46039 | 0.0096653 | 0 | 0.15464 | 0.31441 | 0 | 0.83594
7261 | 1 | 0.00016271 | 3.2685e-05 | 0 | 0.00019032 | 0.00011416 | 0.41993 | 0.015323 | 0 | 0.16939 | 0.30836 | 0 | 0.73483
7262 | 1 | 0.00015686 | 3.3093e-05 | 0 | 0.00021382 | 0.00011416 | 0.30792 | 0.019566 | 0 | 0.13524 | 0.30926 | 0 | 0
7263 | 1 | 0.00015067 | 4.4776e-05 | 0 | 0.00022322 | 0.00011416 | 0.16993 | 0.030882 | 0 | 0.10793 | 0.30836 | 0 | 0
7264 | 1 | 0.00014561 | 8.3732e-05 | 0 | 0.00022322 | 0.00011416 | 0.061755 | 0.058109 | 0 | 0.11391 | 0.31161 | 0 | 0
7265 | 1 | 0.00014921 | 0.00012041 | 0 | 0.00016448 | 0.00011416 | 0.018739 | 0.10066 | 0 | 0.19384 | 0.31865 | 0 | 0
7266 | 1 | 0.00016026 | 0.00013293 | 0 | 0.00011748 | 0.00011416 | 0.013629 | 0.13838 | 0 | 0.11897 | 0.3158 | 0 | 0
7267 | 1 | 0.00015855 | 0.00014252 | 0 | 8.8113e-05 | 0.00011416 | 0 | 0.16808 | 0 | 0.076644 | 0.31517 | 0 | 0
7268 | 1 | 0.00014253 | 0.00014987 | 0 | 5.8742e-05 | 0.00011416 | 0 | 0.17669 | 0 | 0.027319 | 0.31395 | 0 | 0
7269 | 1 | 0.0001265 | 0.00015542 | 0 | 3.7595e-05 | 0.00011416 | 0 | 0.13991 | 0 | 0.032799 | 0.31107 | 0 | 0
7270 | 1 | 0.00010857 | 0.0001586 | 0 | 2.3497e-05 | 0.00011416 | 0 | 0.10396 | 0 | 0.058769 | 0.30205 | 0 | 0
7271 | 1 | 0.00010288 | 0.00016411 | 0 | 9.3987e-06 | 0.00011416 | 0 | 0.081683 | 0 | 0.043929 | 0.29497 | 0 | 0
7272 | 1 | 8.8145e-05 | 0.00016832 | 0 | 5.8742e-06 | 0.00011416 | 0 | 0.066596 | 0 | 0.03887 | 0.29321 | 0 | 0
7273 | 1 | 7.6712e-05 | 0.00017302 | 0 | 2.3497e-06 | 0.00011416 | 0 | 0.068482 | 0 | 0.041231 | 0.29497 | 0 | 0
7274 | 1 | 6.6417e-05 | 0.00017826 | 0 | 1.1748e-06 | 0.00011416 | 0 | 0.095356 | 0 | 0.015261 | 0.29231 | 0 | 0
7275 | 1 | 6.1189e-05 | 0.00018437 | 0 | 1.4098e-05 | 0.00011416 | 0 | 0.11492 | 0 | 0.015936 | 0.28969 | 0 | 0
7276 | 1 | 5.4841e-05 | 0.00018793 | 0 | 3.7595e-05 | 0.00011416 | 0 | 0.14203 | 0 | 0.015936 | 0.28807 | 0 | 0
7277 | 1 | 5.5914e-05 | 0.00018998 | 0 | 9.3987e-05 | 0.00011416 | 0 | 0.15464 | 0 | 0.018803 | 0.28099 | 0 | 0
7278 | 1 | 6.2901e-05 | 0.00019469 | 0 | 0.0001821 | 0.00011416 | 0.00085179 | 0.17409 | 0 | 0.028162 | 0.28162 | 0 | 0
7279 | 1 | 7.5386e-05 | 0.00018749 | 0 | 0.0001586 | 0.00011416 | 0.050256 | 0.17574 | 0 | 0.040219 | 0.29172 | 0 | 0
7280 | 1 | 9.4293e-05 | 0.00015101 | 0 | 0.00014685 | 0.00011416 | 0.15928 | 0.15842 | 0 | 0.060877 | 0.29222 | 0 | 0.44606
7281 | 1 | 0.00010836 | 0.0001144 | 0 | 0.00016448 | 0.00011416 | 0.31644 | 0.12647 | 0 | 0.054216 | 0.29591 | 0 | 0.67666
7282 | 1 | 0.00011947 | 7.8657e-05 | 0 | 0.00018797 | 0.00011416 | 0.45656 | 0.10278 | 0 | 0.065852 | 0.29731 | 0 | 0.8139
7283 | 1 | 0.00012501 | 5.2039e-05 | 0 | 0.00020677 | 0.00011416 | 0.5362 | 0.11044 | 0 | 0.058769 | 0.28834 | 0 | 0.83167
7284 | 1 | 0.00012723 | 3.6594e-05 | 0 | 0.00018797 | 0.00011416 | 0.53961 | 0.14003 | 0 | 0.017538 | 0.28207 | 0 | 0.78945
7285 | 1 | 0.00011985 | 3.0978e-05 | 0 | 0.00019032 | 0.00011416 | 0.46465 | 0.1728 | 0 | 0.014418 | 0.27715 | 0 | 0.68026
7286 | 1 | 0.00011257 | 3.4377e-05 | 0 | 0.00021382 | 0.00011416 | 0.33518 | 0.22124 | 0 | 0.014924 | 0.273 | 0 | 0
7287 | 1 | 0.0001056 | 5.0333e-05 | 0 | 0.00022322 | 0.00011416 | 0.18101 | 0.2078 | 0 | 0.036341 | 0.27278 | 0 | 0
7288 | 1 | 9.9835e-05 | 9.3446e-05 | 0 | 0.00022322 | 0.00011416 | 0.061755 | 0.23267 | 0 | 0.10826 | 0.2758 | 0 | 0
7289 | 1 | 0.0001055 | 0.00013148 | 0 | 0.00016448 | 0.00011416 | 0.018739 | 0.26992 | 0 | 0.136 | 0.29483 | 0 | 0
7290 | 1 | 0.00011388 | 0.00014566 | 0 | 0.00011748 | 0.00011416 | 0.013629 | 0.30139 | 0 | 0.26535 | 0.29384 | 0 | 0
7291 | 1 | 0.00011196 | 0.00015634 | 0 | 8.8113e-05 | 0.00011416 | 0 | 0.42327 | 0 | 0.2285 | 0.29402 | 0 | 0
7292 | 1 | 0.0001001 | 0.00016471 | 0 | 5.8742e-05 | 0.00011416 | 0 | 0.55021 | 0 | 0.13693 | 0.27954 | 0 | 0
7293 | 1 | 8.9895e-05 | 0.0001722 | 0 | 3.7595e-05 | 0.00011416 | 0 | 0.57249 | 0 | 0.080186 | 0.27431 | 0 | 0
7294 | 1 | 7.9028e-05 | 0.00017601 | 0 | 2.3497e-05 | 0.00011416 | 0 | 0.58239 | 0 | 0.1 | 0.26502 | 0 | 0
7295 | 1 | 7.9152e-05 | 0.00017813 | 0 | 9.3987e-06 | 0.00011416 | 0 | 0.56884 | 0 | 0.03086 | 0.26673 | 0 | 0
7296 | 1 | 6.7249e-05 | 0.0001829 | 0 | 5.8742e-06 | 0.00011416 | 0 | 0.61068 | 0 | 0.016863 | 0.26006 | 0 | 0
7297 | 1 | 5.9928e-05 | 0.00018867 | 0 | 2.3497e-06 | 0.00011416 | 0 | 0.60915 | 0 | 0.012985 | 0.26001 | 0 | 0
7298 | 1 | 4.993e-05 | 0.00019487 | 0 | 1.1748e-06 | 0.00011416 | 0 | 0.59371 | 0 | 0.017116 | 0.26055 | 0 | 0
7299 | 1 | 4.4931e-05 | 0.00019904 | 0 | 1.4098e-05 | 0.00011416 | 0 | 0.58369 | 0 | 0.012985 | 0.26191 | 0 | 0
7300 | 1 | 4.0278e-05 | 0.0002041 | 0 | 3.7595e-05 | 0.00011416 | 0 | 0.61009 | 0 | 0.015177 | 0.25979 | 0 | 0
7301 | 1 | 3.9779e-05 | 0.0002104 | 0 | 9.3987e-05 | 0.00011416 | 0 | 0.57791 | 0 | 0.01796 | 0.25618 | 0 | 0
7302 | 1 | 4.3871e-05 | 0.00021653 | 0 | 0.0001821 | 0.00011416 | 0.00085179 | 0.48692 | 0 | 0.025632 | 0.25216 | 0 | 0
7303 | 1 | 4.9831e-05 | 0.00020915 | 0 | 0.0001586 | 0.00011416 | 0.058348 | 0.42374 | 0 | 0.032209 | 0.25207 | 0 | 0
7304 | 1 | 6.6162e-05 | 0.00016902 | 0 | 0.00014685 | 0.00011416 | 0.18356 | 0.39309 | 0 | 0.022513 | 0.25257 | 0 | 0.46609
7305 | 1 | 7.9352e-05 | 0.00013109 | 0 | 0.00016448 | 0.00011416 | 0.3552 | 0.34901 | 0 | 0.017369 | 0.24684 | 0 | 0.72036
7306 | 1 | 9.1124e-05 | 9.7515e-05 | 0 | 0.00018797 | 0.00011416 | 0.51448 | 0.39333 | 0 | 0.014671 | 0.24319 | 0 | 0.85458
7307 | 1 | 9.8923e-05 | 7.116e-05 | 0 | 0.00020677 | 0.00011416 | 0.61712 | 0.46476 | 0 | 0.013659 | 0.24211 | 0 | 0.88191
7308 | 1 | 0.00010387 | 5.3468e-05 | 0 | 0.00018797 | 0.00011416 | 0.63245 | 0.51792 | 0 | 0.010034 | 0.24675 | 0 | 0.82033
7309 | 1 | 9.7796e-05 | 4.463e-05 | 0 | 0.00019032 | 0.00011416 | 0.55239 | 0.57414 | 0 | 0.0077572 | 0.24486 | 0 | 0.73742
7310 | 1 | 9.0357e-05 | 4.6876e-05 | 0 | 0.00021382 | 0.00011416 | 0.40204 | 0.48597 | 0 | 0.008769 | 0.24572 | 0 | 0
7311 | 1 | 8.3691e-05 | 6.7251e-05 | 0 | 0.00022322 | 0.00011416 | 0.21848 | 0.4057 | 0 | 0.016526 | 0.24797 | 0 | 0
7312 | 1 | 7.8978e-05 | 0.00011843 | 0 | 0.00022322 | 0.00011416 | 0.072828 | 0.39085 | 0 | 0.063153 | 0.25293 | 0 | 0
7313 | 1 | 8.624e-05 | 0.00015718 | 0 | 0.00016448 | 0.00011416 | 0.019165 | 0.45285 | 0 | 0.17285 | 0.27368 | 0 | 0
7314 | 1 | 9.6168e-05 | 0.00017136 | 0 | 0.00011748 | 0.00011416 | 0.013629 | 0.51532 | 0 | 0.1312 | 0.27133 | 0 | 0
7315 | 1 | 9.8589e-05 | 0.0001836 | 0 | 8.8113e-05 | 0.00011416 | 0 | 0.52416 | 0 | 0.12782 | 0.27981 | 0 | 0
7316 | 1 | 9.1126e-05 | 0.00019388 | 0 | 5.8742e-05 | 0.00011416 | 0 | 0.57885 | 0 | 0.099578 | 0.26921 | 0 | 0
7317 | 1 | 8.1223e-05 | 0.00020248 | 0 | 3.7595e-05 | 0.00011416 | 0 | 0.58593 | 0 | 0.019393 | 0.26182 | 0 | 0
7318 | 1 | 7.3095e-05 | 0.00020979 | 0 | 2.3497e-05 | 0.00011416 | 0 | 0.60467 | 0 | 0.022007 | 0.25253 | 0 | 0
7319 | 1 | 7.5673e-05 | 0.0002146 | 0 | 9.3987e-06 | 0.00011416 | 0 | 0.60596 | 0 | 0.022175 | 0.25 | 0 | 0
7320 | 1 | 6.4744e-05 | 0.00021777 | 0 | 5.8742e-06 | 0.00011416 | 0 | 0.62034 | 0 | 0.020573 | 0.24707 | 0 | 0
7321 | 1 | 5.616e-05 | 0.00022101 | 0 | 2.3497e-06 | 0.00011416 | 0 | 0.6392 | 0 | 0.018212 | 0.24977 | 0 | 0
7322 | 1 | 5.0148e-05 | 0.00022353 | 0 | 1.1748e-06 | 0.00011416 | 0 | 0.6082 | 0 | 0.016442 | 0.24941 | 0 | 0
7323 | 1 | 4.8098e-05 | 0.00022402 | 0 | 1.4098e-05 | 0.00011416 | 0 | 0.54338 | 0 | 0.016105 | 0.24856 | 0 | 0
7324 | 1 | 4.5646e-05 | 0.00022386 | 0 | 3.7595e-05 | 0.00011416 | 0 | 0.51968 | 0 | 0.012479 | 0.24788 | 0 | 0
7325 | 1 | 5.2782e-05 | 0.00022448 | 0 | 9.3987e-05 | 0.00011416 | 0 | 0.49988 | 0 | 0.014503 | 0.24653 | 0 | 0
7326 | 1 | 7.5614e-05 | 0.00022503 | 0 | 0.0001821 | 0.00011416 | 0.00085179 | 0.45273 | 0 | 0.079342 | 0.26064 | 0 | 0
7327 | 1 | 0.00010956 | 0.00021692 | 0 | 0.0001586 | 0.00011416 | 0.054089 | 0.467 | 0 | 0.14494 | 0.27539 | 0 | 0
7328 | 1 | 0.00013663 | 0.00017658 | 0 | 0.00014685 | 0.00011416 | 0.16865 | 0.40476 | 0 | 0.15742 | 0.27169 | 0 | 0.4495
7329 | 1 | 0.00015274 | 0.00013926 | 0 | 0.00016448 | 0.00011416 | 0.32411 | 0.3239 | 0 | 0.11838 | 0.27278 | 0 | 0.7152
7330 | 1 | 0.00015729 | 0.00010704 | 0 | 0.00018797 | 0.00011416 | 0.45826 | 0.35172 | 0 | 0.095194 | 0.26935 | 0 | 0.85046
7331 | 1 | 0.00016407 | 7.8204e-05 | 0 | 0.00020677 | 0.00011416 | 0.54727 | 0.39734 | 0 | 0.095784 | 0.26227 | 0 | 0.90879
7332 | 1 | 0.00016626 | 5.5773e-05 | 0 | 0.00018797 | 0.00011416 | 0.5609 | 0.38036 | 0 | 0.10042 | 0.25505 | 0 | 0.84543
7333 | 1 | 0.00016342 | 4.568e-05 | 0 | 0.00019032 | 0.00011416 | 0.4868 | 0.3133 | 0 | 0.1086 | 0.25397 | 0 | 0.71976
7334 | 1 | 0.00016095 | 4.8145e-05 | 0 | 0.00021382 | 0.00011416 | 0.35605 | 0.29797 | 0 | 0.13322 | 0.25546 | 0 | 0
7335 | 1 | 0.00015554 | 7.097e-05 | 0 | 0.00022322 | 0.00011416 | 0.19506 | 0.30504 | 0 | 0.18305 | 0.25744 | 0 | 0
7336 | 1 | 0.0001462 | 0.00012011 | 0 | 0.00022322 | 0.00011416 | 0.06431 | 0.3542 | 0 | 0.19283 | 0.26331 | 0 | 0
7337 | 1 | 0.00015048 | 0.00015626 | 0 | 0.00016448 | 0.00011416 | 0.017888 | 0.43989 | 0 | 0.26417 | 0.27269 | 0 | 0
7338 | 1 | 0.00016295 | 0.00017325 | 0 | 0.00011748 | 0.00011416 | 0.013629 | 0.51238 | 0 | 0.28811 | 0.28464 | 0 | 0
7339 | 1 | 0.00015854 | 0.00018673 | 0 | 8.8113e-05 | 0.00011416 | 0 | 0.51733 | 0 | 0.24907 | 0.29799 | 0 | 0
7340 | 1 | 0.00014346 | 0.00019547 | 0 | 5.8742e-05 | 0.00011416 | 0 | 0.50401 | 0 | 0.11282 | 0.30444 | 0 | 0
7341 | 1 | 0.00012474 | 0.0002033 | 0 | 3.7595e-05 | 0.00011416 | 0 | 0.46405 | 0 | 0.050506 | 0.28816 | 0 | 0
7342 | 1 | 0.00010981 | 0.00020996 | 0 | 2.3497e-05 | 0.00011416 | 0 | 0.44578 | 0 | 0.082799 | 0.26953 | 0 | 0
7343 | 1 | 0.0001021 | 0.00021472 | 0 | 9.3987e-06 | 0.00011416 | 0 | 0.45285 | 0 | 0.027656 | 0.25108 | 0 | 0
7344 | 1 | 8.5836e-05 | 0.0002181 | 0 | 5.8742e-06 | 0.00011416 | 0 | 0.45332 | 0 | 0.021164 | 0.2413 | 0 | 0
7345 | 1 | 7.7494e-05 | 0.0002205 | 0 | 2.3497e-06 | 0.00011416 | 0 | 0.42763 | 0 | 0.018803 | 0.23737 | 0 | 0
7346 | 1 | 6.9464e-05 | 0.0002213 | 0 | 1.1748e-06 | 0.00011416 | 0 | 0.3991 | 0 | 0.016779 | 0.23602 | 0 | 0
7347 | 1 | 6.502e-05 | 0.000222 | 0 | 1.4098e-05 | 0.00011416 | 0 | 0.40429 | 0 | 0.017622 | 0.23552 | 0 | 0
7348 | 1 | 6.1005e-05 | 0.00022419 | 0 | 3.7595e-05 | 0.00011416 | 0 | 0.43105 | 0 | 0.020489 | 0.23476 | 0 | 0
7349 | 1 | 6.6776e-05 | 0.00022706 | 0 | 9.3987e-05 | 0.00011416 | 0 | 0.47313 | 0 | 0.031029 | 0.23539 | 0 | 0
7350 | 1 | 8.8129e-05 | 0.00022836 | 0 | 0.0001821 | 0.00011416 | 0.00085179 | 0.47961 | 0 | 0.071248 | 0.26064 | 0 | 0
7351 | 1 | 0.00012257 | 0.0002199 | 0 | 0.0001586 | 0.00011416 | 0.052385 | 0.40547 | 0 | 0.25354 | 0.27359 | 0 | 0
7352 | 1 | 0.00014799 | 0.00018005 | 0 | 0.00014685 | 0.00011416 | 0.1661 | 0.34253 | 0 | 0.24831 | 0.27102 | 0 | 0.43601
7353 | 1 | 0.00015923 | 0.00013958 | 0 | 0.00016448 | 0.00011416 | 0.32624 | 0.29998 | 0 | 0.20363 | 0.26975 | 0 | 0.68463
7354 | 1 | 0.00016124 | 0.00010729 | 0 | 0.00018797 | 0.00011416 | 0.47317 | 0.31023 | 0 | 0.097555 | 0.26691 | 0 | 0.86073
7355 | 1 | 0.00016849 | 7.6265e-05 | 0 | 0.00020677 | 0.00011416 | 0.56857 | 0.35054 | 0 | 0.097386 | 0.26227 | 0 | 0.88737
7356 | 1 | 0.00017285 | 5.0376e-05 | 0 | 0.00018797 | 0.00011416 | 0.58348 | 0.34913 | 0 | 0.078583 | 0.2482 | 0 | 0.84165
7357 | 1 | 0.00016725 | 3.8038e-05 | 0 | 0.00019032 | 0.00011416 | 0.50894 | 0.30457 | 0 | 0.087943 | 0.24621 | 0 | 0.78019
7358 | 1 | 0.00016573 | 4.0429e-05 | 0 | 0.00021382 | 0.00011416 | 0.36755 | 0.28878 | 0 | 0.10126 | 0.24815 | 0 | 0
7359 | 1 | 0.00016008 | 6.2847e-05 | 0 | 0.00022322 | 0.00011416 | 0.19847 | 0.29703 | 0 | 0.25877 | 0.25374 | 0 | 0
7360 | 1 | 0.00014941 | 0.00011502 | 0 | 0.00022322 | 0.00011416 | 0.065162 | 0.34264 | 0 | 0.28836 | 0.25717 | 0 | 0
7361 | 1 | 0.00015498 | 0.0001496 | 0 | 0.00016448 | 0.00011416 | 0.017888 | 0.438 | 0 | 0.44848 | 0.26606 | 0 | 0
7362 | 1 | 0.00016766 | 0.00016151 | 0 | 0.00011748 | 0.00011416 | 0.013629 | 0.49764 | 0 | 0.43676 | 0.2831 | 0 | 0
7363 | 1 | 0.00016505 | 0.00017057 | 0 | 8.8113e-05 | 0.00011416 | 0 | 0.50967 | 0 | 0.37066 | 0.28739 | 0 | 0
7364 | 1 | 0.00015059 | 0.0001727 | 0 | 5.8742e-05 | 0.00011416 | 0 | 0.49434 | 0 | 0.19469 | 0.29821 | 0 | 0
7365 | 1 | 0.00013329 | 0.0001735 | 0 | 3.7595e-05 | 0.00011416 | 0 | 0.50106 | 0 | 0.11433 | 0.28378 | 0 | 0
7366 | 1 | 0.00011714 | 0.00017572 | 0 | 2.3497e-05 | 0.00011416 | 0 | 0.4571 | 0 | 0.070826 | 0.27341 | 0 | 0
7367 | 1 | 0.00011169 | 0.00017461 | 0 | 9.3987e-06 | 0.00011416 | 0 | 0.39463 | 0 | 0.02715 | 0.25789 | 0 | 0
7368 | 1 | 9.5764e-05 | 0.00017251 | 0 | 5.8742e-06 | 0.00011416 | 0 | 0.32426 | 0 | 0.022344 | 0.25442 | 0 | 0
7369 | 1 | 8.7346e-05 | 0.00016919 | 0 | 2.3497e-06 | 0.00011416 | 0 | 0.21876 | 0 | 0.017538 | 0.25302 | 0 | 0
7370 | 1 | 7.9535e-05 | 0.00016832 | 0 | 1.1748e-06 | 0.00011416 | 0 | 0.15794 | 0 | 0.016442 | 0.25144 | 0 | 0
7371 | 1 | 7.6379e-05 | 0.00017031 | 0 | 1.4098e-05 | 0.00011416 | 0 | 0.10526 | 0 | 0.017285 | 0.2491 | 0 | 0
7372 | 1 | 7.2855e-05 | 0.00017597 | 0 | 3.7595e-05 | 0.00011416 | 0 | 0.077558 | 0 | 0.019393 | 0.24815 | 0 | 0
7373 | 1 | 7.7994e-05 | 0.00018059 | 0 | 9.3987e-05 | 0.00011416 | 0 | 0.043729 | 0 | 0.10725 | 0.25221 | 0 | 0
7374 | 1 | 9.935e-05 | 0.00018212 | 0 | 0.0001821 | 0.00011416 | 0 | 0.029114 | 0 | 0.23659 | 0.27205 | 0 | 0
7375 | 1 | 0.00013034 | 0.00017708 | 0 | 0.0001586 | 0.00011416 | 0.045145 | 0.020745 | 0 | 0.32985 | 0.28635 | 0 | 0
7376 | 1 | 0.00015665 | 0.00014894 | 0 | 0.00014685 | 0.00011416 | 0.14736 | 0.017209 | 0 | 0.19595 | 0.28279 | 0 | 0.41021
7377 | 1 | 0.00016522 | 0.00011992 | 0 | 0.00016448 | 0.00011416 | 0.29429 | 0.01827 | 0 | 0.17378 | 0.28504 | 0 | 0.69304
7378 | 1 | 0.00016912 | 9.3329e-05 | 0 | 0.00018797 | 0.00011416 | 0.42845 | 0.014026 | 0 | 0.1344 | 0.27196 | 0 | 0.46852
7379 | 1 | 0.00017334 | 7.0693e-05 | 0 | 0.00020677 | 0.00011416 | 0.51363 | 0.016502 | 0 | 0.13069 | 0.25902 | 0 | 0.8388
7380 | 1 | 0.00017604 | 5.4344e-05 | 0 | 0.00018797 | 0.00011416 | 0.523 | 0.024517 | 0 | 0.030691 | 0.26394 | 0 | 0.83778
7381 | 1 | 0.00017105 | 4.6147e-05 | 0 | 0.00019032 | 0.00011416 | 0.44889 | 0.027699 | 0 | 0.097808 | 0.25753 | 0 | 0.80307
7382 | 1 | 0.0001694 | 4.8276e-05 | 0 | 0.00021382 | 0.00011416 | 0.32112 | 0.022277 | 0 | 0.14022 | 0.26254 | 0 | 0
7383 | 1 | 0.00016313 | 6.5472e-05 | 0 | 0.00022322 | 0.00011416 | 0.17164 | 0.018388 | 0 | 0.2661 | 0.2652 | 0 | 0
7384 | 1 | 0.00015939 | 0.00010406 | 0 | 0.00022322 | 0.00011416 | 0.056644 | 0.020391 | 0 | 0.32943 | 0.27909 | 0 | 0
7385 | 1 | 0.00016499 | 0.00012259 | 0 | 0.00016448 | 0.00011416 | 0.01661 | 0.02157 | 0 | 0.3683 | 0.2901 | 0 | 0
7386 | 1 | 0.00017601 | 0.00013061 | 0 | 0.00011748 | 0.00011416 | 0.013629 | 0.02381 | 0 | 0.39427 | 0.28874 | 0 | 0
7387 | 1 | 0.00017262 | 0.00013891 | 0 | 8.8113e-05 | 0.00011416 | 0 | 0.032768 | 0 | 0.33744 | 0.28897 | 0 | 0
7388 | 1 | 0.00015718 | 0.00014718 | 0 | 5.8742e-05 | 0.00011416 | 0 | 0.037954 | 0 | 0.087099 | 0.29104 | 0 | 0
7389 | 1 | 0.00014133 | 0.00015295 | 0 | 3.7595e-05 | 0.00011416 | 0 | 0.047737 | 0 | 0.095278 | 0.28157 | 0 | 0
7390 | 1 | 0.00012378 | 0.00015555 | 0 | 2.3497e-05 | 0.00011416 | 0 | 0.065535 | 0 | 0.034992 | 0.2629 | 0 | 0
7391 | 1 | 0.00011764 | 0.0001567 | 0 | 9.3987e-06 | 0.00011416 | 0 | 0.053159 | 0 | 0.022597 | 0.25677 | 0 | 0
7392 | 1 | 0.00010125 | 0.00015908 | 0 | 5.8742e-06 | 0.00011416 | 0 | 0.043611 | 0 | 0.019983 | 0.25271 | 0 | 0
7393 | 1 | 9.341e-05 | 0.0001616 | 0 | 2.3497e-06 | 0.00011416 | 0 | 0.04479 | 0 | 0.017369 | 0.24811 | 0 | 0
7394 | 1 | 8.1427e-05 | 0.00016319 | 0 | 1.1748e-06 | 0.00011416 | 0 | 0.04644 | 0 | 0.015261 | 0.24756 | 0 | 0
7395 | 1 | 7.7329e-05 | 0.00016427 | 0 | 1.4098e-05 | 0.00011416 | 0 | 0.048444 | 0 | 0.01602 | 0.24698 | 0 | 0
7396 | 1 | 7.3399e-05 | 0.00016822 | 0 | 3.7595e-05 | 0.00011416 | 0 | 0.059877 | 0 | 0.020742 | 0.24869 | 0 | 0
7397 | 1 | 7.8115e-05 | 0.0001728 | 0 | 9.3987e-05 | 0.00011416 | 0 | 0.063885 | 0 | 0.029174 | 0.24982 | 0 | 0
7398 | 1 | 9.8064e-05 | 0.00017709 | 0 | 0.0001821 | 0.00011416 | 0.00042589 | 0.10042 | 0 | 0.065261 | 0.26741 | 0 | 0
7399 | 1 | 0.00013129 | 0.00017442 | 0 | 0.0001586 | 0.00011416 | 0.037053 | 0.12329 | 0 | 0.1774 | 0.28031 | 0 | 0
7400 | 1 | 0.00015606 | 0.00014318 | 0 | 0.00014685 | 0.00011416 | 0.11584 | 0.098421 | 0 | 0.36476 | 0.27923 | 0 | 0.17966
7401 | 1 | 0.00016562 | 0.00010807 | 0 | 0.00016448 | 0.00011416 | 0.22658 | 0.11869 | 0 | 0.30388 | 0.27386 | 0 | 0.71026
7402 | 1 | 0.00016871 | 7.3246e-05 | 0 | 0.00018797 | 0.00011416 | 0.34753 | 0.10997 | 0 | 0.17175 | 0.2767 | 0 | 0.84972
7403 | 1 | 0.00017327 | 4.5899e-05 | 0 | 0.00020677 | 0.00011416 | 0.43186 | 0.10455 | 0 | 0.093929 | 0.2675 | 0 | 0.91084
7404 | 1 | 0.00017873 | 2.7886e-05 | 0 | 0.00018797 | 0.00011416 | 0.45102 | 0.095827 | 0 | 0.065346 | 0.26497 | 0 | 0.8338
7405 | 1 | 0.00017353 | 1.9981e-05 | 0 | 0.00019032 | 0.00011416 | 0.39566 | 0.063767 | 0 | 0.10616 | 0.26132 | 0 | 0.74652
7406 | 1 | 0.00017138 | 2.2257e-05 | 0 | 0.00021382 | 0.00011416 | 0.28918 | 0.077911 | 0 | 0.25405 | 0.26876 | 0 | 0
7407 | 1 | 0.00016443 | 4.218e-05 | 0 | 0.00022322 | 0.00011416 | 0.15971 | 0.079444 | 0 | 0.24073 | 0.2698 | 0 | 0
7408 | 1 | 0.00015968 | 8.1938e-05 | 0 | 0.00022322 | 0.00011416 | 0.054089 | 0.085691 | 0 | 0.28078 | 0.28112 | 0 | 0
7409 | 1 | 0.00016555 | 0.00010224 | 0 | 0.00016448 | 0.00011416 | 0.016184 | 0.098774 | 0 | 0.34165 | 0.30038 | 0 | 0
7410 | 1 | 0.00017804 | 0.00011481 | 0 | 0.00011748 | 0.00011416 | 0.013629 | 0.1319 | 0 | 0.33331 | 0.30263 | 0 | 0
7411 | 1 | 0.00017263 | 0.00012889 | 0 | 8.8113e-05 | 0.00011416 | 0 | 0.10007 | 0 | 0.336 | 0.30358 | 0 | 0
7412 | 1 | 0.00015587 | 0.00014037 | 0 | 5.8742e-05 | 0.00011416 | 0 | 0.094177 | 0 | 0.2328 | 0.30399 | 0 | 0
7413 | 1 | 0.00013588 | 0.00014919 | 0 | 3.7595e-05 | 0.00011416 | 0 | 0.086516 | 0 | 0.088533 | 0.28008 | 0 | 0
7414 | 1 | 0.00011985 | 0.00015552 | 0 | 2.3497e-05 | 0.00011416 | 0 | 0.090877 | 0 | 0.076307 | 0.27084 | 0 | 0
7415 | 1 | 0.00011223 | 0.00015873 | 0 | 9.3987e-06 | 0.00011416 | 0 | 0.090288 | 0 | 0.023946 | 0.25997 | 0 | 0
7416 | 1 | 9.885e-05 | 0.0001593 | 0 | 5.8742e-06 | 0.00011416 | 0 | 0.068364 | 0 | 0.018212 | 0.24968 | 0 | 0
7417 | 1 | 8.9844e-05 | 0.0001589 | 0 | 2.3497e-06 | 0.00011416 | 0 | 0.081565 | 0 | 0.016695 | 0.24725 | 0 | 0
7418 | 1 | 8.112e-05 | 0.00015912 | 0 | 1.1748e-06 | 0.00011416 | 0 | 0.085455 | 0 | 0.015683 | 0.24621 | 0 | 0
7419 | 1 | 7.686e-05 | 0.00015953 | 0 | 1.4098e-05 | 0.00011416 | 0 | 0.070839 | 0 | 0.01796 | 0.24508 | 0 | 0
7420 | 1 | 7.2715e-05 | 0.00015924 | 0 | 3.7595e-05 | 0.00011416 | 0 | 0.071311 | 0 | 0.01973 | 0.24423 | 0 | 0
7421 | 1 | 7.831e-05 | 0.00016026 | 0 | 9.3987e-05 | 0.00011416 | 0 | 0.062471 | 0 | 0.029511 | 0.24693 | 0 | 0
7422 | 1 | 9.92e-05 | 0.00016261 | 0 | 0.0001821 | 0.00011416 | 0 | 0.065417 | 0 | 0.14545 | 0.27012 | 0 | 0
7423 | 1 | 0.00013344 | 0.00016022 | 0 | 0.0001586 | 0.00011416 | 0.035775 | 0.064474 | 0 | 0.26754 | 0.27742 | 0 | 0
7424 | 1 | 0.00015636 | 0.00013045 | 0 | 0.00014685 | 0.00011416 | 0.11499 | 0.047737 | 0 | 0.37622 | 0.28139 | 0 | 0.48573
7425 | 1 | 0.00016657 | 8.9391e-05 | 0 | 0.00016448 | 0.00011416 | 0.22956 | 0.03925 | 0 | 0.2989 | 0.27463 | 0 | 0.59103
7426 | 1 | 0.00016977 | 5.9448e-05 | 0 | 0.00018797 | 0.00011416 | 0.34029 | 0.037364 | 0 | 0.26627 | 0.27183 | 0 | 0.76071
7427 | 1 | 0.00017125 | 3.5471e-05 | 0 | 0.00020677 | 0.00011416 | 0.43271 | 0.033711 | 0 | 0.24528 | 0.26795 | 0 | 0.88877
7428 | 1 | 0.0001738 | 1.9646e-05 | 0 | 0.00018797 | 0.00011416 | 0.46508 | 0.023692 | 0 | 0.16813 | 0.25825 | 0 | 0.84252
7429 | 1 | 0.00016852 | 1.1303e-05 | 0 | 0.00019032 | 0.00011416 | 0.41823 | 0.014851 | 0 | 0.10531 | 0.25681 | 0 | 0.71576
7430 | 1 | 0.00016468 | 1.2572e-05 | 0 | 0.00021382 | 0.00011416 | 0.31048 | 0.012141 | 0 | 0.10793 | 0.26132 | 0 | 0
7431 | 1 | 0.00015937 | 2.9272e-05 | 0 | 0.00022322 | 0.00011416 | 0.16865 | 0.020627 | 0 | 0.092833 | 0.26488 | 0 | 0
7432 | 1 | 0.0001554 | 6.2219e-05 | 0 | 0.00022322 | 0.00011416 | 0.055366 | 0.019095 | 0 | 0.09629 | 0.27792 | 0 | 0
7433 | 1 | 0.00015979 | 8.3586e-05 | 0 | 0.00016448 | 0.00011416 | 0.016184 | 0.022277 | 0 | 0.27943 | 0.28189 | 0 | 0
7434 | 1 | 0.00016873 | 9.8463e-05 | 0 | 0.00011748 | 0.00011416 | 0.013629 | 0.021688 | 0 | 0.2704 | 0.28301 | 0 | 0
7435 | 1 | 0.00016298 | 0.00011004 | 0 | 8.8113e-05 | 0.00011416 | 0 | 0.022867 | 0 | 0.13381 | 0.28071 | 0 | 0
7436 | 1 | 0.00014876 | 0.00011831 | 0 | 5.8742e-05 | 0.00011416 | 0 | 0.030057 | 0 | 0.099157 | 0.2703 | 0 | 0
7437 | 1 | 0.00013802 | 0.00012489 | 0 | 3.7595e-05 | 0.00011416 | 0 | 0.036775 | 0 | 0.071248 | 0.25717 | 0 | 0
7438 | 1 | 0.00011901 | 0.00012844 | 0 | 2.3497e-05 | 0.00011416 | 0 | 0.033357 | 0 | 0.083474 | 0.24892 | 0 | 0
7439 | 1 | 0.00011346 | 0.000129 | 0 | 9.3987e-06 | 0.00011416 | 0 | 0.03041 | 0 | 0.026981 | 0.24553 | 0 | 0
7440 | 1 | 9.9623e-05 | 0.00012876 | 0 | 5.8742e-06 | 0.00011416 | 0 | 0.030764 | 0 | 0.013744 | 0.23674 | 0 | 0
7441 | 1 | 8.7668e-05 | 0.00012755 | 0 | 2.3497e-06 | 0.00011416 | 0 | 0.02876 | 0 | 0.010624 | 0.23665 | 0 | 0
7442 | 1 | 7.8685e-05 | 0.00012644 | 0 | 1.1748e-06 | 0.00011416 | 0 | 0.033357 | 0 | 0.010371 | 0.2362 | 0 | 0
7443 | 1 | 7.3264e-05 | 0.00012667 | 0 | 1.4098e-05 | 0.00011416 | 0 | 0.032885 | 0 | 0.012395 | 0.23516 | 0 | 0
7444 | 1 | 6.7881e-05 | 0.00012838 | 0 | 3.7595e-05 | 0.00011416 | 0 | 0.047619 | 0 | 0.01484 | 0.23277 | 0 | 0
7445 | 1 | 6.8351e-05 | 0.00013245 | 0 | 9.3987e-05 | 0.00011416 | 0 | 0.060702 | 0 | 0.026813 | 0.23115 | 0 | 0
7446 | 1 | 7.7991e-05 | 0.00013332 | 0 | 0.0001821 | 0.00011416 | 0 | 0.079797 | 0 | 0.026054 | 0.23209 | 0 | 0
7447 | 1 | 9.1471e-05 | 0.00012467 | 0 | 0.0001586 | 0.00011416 | 0.036201 | 0.083805 | 0 | 0.03828 | 0.24594 | 0 | 0
7448 | 1 | 0.00011041 | 9.4846e-05 | 0 | 0.00014685 | 0.00011416 | 0.11244 | 0.085573 | 0 | 0.14494 | 0.26033 | 0 | 0.46759
7449 | 1 | 0.00012375 | 6.518e-05 | 0 | 0.00016448 | 0.00011416 | 0.21465 | 0.096535 | 0 | 0.22454 | 0.26037 | 0 | 0.091394
7450 | 1 | 0.00013058 | 4.0327e-05 | 0 | 0.00018797 | 0.00011416 | 0.30324 | 0.11575 | 0 | 0.21358 | 0.25898 | 0 | 0.13048
7451 | 1 | 0.00013518 | 1.5868e-05 | 0 | 0.00020677 | 0.00011416 | 0.35477 | 0.13791 | 0 | 0.22251 | 0.2505 | 0 | 0.0022843
7452 | 1 | 0.00013685 | 2.3773e-06 | 0 | 0.00018797 | 0.00011416 | 0.36329 | 0.14851 | 0 | 0.16071 | 0.24522 | 0 | 0.032325
7453 | 1 | 0.00013036 | 0 | 0 | 0.00019032 | 0.00011416 | 0.33007 | 0.14498 | 0 | 0.17403 | 0.24396 | 0 | 0.14978
7454 | 1 | 0.00012455 | 0 | 0 | 0.00021382 | 0.00011416 | 0.2483 | 0.13873 | 0 | 0.10185 | 0.24657 | 0 | 0
7455 | 1 | 0.00012075 | 7.7154e-06 | 0 | 0.00022322 | 0.00011416 | 0.13714 | 0.1557 | 0 | 0.023862 | 0.25122 | 0 | 0
7456 | 1 | 0.00011871 | 3.9263e-05 | 0 | 0.00022322 | 0.00011416 | 0.046422 | 0.16549 | 0 | 0.034907 | 0.26335 | 0 | 0
7457 | 1 | 0.00012561 | 5.6225e-05 | 0 | 0.00016448 | 0.00011416 | 0.014906 | 0.15936 | 0 | 0.19384 | 0.27201 | 0 | 0
7458 | 1 | 0.00013709 | 6.2044e-05 | 0 | 0.00011748 | 0.00011416 | 0.013629 | 0.16289 | 0 | 0.19123 | 0.2726 | 0 | 0
7459 | 1 | 0.00013414 | 6.7893e-05 | 0 | 8.8113e-05 | 0.00011416 | 0 | 0.15476 | 0 | 0.056071 | 0.26669 | 0 | 0
7460 | 1 | 0.00012353 | 7.4748e-05 | 0 | 5.8742e-05 | 0.00011416 | 0 | 0.16808 | 0 | 0.013069 | 0.25023 | 0 | 0
7461 | 1 | 0.00011276 | 8.1282e-05 | 0 | 3.7595e-05 | 0.00011416 | 0 | 0.13661 | 0 | 0.017791 | 0.24418 | 0 | 0
7462 | 1 | 0.000101 | 8.6416e-05 | 0 | 2.3497e-05 | 0.00011416 | 0 | 0.13685 | 0 | 0.01796 | 0.23277 | 0 | 0
7463 | 1 | 9.9776e-05 | 8.767e-05 | 0 | 9.3987e-06 | 0.00011416 | 0 | 0.12093 | 0 | 0.015261 | 0.22682 | 0 | 0
7464 | 1 | 8.7509e-05 | 8.7335e-05 | 0 | 5.8742e-06 | 0.00011416 | 0 | 0.1491 | 0 | 0.020236 | 0.21816 | 0 | 0
7465 | 1 | 7.3712e-05 | 8.7481e-05 | 0 | 2.3497e-06 | 0.00011416 | 0 | 0.13685 | 0 | 0.037184 | 0.22095 | 0 | 0
7466 | 1 | 6.8391e-05 | 8.907e-05 | 0 | 1.1748e-06 | 0.00011416 | 0 | 0.14168 | 0 | 0.034486 | 0.2224 | 0 | 0
7467 | 1 | 6.4118e-05 | 8.9668e-05 | 0 | 1.4098e-05 | 0.00011416 | 0 | 0.13602 | 0 | 0.030354 | 0.22195 | 0 | 0
7468 | 1 | 5.9351e-05 | 9.0295e-05 | 0 | 3.7595e-05 | 0.00011416 | 0 | 0.14946 | 0 | 0.032293 | 0.22195 | 0 | 0
7469 | 1 | 5.8254e-05 | 9.0602e-05 | 0 | 9.3987e-05 | 0.00011416 | 0 | 0.15641 | 0 | 0.034064 | 0.22109 | 0 | 0
7470 | 1 | 6.2293e-05 | 9.1214e-05 | 0 | 0.0001821 | 0.00011416 | 0 | 0.14639 | 0 | 0.024874 | 0.21888 | 0 | 0
7471 | 1 | 6.908e-05 | 8.7028e-05 | 0 | 0.0001586 | 0.00011416 | 0.036627 | 0.12459 | 0 | 0.011467 | 0.21947 | 0 | 0
7472 | 1 | 8.5189e-05 | 5.4154e-05 | 0 | 0.00014685 | 0.00011416 | 0.12181 | 0.12435 | 0 | 0.013828 | 0.22159 | 0 | 0.13243
7473 | 1 | 9.7665e-05 | 2.1659e-05 | 0 | 0.00016448 | 0.00011416 | 0.25128 | 0.15712 | 0 | 0.0097808 | 0.23358 | 0 | 0.67175
7474 | 1 | 0.00010455 | 0 | 0 | 0.00018797 | 0.00011416 | 0.37564 | 0.22289 | 0 | 0.0084317 | 0.23823 | 0 | 0.79279
7475 | 1 | 0.00011028 | 0 | 0 | 0.00020677 | 0.00011416 | 0.44889 | 0.34842 | 0 | 0.0095278 | 0.23151 | 0 | 0.77656
7476 | 1 | 0.00011297 | 0 | 0 | 0.00018797 | 0.00011416 | 0.4621 | 0.40134 | 0 | 0.007167 | 0.23367 | 0 | 0.82113
7477 | 1 | 0.0001047 | 0 | 0 | 0.00019032 | 0.00011416 | 0.39608 | 0.26827 | 0 | 0.0063238 | 0.23363 | 0 | 0.6483
7478 | 1 | 9.967e-05 | 0 | 0 | 0.00021382 | 0.00011416 | 0.27853 | 0.23715 | 0 | 0.0084317 | 0.23146 | 0 | 0
7479 | 1 | 9.5802e-05 | 0 | 0 | 0.00022322 | 0.00011416 | 0.14736 | 0.1979 | 0 | 0.049241 | 0.23624 | 0 | 0
7480 | 1 | 9.606e-05 | 1.8056e-05 | 0 | 0.00022322 | 0.00011416 | 0.048126 | 0.14074 | 0 | 0.10658 | 0.25347 | 0 | 0
7481 | 1 | 0.00010449 | 4.1013e-05 | 0 | 0.00016448 | 0.00011416 | 0.015332 | 0.10856 | 0 | 0.25801 | 0.26863 | 0 | 0
7482 | 1 | 0.00011861 | 5.1981e-05 | 0 | 0.00011748 | 0.00011416 | 0.013629 | 0.065064 | 0 | 0.33364 | 0.26682 | 0 | 0
7483 | 1 | 0.0001209 | 6.2015e-05 | 0 | 8.8113e-05 | 0.00011416 | 0 | 0.026992 | 0 | 0.28137 | 0.26475 | 0 | 0
7484 | 1 | 0.00011423 | 7.1525e-05 | 0 | 5.8742e-05 | 0.00011416 | 0 | 0.011433 | 0 | 0.21155 | 0.24635 | 0 | 0
7485 | 1 | 0.00010772 | 8.4024e-05 | 0 | 3.7595e-05 | 0.00011416 | 0 | 0.012966 | 0 | 0.033474 | 0.23124 | 0 | 0
7486 | 1 | 9.9108e-05 | 8.9975e-05 | 0 | 2.3497e-05 | 0.00011416 | 0 | 0.01603 | 0 | 0.030944 | 0.21883 | 0 | 0
7487 | 1 | 0.00010086 | 9.384e-05 | 0 | 9.3987e-06 | 0.00011416 | 0 | 0.019566 | 0 | 0.015767 | 0.21464 | 0 | 0
7488 | 1 | 8.8886e-05 | 9.7413e-05 | 0 | 5.8742e-06 | 0.00011416 | 0 | 0.033003 | 0 | 0.034486 | 0.21054 | 0 | 0
7489 | 1 | 7.5804e-05 | 0.00010091 | 0 | 2.3497e-06 | 0.00011416 | 0 | 0.051155 | 0 | 0.031956 | 0.21157 | 0 | 0
7490 | 1 | 6.9326e-05 | 0.00010665 | 0 | 1.1748e-06 | 0.00011416 | 0 | 0.062235 | 0 | 0.030101 | 0.21193 | 0 | 0
7491 | 1 | 6.6436e-05 | 0.00010997 | 0 | 1.4098e-05 | 0.00011416 | 0 | 0.057638 | 0 | 0.031703 | 0.21284 | 0 | 0
7492 | 1 | 6.4608e-05 | 0.00011016 | 0 | 3.7595e-05 | 0.00011416 | 0 | 0.067775 | 0 | 0.031872 | 0.2118 | 0 | 0
7493 | 1 | 7.1306e-05 | 0.00011144 | 0 | 9.3987e-05 | 0.00011416 | 0 | 0.076025 | 0 | 0.027909 | 0.21045 | 0 | 0
7494 | 1 | 9.4775e-05 | 0.0001122 | 0 | 0.0001821 | 0.00011416 | 0 | 0.094413 | 0 | 0.23044 | 0.22551 | 0 | 0
7495 | 1 | 0.00013711 | 0.00010571 | 0 | 0.0001586 | 0.00011416 | 0.037905 | 0.12223 | 0 | 0.32698 | 0.23638 | 0 | 0
7496 | 1 | 0.00016068 | 6.9045e-05 | 0 | 0.00014685 | 0.00011416 | 0.12138 | 0.12235 | 0 | 0.38229 | 0.24445 | 0 | 0.33678
7497 | 1 | 0.00017095 | 3.8169e-05 | 0 | 0.00016448 | 0.00011416 | 0.22998 | 0.14651 | 0 | 0.26737 | 0.24883 | 0 | 0.51705
7498 | 1 | 0.00017844 | 1.9063e-05 | 0 | 0.00018797 | 0.00011416 | 0.32027 | 0.19354 | 0 | 0.32673 | 0.24594 | 0 | 0.079259
7499 | 1 | 0.00018172 | 1.8085e-06 | 0 | 0.00020677 | 0.00011416 | 0.3667 | 0.40123 | 0 | 0.30793 | 0.24373 | 0 | 0.60167
7500 | 1 | 0.00018378 | 0 | 0 | 0.00018797 | 0.00011416 | 0.36797 | 0.51627 | 0 | 0.20346 | 0.2371 | 0 | 0.81666
7501 | 1 | 0.0001787 | 0 | 0 | 0.00019032 | 0.00011416 | 0.33603 | 0.58876 | 0 | 0.26526 | 0.23832 | 0 | 0.292
7502 | 1 | 0.00017828 | 0 | 0 | 0.00021382 | 0.00011416 | 0.26448 | 0.73279 | 0 | 0.16678 | 0.23665 | 0 | 0
7503 | 1 | 0.00017754 | 0 | 0 | 0.00022322 | 0.00011416 | 0.1529 | 0.60561 | 0 | 0.10565 | 0.24829 | 0 | 0
7504 | 1 | 0.00017669 | 2.284e-05 | 0 | 0.00022322 | 0.00011416 | 0.051959 | 0.44814 | 0 | 0.24637 | 0.26258 | 0 | 0
7505 | 1 | 0.00018308 | 3.9861e-05 | 0 | 0.00016448 | 0.00011416 | 0.016184 | 0.40641 | 0 | 0.37083 | 0.26894 | 0 | 0
7506 | 1 | 0.00019279 | 4.5461e-05 | 0 | 0.00011748 | 0.00011416 | 0.013629 | 0.47961 | 0 | 0.35632 | 0.27138 | 0 | 0
7507 | 1 | 0.00018806 | 4.9137e-05 | 0 | 8.8113e-05 | 0.00011416 | 0 | 0.47466 | 0 | 0.22993 | 0.25916 | 0 | 0
7508 | 1 | 0.00017642 | 5.2462e-05 | 0 | 5.8742e-05 | 0.00011416 | 0 | 0.42869 | 0 | 0.11054 | 0.24152 | 0 | 0
7509 | 1 | 0.0001599 | 5.5817e-05 | 0 | 3.7595e-05 | 0.00011416 | 0 | 0.4723 | 0 | 0.037099 | 0.23218 | 0 | 0
7510 | 1 | 0.00014138 | 5.8777e-05 | 0 | 2.3497e-05 | 0.00011416 | 0 | 0.55045 | 0 | 0.03457 | 0.22249 | 0 | 0
7511 | 1 | 0.0001333 | 5.993e-05 | 0 | 9.3987e-06 | 0.00011416 | 0 | 0.5976 | 0 | 0.016695 | 0.21685 | 0 | 0
7512 | 1 | 0.00011623 | 6.0571e-05 | 0 | 5.8742e-06 | 0.00011416 | 0 | 0.70934 | 0 | 0.012901 | 0.21586 | 0 | 0
7513 | 1 | 8.9972e-05 | 6.1796e-05 | 0 | 2.3497e-06 | 0.00011416 | 0 | 0.64828 | 0 | 0.035329 | 0.21667 | 0 | 0
7514 | 1 | 8.1111e-05 | 6.4247e-05 | 0 | 1.1748e-06 | 0.00011416 | 0 | 0.54408 | 0 | 0.037184 | 0.21671 | 0 | 0
7515 | 1 | 7.6506e-05 | 6.7587e-05 | 0 | 1.4098e-05 | 0.00011416 | 0 | 0.60479 | 0 | 0.03457 | 0.21496 | 0 | 0
7516 | 1 | 7.2129e-05 | 7.0897e-05 | 0 | 3.7595e-05 | 0.00011416 | 0 | 0.57508 | 0 | 0.044941 | 0.21626 | 0 | 0
7517 | 1 | 7.8129e-05 | 7.485e-05 | 0 | 9.3987e-05 | 0.00011416 | 0 | 0.55646 | 0 | 0.033221 | 0.22226 | 0 | 0
7518 | 1 | 9.7793e-05 | 7.8598e-05 | 0 | 0.0001821 | 0.00011416 | 0 | 0.54338 | 0 | 0.060034 | 0.23439 | 0 | 0
7519 | 1 | 0.00013515 | 7.7271e-05 | 0 | 0.0001586 | 0.00011416 | 0.03833 | 0.56424 | 0 | 0.28347 | 0.24581 | 0 | 0
7520 | 1 | 0.00015803 | 6.0936e-05 | 0 | 0.00014685 | 0.00011416 | 0.12394 | 0.57555 | 0 | 0.19064 | 0.25925 | 0 | 0.053764
7521 | 1 | 0.000167 | 3.5427e-05 | 0 | 0.00016448 | 0.00011416 | 0.25128 | 0.61186 | 0 | 0.06543 | 0.2583 | 0 | 0.073498
7522 | 1 | 0.00016734 | 1.4395e-05 | 0 | 0.00018797 | 0.00011416 | 0.37138 | 0.68281 | 0 | 0.042664 | 0.24865 | 0 | 0.059358
7523 | 1 | 0.00017055 | 0 | 0 | 0.00020677 | 0.00011416 | 0.44719 | 0.82626 | 0 | 0.047302 | 0.24328 | 0 | 0.077287
7524 | 1 | 0.00016786 | 0 | 0 | 0.00018797 | 0.00011416 | 0.46167 | 0.84948 | 0 | 0.039376 | 0.24066 | 0 | 0.22728
7525 | 1 | 0.00016146 | 0 | 0 | 0.00019032 | 0.00011416 | 0.40503 | 0.83227 | 0 | 0.043929 | 0.24283 | 0 | 0.3777
7526 | 1 | 0.00016059 | 0 | 0 | 0.00021382 | 0.00011416 | 0.29514 | 0.78972 | 0 | 0.092159 | 0.24486 | 0 | 0
7527 | 1 | 0.00015918 | 5.9798e-07 | 0 | 0.00022322 | 0.00011416 | 0.15588 | 0.79809 | 0 | 0.16762 | 0.25406 | 0 | 0
7528 | 1 | 0.00015588 | 3.2641e-05 | 0 | 0.00022322 | 0.00011416 | 0.04983 | 0.76744 | 0 | 0.23482 | 0.26258 | 0 | 0
7529 | 1 | 0.00016159 | 5.0522e-05 | 0 | 0.00016448 | 0.00011416 | 0.015332 | 0.72065 | 0 | 0.34435 | 0.26389 | 0 | 0
7530 | 1 | 0.00016799 | 5.7946e-05 | 0 | 0.00011748 | 0.00011416 | 0.013629 | 0.70827 | 0 | 0.33052 | 0.2634 | 0 | 0
7531 | 1 | 0.00016294 | 6.3065e-05 | 0 | 8.8113e-05 | 0.00011416 | 0 | 0.68883 | 0 | 0.22698 | 0.26583 | 0 | 0
7532 | 1 | 0.00015086 | 6.5413e-05 | 0 | 5.8742e-05 | 0.00011416 | 0 | 0.71016 | 0 | 0.12403 | 0.24883 | 0 | 0
7533 | 1 | 0.00013725 | 6.8462e-05 | 0 | 3.7595e-05 | 0.00011416 | 0 | 0.6207 | 0 | 0.038111 | 0.23394 | 0 | 0
7534 | 1 | 0.00012278 | 7.3537e-05 | 0 | 2.3497e-05 | 0.00011416 | 0 | 0.52063 | 0 | 0.032546 | 0.23173 | 0 | 0
7535 | 1 | 0.00011295 | 7.9153e-05 | 0 | 9.3987e-06 | 0.00011416 | 0 | 0.42562 | 0 | 0.027234 | 0.22813 | 0 | 0
7536 | 1 | 0.00010575 | 8.5759e-05 | 0 | 5.8742e-06 | 0.00011416 | 0 | 0.41466 | 0 | 0.015514 | 0.22488 | 0 | 0
7537 | 1 | 9.4277e-05 | 9.1098e-05 | 0 | 2.3497e-06 | 0.00011416 | 0 | 0.32449 | 0 | 0.034064 | 0.2233 | 0 | 0
7538 | 1 | 8.6005e-05 | 9.4846e-05 | 0 | 1.1748e-06 | 0.00011416 | 0 | 0.35372 | 0 | 0.015514 | 0.22014 | 0 | 0
7539 | 1 | 8.2179e-05 | 9.9207e-05 | 0 | 1.4098e-05 | 0.00011416 | 0 | 0.31754 | 0 | 0.029089 | 0.22001 | 0 | 0
7540 | 1 | 7.7835e-05 | 0.00010326 | 0 | 3.7595e-05 | 0.00011416 | 0 | 0.34264 | 0 | 0.039292 | 0.21523 | 0 | 0
7541 | 1 | 8.3515e-05 | 0.00010727 | 0 | 9.3987e-05 | 0.00011416 | 0 | 0.29915 | 0 | 0.080607 | 0.21649 | 0 | 0
7542 | 1 | 0.00010366 | 0.00011052 | 0 | 0.0001821 | 0.00011416 | 0 | 0.33604 | 0 | 0.13929 | 0.22813 | 0 | 0
7543 | 1 | 0.00014231 | 0.00010964 | 0 | 0.0001586 | 0.00011416 | 0.042164 | 0.3265 | 0 | 0.22707 | 0.24089 | 0 | 0
7544 | 1 | 0.00016602 | 8.258e-05 | 0 | 0.00014685 | 0.00011416 | 0.14182 | 0.30398 | 0 | 0.13196 | 0.24107 | 0 | 0.37646
7545 | 1 | 0.00017413 | 5.061e-05 | 0 | 0.00016448 | 0.00011416 | 0.28918 | 0.32331 | 0 | 0.10143 | 0.24305 | 0 | 0.58011
7546 | 1 | 0.00017905 | 2.3628e-05 | 0 | 0.00018797 | 0.00011416 | 0.42376 | 0.32284 | 0 | 0.075632 | 0.24418 | 0 | 0.77896
7547 | 1 | 0.00018327 | 4.7109e-06 | 0 | 0.00020677 | 0.00011416 | 0.5098 | 0.26084 | 0 | 0.15725 | 0.25167 | 0 | 0.77911
7548 | 1 | 0.00018294 | 0 | 0 | 0.00018797 | 0.00011416 | 0.52087 | 0.24128 | 0 | 0.157 | 0.24143 | 0 | 0.7806
7549 | 1 | 0.00017587 | 0 | 0 | 0.00019032 | 0.00011416 | 0.44974 | 0.29043 | 0 | 0.096206 | 0.23615 | 0 | 0.72304
7550 | 1 | 0.00017715 | 0 | 0 | 0.00021382 | 0.00011416 | 0.31772 | 0.28336 | 0 | 0.10051 | 0.23764 | 0 | 0
7551 | 1 | 0.00017423 | 9.874e-06 | 0 | 0.00022322 | 0.00011416 | 0.16141 | 0.19354 | 0 | 0.11138 | 0.24531 | 0 | 0
7552 | 1 | 0.00017043 | 5.1295e-05 | 0 | 0.00022322 | 0.00011416 | 0.04983 | 0.22018 | 0 | 0.13676 | 0.26128 | 0 | 0
7553 | 1 | 0.00017547 | 7.116e-05 | 0 | 0.00016448 | 0.00011416 | 0.015332 | 0.19708 | 0 | 0.20607 | 0.26971 | 0 | 0
7554 | 1 | 0.0001815 | 8.0684e-05 | 0 | 0.00011748 | 0.00011416 | 0.013629 | 0.21488 | 0 | 0.2602 | 0.26267 | 0 | 0
7555 | 1 | 0.00017607 | 9.066e-05 | 0 | 8.8113e-05 | 0.00011416 | 0 | 0.21971 | 0 | 0.24865 | 0.26123 | 0 | 0
7556 | 1 | 0.00015634 | 0.00010032 | 0 | 5.8742e-05 | 0.00011416 | 0 | 0.15276 | 0 | 0.20177 | 0.23787 | 0 | 0
7557 | 1 | 0.00014317 | 0.00010876 | 0 | 3.7595e-05 | 0.00011416 | 0 | 0.088048 | 0 | 0.13305 | 0.22758 | 0 | 0
7558 | 1 | 0.00012948 | 0.00011547 | 0 | 2.3497e-05 | 0.00011416 | 0 | 0.072372 | 0 | 0.10211 | 0.22718 | 0 | 0
7559 | 1 | 0.00012142 | 0.00012062 | 0 | 9.3987e-06 | 0.00011416 | 0 | 0.060113 | 0 | 0.041737 | 0.22325 | 0 | 0
7560 | 1 | 9.5724e-05 | 0.00012528 | 0 | 5.8742e-06 | 0.00011416 | 0 | 0.069307 | 0 | 0.03887 | 0.2192 | 0 | 0
7561 | 1 | 9.3303e-05 | 0.0001289 | 0 | 2.3497e-06 | 0.00011416 | 0 | 0.067421 | 0 | 0.037015 | 0.21671 | 0 | 0
7562 | 1 | 8.3813e-05 | 0.00013293 | 0 | 1.1748e-06 | 0.00011416 | 0 | 0.060231 | 0 | 0.066779 | 0.21414 | 0 | 0
7563 | 1 | 7.8257e-05 | 0.00013665 | 0 | 1.4098e-05 | 0.00011416 | 0 | 0.066714 | 0 | 0.055734 | 0.21216 | 0 | 0
7564 | 1 | 7.4567e-05 | 0.00014028 | 0 | 3.7595e-05 | 0.00011416 | 0 | 0.092999 | 0 | 0.057167 | 0.21275 | 0 | 0
7565 | 1 | 7.934e-05 | 0.000146 | 0 | 9.3987e-05 | 0.00011416 | 0 | 0.090995 | 0 | 0.042664 | 0.21338 | 0 | 0
7566 | 1 | 0.00010065 | 0.00015119 | 0 | 0.0001821 | 0.00011416 | 0 | 0.10172 | 0 | 0.17673 | 0.21942 | 0 | 0
7567 | 1 | 0.00013711 | 0.00015164 | 0 | 0.0001586 | 0.00011416 | 0.036627 | 0.12011 | 0 | 0.24831 | 0.24842 | 0 | 0
7568 | 1 | 0.0001612 | 0.0001224 | 0 | 0.00014685 | 0.00011416 | 0.12905 | 0.13402 | 0 | 0.22277 | 0.24982 | 0 | 0.24948
7569 | 1 | 0.00016929 | 9.0456e-05 | 0 | 0.00016448 | 0.00011416 | 0.26533 | 0.1418 | 0 | 0.15514 | 0.25406 | 0 | 0.60652
7570 | 1 | 0.00017311 | 6.2365e-05 | 0 | 0.00018797 | 0.00011416 | 0.38842 | 0.16313 | 0 | 0.065767 | 0.23367 | 0 | 0.76002
7571 | 1 | 0.00017933 | 4.2253e-05 | 0 | 0.00020677 | 0.00011416 | 0.46635 | 0.32037 | 0 | 0.035413 | 0.22713 | 0 | 0.83302
7572 | 1 | 0.00018142 | 3.0993e-05 | 0 | 0.00018797 | 0.00011416 | 0.47359 | 0.55446 | 0 | 0.032968 | 0.22646 | 0 | 0.79118
7573 | 1 | 0.00017415 | 2.7711e-05 | 0 | 0.00019032 | 0.00011416 | 0.40673 | 0.50625 | 0 | 0.068803 | 0.23268 | 0 | 0.73129
7574 | 1 | 0.00017171 | 3.2627e-05 | 0 | 0.00021382 | 0.00011416 | 0.2879 | 0.45073 | 0 | 0.20126 | 0.22501 | 0 | 0
7575 | 1 | 0.00016641 | 5.0858e-05 | 0 | 0.00022322 | 0.00011416 | 0.14906 | 0.36492 | 0 | 0.21358 | 0.23061 | 0 | 0
7576 | 1 | 0.00015764 | 9.1346e-05 | 0 | 0.00022322 | 0.00011416 | 0.046422 | 0.35042 | 0 | 0.27757 | 0.24847 | 0 | 0
7577 | 1 | 0.00016187 | 0.00011343 | 0 | 0.00016448 | 0.00011416 | 0.014906 | 0.3133 | 0 | 0.38879 | 0.25812 | 0 | 0
7578 | 1 | 0.00017174 | 0.00012528 | 0 | 0.00011748 | 0.00011416 | 0.013629 | 0.22926 | 0 | 0.34309 | 0.25731 | 0 | 0
7579 | 1 | 0.00016641 | 0.00013694 | 0 | 8.8113e-05 | 0.00011416 | 0 | 0.15417 | 0 | 0.29941 | 0.25595 | 0 | 0
7580 | 1 | 0.0001511 | 0.00014617 | 0 | 5.8742e-05 | 0.00011416 | 0 | 0.096888 | 0 | 0.18339 | 0.23372 | 0 | 0
7581 | 1 | 0.00013575 | 0.00015167 | 0 | 3.7595e-05 | 0.00011416 | 0 | 0.049505 | 0 | 0.11981 | 0.22501 | 0 | 0
7582 | 1 | 0.00012406 | 0.00015326 | 0 | 2.3497e-05 | 0.00011416 | 0 | 0.025578 | 0 | 0.11855 | 0.22068 | 0 | 0
7583 | 1 | 0.00011617 | 0.00015445 | 0 | 9.3987e-06 | 0.00011416 | 0 | 0.020273 | 0 | 0.047218 | 0.22019 | 0 | 0
7584 | 1 | 9.9196e-05 | 0.00015788 | 0 | 5.8742e-06 | 0.00011416 | 0 | 0.022041 | 0 | 0.041653 | 0.22113 | 0 | 0
7585 | 1 | 8.9222e-05 | 0.00016396 | 0 | 2.3497e-06 | 0.00011416 | 0 | 0.022159 | 0 | 0.063828 | 0.2201 | 0 | 0
7586 | 1 | 8.0388e-05 | 0.00016725 | 0 | 1.1748e-06 | 0.00011416 | 0 | 0.025931 | 0 | 0.069562 | 0.21965 | 0 | 0
7587 | 1 | 7.5639e-05 | 0.00016954 | 0 | 1.4098e-05 | 0.00011416 | 0 | 0.039015 | 0 | 0.044098 | 0.21883 | 0 | 0
7588 | 1 | 7.3369e-05 | 0.00017247 | 0 | 3.7595e-05 | 0.00011416 | 0 | 0.076851 | 0 | 0.046037 | 0.21635 | 0 | 0
7589 | 1 | 7.7828e-05 | 0.00017412 | 0 | 9.3987e-05 | 0.00011416 | 0 | 0.12435 | 0 | 0.067707 | 0.21577 | 0 | 0
7590 | 1 | 9.7506e-05 | 0.00017184 | 0 | 0.0001821 | 0.00011416 | 0 | 0.1893 | 0 | 0.27951 | 0.22637 | 0 | 0
7591 | 1 | 0.00013463 | 0.00016608 | 0 | 0.0001586 | 0.00011416 | 0.030664 | 0.25519 | 0 | 0.33575 | 0.24662 | 0 | 0
7592 | 1 | 0.0001564 | 0.00013971 | 0 | 0.00014685 | 0.00011416 | 0.10349 | 0.25825 | 0 | 0.30363 | 0.25198 | 0 | 0.34768
7593 | 1 | 0.00016415 | 0.00011022 | 0 | 0.00016448 | 0.00011416 | 0.21082 | 0.18435 | 0 | 0.20801 | 0.25302 | 0 | 0.62401
7594 | 1 | 0.0001701 | 8.0013e-05 | 0 | 0.00018797 | 0.00011416 | 0.31346 | 0.1042 | 0 | 0.20396 | 0.25433 | 0 | 0.75658
7595 | 1 | 0.00017445 | 5.6794e-05 | 0 | 0.00020677 | 0.00011416 | 0.37606 | 0.079797 | 0 | 0.2086 | 0.24689 | 0 | 0.87332
7596 | 1 | 0.00017851 | 4.1305e-05 | 0 | 0.00018797 | 0.00011416 | 0.38032 | 0.049976 | 0 | 0.19519 | 0.24549 | 0 | 0.93736
7597 | 1 | 0.00017098 | 3.585e-05 | 0 | 0.00019032 | 0.00011416 | 0.33305 | 0.031235 | 0 | 0.15202 | 0.24111 | 0 | 0.29321
7598 | 1 | 0.00016528 | 4.0896e-05 | 0 | 0.00021382 | 0.00011416 | 0.24319 | 0.03041 | 0 | 0.18449 | 0.23764 | 0 | 0
7599 | 1 | 0.00015919 | 6.3007e-05 | 0 | 0.00022322 | 0.00011416 | 0.12692 | 0.034536 | 0 | 0.18609 | 0.23453 | 0 | 0
7600 | 1 | 0.00015556 | 9.349e-05 | 0 | 0.00022322 | 0.00011416 | 0.04046 | 0.046322 | 0 | 0.2161 | 0.24202 | 0 | 0
7601 | 1 | 0.00016064 | 0.00010845 | 0 | 0.00016448 | 0.00011416 | 0.01448 | 0.059877 | 0 | 0.31417 | 0.24535 | 0 | 0
7602 | 1 | 0.00017139 | 0.00011465 | 0 | 0.00011748 | 0.00011416 | 0.013629 | 0.069189 | 0 | 0.14444 | 0.24752 | 0 | 0
7603 | 1 | 0.00017058 | 0.00011844 | 0 | 8.8113e-05 | 0.00011416 | 0 | 0.071075 | 0 | 0.047133 | 0.24986 | 0 | 0
7604 | 1 | 0.00015465 | 0.00012066 | 0 | 5.8742e-05 | 0.00011416 | 0 | 0.074493 | 0 | 0.10346 | 0.24048 | 0 | 0
7605 | 1 | 0.00013811 | 0.00012422 | 0 | 3.7595e-05 | 0.00011416 | 0 | 0.092291 | 0 | 0.042749 | 0.22862 | 0 | 0
7606 | 1 | 0.00012038 | 0.00012673 | 0 | 2.3497e-05 | 0.00011416 | 0 | 0.13119 | 0 | 0.059106 | 0.2201 | 0 | 0
7607 | 1 | 0.00011489 | 0.00012808 | 0 | 9.3987e-06 | 0.00011416 | 0 | 0.26002 | 0 | 0.037437 | 0.21491 | 0 | 0
7608 | 1 | 0.00010052 | 0.00012861 | 0 | 5.8742e-06 | 0.00011416 | 0 | 0.3938 | 0 | 0.024621 | 0.21717 | 0 | 0
7609 | 1 | 7.0841e-05 | 0.00013265 | 0 | 2.3497e-06 | 0.00011416 | 0 | 0.3892 | 0 | 0.047049 | 0.21974 | 0 | 0
7610 | 1 | 6.1826e-05 | 0.00012874 | 0 | 1.1748e-06 | 0.00011416 | 0 | 0.46287 | 0 | 0.049325 | 0.21901 | 0 | 0
7611 | 1 | 5.6463e-05 | 0.00012771 | 0 | 1.4098e-05 | 0.00011416 | 0 | 0.64498 | 0 | 0.037605 | 0.21938 | 0 | 0
7612 | 1 | 4.9619e-05 | 0.00013398 | 0 | 3.7595e-05 | 0.00011416 | 0 | 0.71405 | 0 | 0.038786 | 0.21865 | 0 | 0
7613 | 1 | 4.9028e-05 | 0.00014368 | 0 | 9.3987e-05 | 0.00011416 | 0 | 0.86221 | 0 | 0.041821 | 0.21838 | 0 | 0
7614 | 1 | 5.6107e-05 | 0.00015603 | 0 | 0.0001821 | 0.00011416 | 0 | 0.70698 | 0 | 0.048904 | 0.22366 | 0 | 0
7615 | 1 | 6.679e-05 | 0.00016351 | 0 | 0.0001586 | 0.00011416 | 0.032368 | 0.63956 | 0 | 0.026897 | 0.22583 | 0 | 0
7616 | 1 | 8.5185e-05 | 0.00014795 | 0 | 0.00014685 | 0.00011416 | 0.10988 | 0.59854 | 0 | 0.038196 | 0.23588 | 0 | 0.14373
7617 | 1 | 9.8125e-05 | 0.00012861 | 0 | 0.00016448 | 0.00011416 | 0.22487 | 0.51898 | 0 | 0.022344 | 0.23467 | 0 | 0.26127
7618 | 1 | 0.00010792 | 0.00011118 | 0 | 0.00018797 | 0.00011416 | 0.33475 | 0.56412 | 0 | 0.022681 | 0.23286 | 0 | 0.18489
7619 | 1 | 0.00011199 | 9.6625e-05 | 0 | 0.00020677 | 0.00011416 | 0.40545 | 0.69507 | 0 | 0.016695 | 0.23205 | 0 | 0.59979
7620 | 1 | 0.00011404 | 8.5818e-05 | 0 | 0.00018797 | 0.00011416 | 0.41312 | 0.65712 | 0 | 0.035835 | 0.2279 | 0 | 0.42792
7621 | 1 | 0.00010722 | 8.2172e-05 | 0 | 0.00019032 | 0.00011416 | 0.35605 | 0.68128 | 0 | 0.04199 | 0.22271 | 0 | 0.54057
7622 | 1 | 0.00010064 | 8.5424e-05 | 0 | 0.00021382 | 0.00011416 | 0.24915 | 0.6761 | 0 | 0.025717 | 0.22416 | 0 | 0
7623 | 1 | 9.5404e-05 | 9.9426e-05 | 0 | 0.00022322 | 0.00011416 | 0.12479 | 0.56365 | 0 | 0.05253 | 0.22564 | 0 | 0
7624 | 1 | 9.2534e-05 | 0.00013109 | 0 | 0.00022322 | 0.00011416 | 0.037905 | 0.47702 | 0 | 0.18491 | 0.22925 | 0 | 0
7625 | 1 | 9.9508e-05 | 0.00014611 | 0 | 0.00016448 | 0.00011416 | 0.013629 | 0.51014 | 0 | 0.2973 | 0.244 | 0 | 0
7626 | 1 | 0.00010721 | 0.00015151 | 0 | 0.00011748 | 0.00011416 | 0.013629 | 0.51462 | 0 | 0.33921 | 0.24851 | 0 | 0
7627 | 1 | 0.00010309 | 0.00015702 | 0 | 8.8113e-05 | 0.00011416 | 0 | 0.51532 | 0 | 0.28626 | 0.24599 | 0 | 0
7628 | 1 | 9.1785e-05 | 0.00016233 | 0 | 5.8742e-05 | 0.00011416 | 0 | 0.53371 | 0 | 0.22344 | 0.24382 | 0 | 0
7629 | 1 | 8.2461e-05 | 0.00016547 | 0 | 3.7595e-05 | 0.00011416 | 0 | 0.50259 | 0 | 0.016442 | 0.22578 | 0 | 0
7630 | 1 | 7.5059e-05 | 0.00016751 | 0 | 2.3497e-05 | 0.00011416 | 0 | 0.35396 | 0 | 0.052024 | 0.21202 | 0 | 0
7631 | 1 | 8.4249e-05 | 0.0001699 | 0 | 9.3987e-06 | 0.00011416 | 0 | 0.26438 | 0 | 0.047555 | 0.20657 | 0 | 0
7632 | 1 | 7.3149e-05 | 0.00017041 | 0 | 5.8742e-06 | 0.00011416 | 0 | 0.21028 | 0 | 0.047892 | 0.20472 | 0 | 0
7633 | 1 | 6.8307e-05 | 0.00017222 | 0 | 2.3497e-06 | 0.00011416 | 0 | 0.18388 | 0 | 0.061383 | 0.20539 | 0 | 0
7634 | 1 | 5.7905e-05 | 0.0001739 | 0 | 1.1748e-06 | 0.00011416 | 0 | 0.1603 | 0 | 0.048314 | 0.20643 | 0 | 0
7635 | 1 | 5.398e-05 | 0.00017521 | 0 | 1.4098e-05 | 0.00011416 | 0 | 0.16726 | 0 | 0.051349 | 0.20156 | 0 | 0
7636 | 1 | 4.9096e-05 | 0.00017409 | 0 | 3.7595e-05 | 0.00011416 | 0 | 0.20438 | 0 | 0.056324 | 0.20057 | 0 | 0
7637 | 1 | 4.9726e-05 | 0.00016964 | 0 | 9.3987e-05 | 0.00011416 | 0 | 0.26862 | 0 | 0.043592 | 0.20093 | 0 | 0
7638 | 1 | 5.5237e-05 | 0.00016541 | 0 | 0.0001821 | 0.00011416 | 0 | 0.26686 | 0 | 0.026897 | 0.20057 | 0 | 0
7639 | 1 | 6.1682e-05 | 0.00016016 | 0 | 0.0001586 | 0.00011416 | 0.022998 | 0.21888 | 0 | 0.093339 | 0.2017 | 0 | 0
7640 | 1 | 7.6294e-05 | 0.0001415 | 0 | 0.00014685 | 0.00011416 | 0.07368 | 0.23032 | 0 | 0.080944 | 0.21829 | 0 | 0.24432
7641 | 1 | 8.893e-05 | 0.00011925 | 0 | 0.00016448 | 0.00011416 | 0.15034 | 0.29467 | 0 | 0.062985 | 0.22501 | 0 | 0.13073
7642 | 1 | 9.969e-05 | 9.47e-05 | 0 | 0.00018797 | 0.00011416 | 0.2253 | 0.26509 | 0 | 0.13356 | 0.22898 | 0 | 0.021639
7643 | 1 | 0.00010998 | 7.2706e-05 | 0 | 0.00020677 | 0.00011416 | 0.27896 | 0.24081 | 0 | 0.15084 | 0.23146 | 0 | 0.026821
7644 | 1 | 0.0001151 | 6.0673e-05 | 0 | 0.00018797 | 0.00011416 | 0.29472 | 0.26744 | 0 | 0.18744 | 0.22673 | 0 | 0.029818
7645 | 1 | 0.00010741 | 5.3818e-05 | 0 | 0.00019032 | 0.00011416 | 0.26746 | 0.26957 | 0 | 0.013322 | 0.22294 | 0 | 0.14905
7646 | 1 | 0.00010172 | 5.1995e-05 | 0 | 0.00021382 | 0.00011416 | 0.19974 | 0.26556 | 0 | 0.012732 | 0.22325 | 0 | 0
7647 | 1 | 9.6696e-05 | 5.958e-05 | 0 | 0.00022322 | 0.00011416 | 0.10733 | 0.26909 | 0 | 0.040135 | 0.22393 | 0 | 0
7648 | 1 | 9.5507e-05 | 7.6323e-05 | 0 | 0.00022322 | 0.00011416 | 0.035775 | 0.24859 | 0 | 0.107 | 0.23367 | 0 | 0
7649 | 1 | 0.00010741 | 8.3295e-05 | 0 | 0.00016448 | 0.00011416 | 0.014055 | 0.30151 | 0 | 0.24081 | 0.24856 | 0 | 0
7650 | 1 | 0.00012496 | 8.2245e-05 | 0 | 0.00011748 | 0.00011416 | 0.013629 | 0.34406 | 0 | 0.2796 | 0.25564 | 0 | 0
7651 | 1 | 0.00012396 | 8.2142e-05 | 0 | 8.8113e-05 | 0.00011416 | 0 | 0.45639 | 0 | 0.20126 | 0.25686 | 0 | 0
7652 | 1 | 0.00012069 | 8.417e-05 | 0 | 5.8742e-05 | 0.00011416 | 0 | 0.78371 | 0 | 0.14334 | 0.24481 | 0 | 0
7653 | 1 | 0.00010821 | 8.5774e-05 | 0 | 3.7595e-05 | 0.00011416 | 0 | 0.96664 | 0 | 0.061383 | 0.21649 | 0 | 0
7654 | 1 | 9.8224e-05 | 8.8254e-05 | 0 | 2.3497e-05 | 0.00011416 | 0 | 0.99764 | 0 | 0.028921 | 0.2095 | 0 | 0
7655 | 1 | 0.00010294 | 9.2498e-05 | 0 | 9.3987e-06 | 0.00011416 | 0 | 0.99694 | 0 | 0.044772 | 0.20323 | 0 | 0
7656 | 1 | 8.8823e-05 | 9.7646e-05 | 0 | 5.8742e-06 | 0.00011416 | 0 | 0.99988 | 0 | 0.021417 | 0.20364 | 0 | 0
7657 | 1 | 7.9279e-05 | 0.00010285 | 0 | 2.3497e-06 | 0.00011416 | 0 | 0.94778 | 0 | 0.022597 | 0.20769 | 0 | 0
7658 | 1 | 7.1622e-05 | 0.0001086 | 0 | 1.1748e-06 | 0.00011416 | 0 | 0.88472 | 0 | 0.044351 | 0.2099 | 0 | 0
7659 | 1 | 6.8152e-05 | 0.00011337 | 0 | 1.4098e-05 | 0.00011416 | 0 | 0.8984 | 0 | 0.038533 | 0.21063 | 0 | 0
7660 | 1 | 6.5294e-05 | 0.00011631 | 0 | 3.7595e-05 | 0.00011416 | 0 | 0.90724 | 0 | 0.020152 | 0.2145 | 0 | 0
7661 | 1 | 7.316e-05 | 0.00011767 | 0 | 9.3987e-05 | 0.00011416 | 0 | 0.73043 | 0 | 0.055565 | 0.20765 | 0 | 0
7662 | 1 | 9.7586e-05 | 0.00012098 | 0 | 0.0001821 | 0.00011416 | 0 | 0.57944 | 0 | 0.14393 | 0.22118 | 0 | 0
7663 | 1 | 0.00013484 | 0.00012362 | 0 | 0.0001586 | 0.00011416 | 0.03322 | 0.60479 | 0 | 0.12226 | 0.23805 | 0 | 0
7664 | 1 | 0.00016319 | 0.00010258 | 0 | 0.00014685 | 0.00011416 | 0.11925 | 0.58652 | 0 | 0.12892 | 0.23931 | 0 | 0.41843
7665 | 1 | 0.00017404 | 6.6887e-05 | 0 | 0.00016448 | 0.00011416 | 0.25511 | 0.52782 | 0 | 0.052277 | 0.23683 | 0 | 0.63912
7666 | 1 | 0.00017851 | 3.7731e-05 | 0 | 0.00018797 | 0.00011416 | 0.38203 | 0.37459 | 0 | 0.075801 | 0.22321 | 0 | 0.69077
7667 | 1 | 0.00018337 | 1.5971e-05 | 0 | 0.00020677 | 0.00011416 | 0.46422 | 0.3173 | 0 | 0.078162 | 0.21947 | 0 | 0.8158
7668 | 1 | 0.00018675 | 1.8377e-06 | 0 | 0.00018797 | 0.00011416 | 0.47445 | 0.25035 | 0 | 0.05742 | 0.21901 | 0 | 0.76034
7669 | 1 | 0.00017966 | 0 | 0 | 0.00019032 | 0.00011416 | 0.40843 | 0.13897 | 0 | 0.07968 | 0.22564 | 0 | 0.61006
7670 | 1 | 0.00017857 | 9.7719e-07 | 0 | 0.00021382 | 0.00011416 | 0.28833 | 0.087694 | 0 | 0.12572 | 0.22303 | 0 | 0
7671 | 1 | 0.0001737 | 3.1591e-05 | 0 | 0.00022322 | 0.00011416 | 0.14566 | 0.083098 | 0 | 0.11779 | 0.23092 | 0 | 0
7672 | 1 | 0.00016767 | 7.5754e-05 | 0 | 0.00022322 | 0.00011416 | 0.043441 | 0.078029 | 0 | 0.21105 | 0.2413 | 0 | 0
7673 | 1 | 0.0001711 | 9.5006e-05 | 0 | 0.00016448 | 0.00011416 | 0.01448 | 0.07579 | 0 | 0.28474 | 0.25131 | 0 | 0
7674 | 1 | 0.00017957 | 0.00010494 | 0 | 0.00011748 | 0.00011416 | 0.013629 | 0.1339 | 0 | 0.31492 | 0.24495 | 0 | 0
7675 | 1 | 0.00017525 | 0.00011271 | 0 | 8.8113e-05 | 0.00011416 | 0 | 0.13166 | 0 | 0.14781 | 0.2459 | 0 | 0
7676 | 1 | 0.00016167 | 0.00011875 | 0 | 5.8742e-05 | 0.00011416 | 0 | 0.09901 | 0 | 0.17707 | 0.23209 | 0 | 0
7677 | 1 | 0.0001437 | 0.00012333 | 0 | 3.7595e-05 | 0.00011416 | 0 | 0.087105 | 0 | 0.093508 | 0.2187 | 0 | 0
7678 | 1 | 0.00012795 | 0.0001269 | 0 | 2.3497e-05 | 0.00011416 | 0 | 0.10243 | 0 | 0.078836 | 0.21108 | 0 | 0
7679 | 1 | 0.00011946 | 0.00013007 | 0 | 9.3987e-06 | 0.00011416 | 0 | 0.13001 | 0 | 0.073777 | 0.20535 | 0 | 0
7680 | 1 | 0.00010331 | 0.00013389 | 0 | 5.8742e-06 | 0.00011416 | 0 | 0.16796 | 0 | 0.059781 | 0.20327 | 0 | 0
7681 | 1 | 8.6802e-05 | 0.00013771 | 0 | 2.3497e-06 | 0.00011416 | 0 | 0.2368 | 0 | 0.052192 | 0.2053 | 0 | 0
7682 | 1 | 8.2209e-05 | 0.00014077 | 0 | 1.1748e-06 | 0.00011416 | 0 | 0.28654 | 0 | 0.047386 | 0.20332 | 0 | 0
7683 | 1 | 7.8669e-05 | 0.00014239 | 0 | 1.4098e-05 | 0.00011416 | 0 | 0.3041 | 0 | 0.051265 | 0.20138 | 0 | 0
7684 | 1 | 7.5097e-05 | 0.00014209 | 0 | 3.7595e-05 | 0.00011416 | 0 | 0.3397 | 0 | 0.049494 | 0.19958 | 0 | 0
7685 | 1 | 8.07e-05 | 0.00013968 | 0 | 9.3987e-05 | 0.00011416 | 0 | 0.28736 | 0 | 0.031197 | 0.19967 | 0 | 0
7686 | 1 | 0.00010276 | 0.00013727 | 0 | 0.0001821 | 0.00011416 | 0 | 0.22442 | 0 | 0.041484 | 0.21229 | 0 | 0
7687 | 1 | 0.00014196 | 0.0001349 | 0 | 0.0001586 | 0.00011416 | 0.026831 | 0.15358 | 0 | 0.17589 | 0.23246 | 0 | 0
7688 | 1 | 0.00016424 | 0.0001161 | 0 | 0.00014685 | 0.00011416 | 0.09029 | 0.10903 | 0 | 0.28474 | 0.23787 | 0 | 0.048393
7689 | 1 | 0.00017431 | 9.0616e-05 | 0 | 0.00016448 | 0.00011416 | 0.17547 | 0.089698 | 0 | 0.23246 | 0.24116 | 0 | 0.18119
7690 | 1 | 0.0001767 | 6.8885e-05 | 0 | 0.00018797 | 0.00011416 | 0.24361 | 0.14168 | 0 | 0.15793 | 0.22605 | 0 | 0.23701
7691 | 1 | 0.00018126 | 4.8582e-05 | 0 | 0.00020677 | 0.00011416 | 0.2862 | 0.18058 | 0 | 0.21669 | 0.23196 | 0 | 0.53247
7692 | 1 | 0.00018357 | 3.4464e-05 | 0 | 0.00018797 | 0.00011416 | 0.29472 | 0.19873 | 0 | 0.14562 | 0.2362 | 0 | 0.70554
7693 | 1 | 0.00017728 | 3.5689e-05 | 0 | 0.00019032 | 0.00011416 | 0.26959 | 0.19778 | 0 | 0.14132 | 0.23539 | 0 | 0.21932
7694 | 1 | 0.00017629 | 4.2544e-05 | 0 | 0.00021382 | 0.00011416 | 0.20273 | 0.21935 | 0 | 0.12251 | 0.23164 | 0 | 0
7695 | 1 | 0.00017273 | 5.8238e-05 | 0 | 0.00022322 | 0.00011416 | 0.10307 | 0.28854 | 0 | 0.10902 | 0.23787 | 0 | 0
7696 | 1 | 0.00017108 | 8.083e-05 | 0 | 0.00022322 | 0.00011416 | 0.032368 | 0.37612 | 0 | 0.12572 | 0.24892 | 0 | 0
7697 | 1 | 0.00017669 | 9.1608e-05 | 0 | 0.00016448 | 0.00011416 | 0.013629 | 0.42091 | 0 | 0.26762 | 0.2564 | 0 | 0
7698 | 1 | 0.0001866 | 9.3956e-05 | 0 | 0.00011748 | 0.00011416 | 0.013629 | 0.37306 | 0 | 0.2672 | 0.24955 | 0 | 0
7699 | 1 | 0.00018146 | 9.3883e-05 | 0 | 8.8113e-05 | 0.00011416 | 0 | 0.36469 | 0 | 0.099663 | 0.24572 | 0 | 0
7700 | 1 | 0.00016761 | 9.26e-05 | 0 | 5.8742e-05 | 0.00011416 | 0 | 0.40335 | 0 | 0.055228 | 0.2362 | 0 | 0
7701 | 1 | 0.00015481 | 9.0675e-05 | 0 | 3.7595e-05 | 0.00011416 | 0 | 0.33274 | 0 | 0.064755 | 0.21892 | 0 | 0
7702 | 1 | 0.00013675 | 9.1448e-05 | 0 | 2.3497e-05 | 0.00011416 | 0 | 0.33899 | 0 | 0.050506 | 0.20688 | 0 | 0
7703 | 1 | 0.00012859 | 9.0295e-05 | 0 | 9.3987e-06 | 0.00011416 | 0 | 0.34948 | 0 | 0.050675 | 0.20607 | 0 | 0
7704 | 1 | 0.000112 | 8.8997e-05 | 0 | 5.8742e-06 | 0.00011416 | 0 | 0.2447 | 0 | 0.043339 | 0.20977 | 0 | 0
7705 | 1 | 9.6472e-05 | 8.6897e-05 | 0 | 2.3497e-06 | 0.00011416 | 0 | 0.29373 | 0 | 0.048651 | 0.21058 | 0 | 0
7706 | 1 | 8.8738e-05 | 8.1559e-05 | 0 | 1.1748e-06 | 0.00011416 | 0 | 0.29974 | 0 | 0.046037 | 0.20995 | 0 | 0
7707 | 1 | 8.6343e-05 | 7.5798e-05 | 0 | 1.4098e-05 | 0.00011416 | 0 | 0.33545 | 0 | 0.046796 | 0.21257 | 0 | 0
7708 | 1 | 8.671e-05 | 7.2954e-05 | 0 | 3.7595e-05 | 0.00011416 | 0 | 0.3496 | 0 | 0.047723 | 0.21275 | 0 | 0
7709 | 1 | 8.7608e-05 | 7.4529e-05 | 0 | 9.3987e-05 | 0.00011416 | 0 | 0.28489 | 0 | 0.073693 | 0.2127 | 0 | 0
7710 | 1 | 0.00010871 | 7.5083e-05 | 0 | 0.0001821 | 0.00011416 | 0 | 0.26532 | 0 | 0.33921 | 0.22438 | 0 | 0
7711 | 1 | 0.00014619 | 7.5331e-05 | 0 | 0.0001586 | 0.00011416 | 0.031942 | 0.27287 | 0 | 0.35936 | 0.24287 | 0 | 0
7712 | 1 | 0.00017097 | 5.9827e-05 | 0 | 0.00014685 | 0.00011416 | 0.11499 | 0.44543 | 0 | 0.14646 | 0.24418 | 0 | 0.28213
7713 | 1 | 0.00017888 | 3.8096e-05 | 0 | 0.00016448 | 0.00011416 | 0.24872 | 0.59771 | 0 | 0.05371 | 0.24756 | 0 | 0.55764
7714 | 1 | 0.0001797 | 2.4109e-05 | 0 | 0.00018797 | 0.00011416 | 0.37394 | 0.80599 | 0 | 0.039207 | 0.24075 | 0 | 0.70652
7715 | 1 | 0.00018158 | 1.422e-05 | 0 | 0.00020677 | 0.00011416 | 0.45528 | 0.95356 | 0 | 0.037774 | 0.23669 | 0 | 0.76628
7716 | 1 | 0.00018162 | 9.4656e-06 | 0 | 0.00018797 | 0.00011416 | 0.4655 | 0.96004 | 0 | 0.038617 | 0.23841 | 0 | 0.75306
7717 | 1 | 0.00017429 | 1.0355e-05 | 0 | 0.00019032 | 0.00011416 | 0.40119 | 0.97407 | 0 | 0.044772 | 0.23638 | 0 | 0.68604
7718 | 1 | 0.0001732 | 1.8275e-05 | 0 | 0.00021382 | 0.00011416 | 0.28066 | 0.97324 | 0 | 0.053035 | 0.23471 | 0 | 0
7719 | 1 | 0.00017002 | 3.8329e-05 | 0 | 0.00022322 | 0.00011416 | 0.13842 | 0.8628 | 0 | 0.076897 | 0.23688 | 0 | 0
7720 | 1 | 0.00016623 | 7.3654e-05 | 0 | 0.00022322 | 0.00011416 | 0.040886 | 0.62506 | 0 | 0.26762 | 0.24098 | 0 | 0
7721 | 1 | 0.0001723 | 9.4452e-05 | 0 | 0.00016448 | 0.00011416 | 0.014055 | 0.46311 | 0 | 0.38162 | 0.25356 | 0 | 0
7722 | 1 | 0.00017529 | 0.00010701 | 0 | 0.00011748 | 0.00011416 | 0.013629 | 0.34736 | 0 | 0.23803 | 0.25492 | 0 | 0
7723 | 1 | 0.00017184 | 0.00011837 | 0 | 8.8113e-05 | 0.00011416 | 0 | 0.30516 | 0 | 0.10067 | 0.25144 | 0 | 0
7724 | 1 | 0.00016043 | 0.00012771 | 0 | 5.8742e-05 | 0.00011416 | 0 | 0.31388 | 0 | 0.057673 | 0.24202 | 0 | 0
7725 | 1 | 0.00014494 | 0.0001335 | 0 | 3.7595e-05 | 0.00011416 | 0 | 0.27487 | 0 | 0.050843 | 0.22091 | 0 | 0
7726 | 1 | 0.00012592 | 0.00013921 | 0 | 2.3497e-05 | 0.00011416 | 0 | 0.22878 | 0 | 0.069224 | 0.21216 | 0 | 0
7727 | 1 | 0.00011885 | 0.00014235 | 0 | 9.3987e-06 | 0.00011416 | 0 | 0.19154 | 0 | 0.052698 | 0.20995 | 0 | 0
7728 | 1 | 0.00010483 | 0.00014266 | 0 | 5.8742e-06 | 0.00011416 | 0 | 0.30398 | 0 | 0.050422 | 0.21008 | 0 | 0
7729 | 1 | 9.807e-05 | 0.00013993 | 0 | 2.3497e-06 | 0.00011416 | 0 | 0.32449 | 0 | 0.022766 | 0.21027 | 0 | 0
7730 | 1 | 8.8568e-05 | 0.00013749 | 0 | 1.1748e-06 | 0.00011416 | 0 | 0.36186 | 0 | 0.020742 | 0.21004 | 0 | 0
7731 | 1 | 8.4458e-05 | 0.0001364 | 0 | 1.4098e-05 | 0.00011416 | 0 | 0.30092 | 0 | 0.022175 | 0.2081 | 0 | 0
7732 | 1 | 8.0421e-05 | 0.00013726 | 0 | 3.7595e-05 | 0.00011416 | 0 | 0.30846 | 0 | 0.027909 | 0.20666 | 0 | 0
7733 | 1 | 8.5303e-05 | 0.00013921 | 0 | 9.3987e-05 | 0.00011416 | 0 | 0.37447 | 0 | 0.044519 | 0.20589 | 0 | 0
7734 | 1 | 0.00010752 | 0.00013923 | 0 | 0.0001821 | 0.00011416 | 0 | 0.44767 | 0 | 0.16804 | 0.21992 | 0 | 0
7735 | 1 | 0.000145 | 0.00013418 | 0 | 0.0001586 | 0.00011416 | 0.028109 | 0.41301 | 0 | 0.26712 | 0.23318 | 0 | 0
7736 | 1 | 0.00017413 | 0.00010765 | 0 | 0.00014685 | 0.00011416 | 0.10733 | 0.28065 | 0 | 0.29882 | 0.23137 | 0 | 0.25624
7737 | 1 | 0.0001797 | 7.5842e-05 | 0 | 0.00016448 | 0.00011416 | 0.2385 | 0.24069 | 0 | 0.31037 | 0.22749 | 0 | 0.53063
7738 | 1 | 0.00018197 | 5.3235e-05 | 0 | 0.00018797 | 0.00011416 | 0.36116 | 0.27322 | 0 | 0.32066 | 0.21865 | 0 | 0.40707
7739 | 1 | 0.00018413 | 3.7381e-05 | 0 | 0.00020677 | 0.00011416 | 0.43867 | 0.31294 | 0 | 0.22757 | 0.22172 | 0 | 0.54836
7740 | 1 | 0.00018544 | 2.8149e-05 | 0 | 0.00018797 | 0.00011416 | 0.44889 | 0.49635 | 0 | 0.23094 | 0.22037 | 0 | 0.15834
7741 | 1 | 0.00017783 | 3.0249e-05 | 0 | 0.00019032 | 0.00011416 | 0.38458 | 0.55033 | 0 | 0.21459 | 0.21947 | 0 | 0.58122
7742 | 1 | 0.00017611 | 3.7979e-05 | 0 | 0.00021382 | 0.00011416 | 0.26704 | 0.50389 | 0 | 0.10506 | 0.2201 | 0 | 0
7743 | 1 | 0.00017331 | 5.5787e-05 | 0 | 0.00022322 | 0.00011416 | 0.12905 | 0.43376 | 0 | 0.23027 | 0.22168 | 0 | 0
7744 | 1 | 0.00017246 | 7.9313e-05 | 0 | 0.00022322 | 0.00011416 | 0.037479 | 0.36044 | 0 | 0.36669 | 0.23227 | 0 | 0
7745 | 1 | 0.00018048 | 9.3139e-05 | 0 | 0.00016448 | 0.00011416 | 0.013629 | 0.31058 | 0 | 0.40885 | 0.23976 | 0 | 0
7746 | 1 | 0.00018923 | 9.9221e-05 | 0 | 0.00011748 | 0.00011416 | 0.013629 | 0.32968 | 0 | 0.37209 | 0.24247 | 0 | 0
7747 | 1 | 0.00018066 | 0.00010481 | 0 | 8.8113e-05 | 0.00011416 | 0 | 0.29939 | 0 | 0.26931 | 0.23845 | 0 | 0
7748 | 1 | 0.0001651 | 0.00010826 | 0 | 5.8742e-05 | 0.00011416 | 0 | 0.28135 | 0 | 0.2011 | 0.22091 | 0 | 0
7749 | 1 | 0.00015001 | 0.00010889 | 0 | 3.7595e-05 | 0.00011416 | 0 | 0.30198 | 0 | 0.073272 | 0.2072 | 0 | 0
7750 | 1 | 0.0001338 | 0.00010564 | 0 | 2.3497e-05 | 0.00011416 | 0 | 0.21924 | 0 | 0.036425 | 0.19903 | 0 | 0
7751 | 1 | 0.00012918 | 9.928e-05 | 0 | 9.3987e-06 | 0.00011416 | 0 | 0.33133 | 0 | 0.050422 | 0.20548 | 0 | 0
7752 | 1 | 0.00012197 | 9.1812e-05 | 0 | 5.8742e-06 | 0.00011416 | 0 | 0.50083 | 0 | 0.059191 | 0.20661 | 0 | 0
7753 | 1 | 0.00010157 | 8.7189e-05 | 0 | 2.3497e-06 | 0.00011416 | 0 | 0.62034 | 0 | 0.05 | 0.20797 | 0 | 0
7754 | 1 | 9.369e-05 | 8.4768e-05 | 0 | 1.1748e-06 | 0.00011416 | 0 | 0.72195 | 0 | 0.046712 | 0.20936 | 0 | 0
7755 | 1 | 8.9422e-05 | 8.3747e-05 | 0 | 1.4098e-05 | 0.00011416 | 0 | 0.71759 | 0 | 0.04941 | 0.21049 | 0 | 0
7756 | 1 | 8.5314e-05 | 8.678e-05 | 0 | 3.7595e-05 | 0.00011416 | 0 | 0.65028 | 0 | 0.051012 | 0.20639 | 0 | 0
7757 | 1 | 9.0258e-05 | 9.0602e-05 | 0 | 9.3987e-05 | 0.00011416 | 0 | 0.61928 | 0 | 0.047976 | 0.20287 | 0 | 0
7758 | 1 | 0.00011116 | 9.3139e-05 | 0 | 0.0001821 | 0.00011416 | 0 | 0.41785 | 0 | 0.14207 | 0.21446 | 0 | 0
7759 | 1 | 0.00014767 | 9.6786e-05 | 0 | 0.0001586 | 0.00011416 | 0.020869 | 0.16855 | 0 | 0.25717 | 0.23579 | 0 | 0
7760 | 1 | 0.00016928 | 9.5794e-05 | 0 | 0.00014685 | 0.00011416 | 0.070273 | 0.18588 | 0 | 0.22681 | 0.24391 | 0 | 0
7761 | 1 | 0.0001783 | 9.5065e-05 | 0 | 0.00016448 | 0.00011416 | 0.14949 | 0.26238 | 0 | 0.25742 | 0.2486 | 0 | 0.024447
7762 | 1 | 0.00017674 | 9.4117e-05 | 0 | 0.00018797 | 0.00011416 | 0.2121 | 0.24658 | 0 | 0.27066 | 0.24707 | 0 | 0.025495
7763 | 1 | 0.0001752 | 9.1681e-05 | 0 | 0.00020677 | 0.00011416 | 0.24702 | 0.19814 | 0 | 0.29848 | 0.24743 | 0 | 0.2256
7764 | 1 | 0.00017599 | 9.0033e-05 | 0 | 0.00018797 | 0.00011416 | 0.23978 | 0.17291 | 0 | 0.31037 | 0.23872 | 0 | 0.0023846
7765 | 1 | 0.00016947 | 9.2119e-05 | 0 | 0.00019032 | 0.00011416 | 0.19463 | 0.05363 | 0 | 0.3344 | 0.23083 | 0 | 0
7766 | 1 | 0.00016478 | 9.7194e-05 | 0 | 0.00021382 | 0.00011416 | 0.13245 | 0.010137 | 0 | 0.3215 | 0.22952 | 0 | 0
7767 | 1 | 0.00015971 | 0.00010701 | 0 | 0.00022322 | 0.00011416 | 0.068143 | 0.019331 | 0 | 0.31956 | 0.23503 | 0 | 0
7768 | 1 | 0.00015924 | 0.00011637 | 0 | 0.00022322 | 0.00011416 | 0.025128 | 0.082273 | 0 | 0.28524 | 0.24883 | 0 | 0
7769 | 1 | 0.00016698 | 0.00011999 | 0 | 0.00016448 | 0.00011416 | 0.013629 | 0.13791 | 0 | 0.26535 | 0.25586 | 0 | 0
7770 | 1 | 0.00017559 | 0.00012155 | 0 | 0.00011748 | 0.00011416 | 0.013629 | 0.12588 | 0 | 0.25295 | 0.26303 | 0 | 0
7771 | 1 | 0.00016692 | 0.00012353 | 0 | 8.8113e-05 | 0.00011416 | 0 | 0.11268 | 0 | 0.24427 | 0.26479 | 0 | 0
7772 | 1 | 0.00015094 | 0.00012718 | 0 | 5.8742e-05 | 0.00011416 | 0 | 0.094767 | 0 | 0.1683 | 0.26425 | 0 | 0
7773 | 1 | 0.00013646 | 0.00013148 | 0 | 3.7595e-05 | 0.00011416 | 0 | 0.10585 | 0 | 0.096374 | 0.27201 | 0 | 0
7774 | 1 | 0.00012321 | 0.00014018 | 0 | 2.3497e-05 | 0.00011416 | 0 | 0.080622 | 0 | 0.081788 | 0.27485 | 0 | 0
7775 | 1 | 0.0001178 | 0.00015138 | 0 | 9.3987e-06 | 0.00011416 | 0 | 0.14038 | 0 | 0.025295 | 0.27377 | 0 | 0
7776 | 1 | 0.00010352 | 0.00016024 | 0 | 5.8742e-06 | 0.00011416 | 0 | 0.40123 | 0 | 0.024452 | 0.26276 | 0 | 0
7777 | 1 | 9.7438e-05 | 0.00017159 | 0 | 2.3497e-06 | 0.00011416 | 0 | 0.51591 | 0 | 0.020911 | 0.26317 | 0 | 0
7778 | 1 | 8.6338e-05 | 0.00018039 | 0 | 1.1748e-06 | 0.00011416 | 0 | 0.5917 | 0 | 0.044772 | 0.26028 | 0 | 0
7779 | 1 | 7.6343e-05 | 0.00018631 | 0 | 1.4098e-05 | 0.00011416 | 0 | 0.75872 | 0 | 0.041737 | 0.26836 | 0 | 0
7780 | 1 | 6.8486e-05 | 0.00018995 | 0 | 3.7595e-05 | 0.00011416 | 0 | 0.72218 | 0 | 0.048735 | 0.26529 | 0 | 0
7781 | 1 | 6.7893e-05 | 0.0001941 | 0 | 9.3987e-05 | 0.00011416 | 0 | 0.62624 | 0 | 0.053626 | 0.26809 | 0 | 0
7782 | 1 | 7.5127e-05 | 0.00019843 | 0 | 0.0001821 | 0.00011416 | 0 | 0.56565 | 0 | 0.051012 | 0.27873 | 0 | 0
7783 | 1 | 8.8176e-05 | 0.00020308 | 0 | 0.0001586 | 0.00011416 | 0.017888 | 0.36398 | 0 | 0.035835 | 0.29104 | 0 | 0
7784 | 1 | 0.00010633 | 0.00020011 | 0 | 0.00014685 | 0.00011416 | 0.05494 | 0.30316 | 0 | 0.045447 | 0.30845 | 0 | 0
7785 | 1 | 0.00012003 | 0.00019329 | 0 | 0.00016448 | 0.00011416 | 0.11755 | 0.22454 | 0 | 0.080101 | 0.32252 | 0 | 0
7786 | 1 | 0.00012872 | 0.00018672 | 0 | 0.00018797 | 0.00011416 | 0.17802 | 0.14545 | 0 | 0.11223 | 0.32866 | 0 | 0
7787 | 1 | 0.00013346 | 0.00018142 | 0 | 0.00020677 | 0.00011416 | 0.22956 | 0.10514 | 0 | 0.15632 | 0.33687 | 0 | 0
7788 | 1 | 0.00013452 | 0.00017896 | 0 | 0.00018797 | 0.00011416 | 0.25383 | 0.10137 | 0 | 0.15582 | 0.32911 | 0 | 0
7789 | 1 | 0.00012806 | 0.0001812 | 0 | 0.00019032 | 0.00011416 | 0.22743 | 0.098892 | 0 | 0.12715 | 0.32212 | 0 | 0
7790 | 1 | 0.00012237 | 0.00018745 | 0 | 0.00021382 | 0.00011416 | 0.16738 | 0.10325 | 0 | 0.082462 | 0.32812 | 0 | 0
7791 | 1 | 0.00011898 | 0.00019749 | 0 | 0.00022322 | 0.00011416 | 0.083475 | 0.069071 | 0 | 0.090641 | 0.33375 | 0 | 0
7792 | 1 | 0.00011979 | 0.00020919 | 0 | 0.00022322 | 0.00011416 | 0.026405 | 0.099835 | 0 | 0.063912 | 0.35549 | 0 | 0
7793 | 1 | 0.00012928 | 0.00021484 | 0 | 0.00016448 | 0.00011416 | 0.013629 | 0.10502 | 0 | 0.13364 | 0.36059 | 0 | 0
7794 | 1 | 0.00013755 | 0.00021905 | 0 | 0.00011748 | 0.00011416 | 0.013629 | 0.15075 | 0 | 0.17277 | 0.36591 | 0 | 0
7795 | 1 | 0.00012915 | 0.00022435 | 0 | 8.8113e-05 | 0.00011416 | 0 | 0.19778 | 0 | 0.15025 | 0.36244 | 0 | 0
7796 | 1 | 0.00011599 | 0.00022916 | 0 | 5.8742e-05 | 0.00011416 | 0 | 0.21157 | 0 | 0.10641 | 0.34683 | 0 | 0
7797 | 1 | 0.00010808 | 0.00023386 | 0 | 3.7595e-05 | 0.00011416 | 0 | 0.1847 | 0 | 0.082125 | 0.33001 | 0 | 0
7798 | 1 | 9.4649e-05 | 0.00023762 | 0 | 2.3497e-05 | 0.00011416 | 0 | 0.25778 | 0 | 0.092833 | 0.31828 | 0 | 0
7799 | 1 | 9.5834e-05 | 0.00024033 | 0 | 9.3987e-06 | 0.00011416 | 0 | 0.32331 | 0 | 0.085835 | 0.31202 | 0 | 0
7800 | 1 | 8.2745e-05 | 0.00024434 | 0 | 5.8742e-06 | 0.00011416 | 0 | 0.33805 | 0 | 0.098229 | 0.30615 | 0 | 0
7801 | 1 | 7.3733e-05 | 0.00025058 | 0 | 2.3497e-06 | 0.00011416 | 0 | 0.33157 | 0 | 0.092833 | 0.30755 | 0 | 0
7802 | 1 | 6.4881e-05 | 0.00025241 | 0 | 1.1748e-06 | 0.00011416 | 0 | 0.34913 | 0 | 0.098145 | 0.30787 | 0 | 0
7803 | 1 | 6.1525e-05 | 0.00025082 | 0 | 1.4098e-05 | 0.00011416 | 0 | 0.35997 | 0 | 0.095531 | 0.30358 | 0 | 0
7804 | 1 | 5.6509e-05 | 0.00024943 | 0 | 3.7595e-05 | 0.00011416 | 0 | 0.41973 | 0 | 0.095868 | 0.30119 | 0 | 0
7805 | 1 | 5.6001e-05 | 0.00024879 | 0 | 9.3987e-05 | 0.00011416 | 0 | 0.45179 | 0 | 0.075464 | 0.29461 | 0 | 0
7806 | 1 | 5.9677e-05 | 0.0002491 | 0 | 0.0001821 | 0.00011416 | 0 | 0.37871 | 0 | 0.081956 | 0.29975 | 0 | 0
7807 | 1 | 6.3836e-05 | 0.00024898 | 0 | 0.0001586 | 0.00011416 | 0.015332 | 0.38272 | 0 | 0.070405 | 0.30588 | 0 | 0
7808 | 1 | 7.7177e-05 | 0.00024374 | 0 | 0.00014685 | 0.00011416 | 0.04983 | 0.45285 | 0 | 0.0914 | 0.31413 | 0 | 0
7809 | 1 | 9.0329e-05 | 0.00023245 | 0 | 0.00016448 | 0.00011416 | 0.10988 | 0.4736 | 0 | 0.068212 | 0.32419 | 0 | 0
7810 | 1 | 0.00010152 | 0.0002227 | 0 | 0.00018797 | 0.00011416 | 0.16269 | 0.47702 | 0 | 0.073272 | 0.33826 | 0 | 0.008658
7811 | 1 | 0.00011108 | 0.00021492 | 0 | 0.00020677 | 0.00011416 | 0.19847 | 0.55776 | 0 | 0.072175 | 0.34345 | 0 | 0
7812 | 1 | 0.00011716 | 0.00020938 | 0 | 0.00018797 | 0.00011416 | 0.21167 | 0.6029 | 0 | 0.075295 | 0.34323 | 0 | 0.002418
7813 | 1 | 0.00011023 | 0.00020576 | 0 | 0.00019032 | 0.00011416 | 0.19123 | 0.55752 | 0 | 0.076138 | 0.33051 | 0 | 0
7814 | 1 | 0.00010388 | 0.0002068 | 0 | 0.00021382 | 0.00011416 | 0.13756 | 0.50919 | 0 | 0.068971 | 0.32334 | 0 | 0
7815 | 1 | 9.9421e-05 | 0.00021538 | 0 | 0.00022322 | 0.00011416 | 0.068569 | 0.49611 | 0 | 0.069899 | 0.32284 | 0 | 0
7816 | 1 | 9.9173e-05 | 0.00023151 | 0 | 0.00022322 | 0.00011416 | 0.024702 | 0.46853 | 0 | 0.085076 | 0.33768 | 0 | 0
7817 | 1 | 0.00011001 | 0.00023972 | 0 | 0.00016448 | 0.00011416 | 0.013629 | 0.35868 | 0 | 0.21476 | 0.35013 | 0 | 0
7818 | 1 | 0.00011985 | 0.0002443 | 0 | 0.00011748 | 0.00011416 | 0.013629 | 0.32544 | 0 | 0.2774 | 0.35351 | 0 | 0
7819 | 1 | 0.00011955 | 0.00024908 | 0 | 8.8113e-05 | 0.00011416 | 0 | 0.29927 | 0 | 0.15506 | 0.34873 | 0 | 0
7820 | 1 | 0.00011522 | 0.00025373 | 0 | 5.8742e-05 | 0.00011416 | 0 | 0.32862 | 0 | 0.087943 | 0.34521 | 0 | 0
7821 | 1 | 0.0001066 | 0.00025831 | 0 | 3.7595e-05 | 0.00011416 | 0 | 0.37105 | 0 | 0.069899 | 0.33664 | 0 | 0
7822 | 1 | 9.5602e-05 | 0.00026259 | 0 | 2.3497e-05 | 0.00011416 | 0 | 0.34194 | 0 | 0.15961 | 0.33227 | 0 | 0
7823 | 1 | 9.5449e-05 | 0.00026835 | 0 | 9.3987e-06 | 0.00011416 | 0 | 0.27145 | 0 | 0.099325 | 0.32789 | 0 | 0
7824 | 1 | 8.4501e-05 | 0.00027379 | 0 | 5.8742e-06 | 0.00011416 | 0 | 0.29314 | 0 | 0.084401 | 0.32343 | 0 | 0
7825 | 1 | 7.8112e-05 | 0.00027717 | 0 | 2.3497e-06 | 0.00011416 | 0 | 0.28206 | 0 | 0.079764 | 0.3241 | 0 | 0
7826 | 1 | 6.94e-05 | 0.00027987 | 0 | 1.1748e-06 | 0.00011416 | 0 | 0.24175 | 0 | 0.10379 | 0.31995 | 0 | 0
7827 | 1 | 6.5257e-05 | 0.00028166 | 0 | 1.4098e-05 | 0.00011416 | 0 | 0.20592 | 0 | 0.10708 | 0.31535 | 0 | 0
7828 | 1 | 6.2759e-05 | 0.00028285 | 0 | 3.7595e-05 | 0.00011416 | 0 | 0.16266 | 0 | 0.11341 | 0.31102 | 0 | 0
7829 | 1 | 7.2686e-05 | 0.00028194 | 0 | 9.3987e-05 | 0.00011416 | 0 | 0.095356 | 0 | 0.087858 | 0.30539 | 0 | 0
7830 | 1 | 9.4567e-05 | 0.00028067 | 0 | 0.0001821 | 0.00011416 | 0 | 0.077793 | 0 | 0.17766 | 0.32171 | 0 | 0
7831 | 1 | 0.00012774 | 0.00027853 | 0 | 0.0001586 | 0.00011416 | 0.016184 | 0.092291 | 0 | 0.3113 | 0.34498 | 0 | 0
7832 | 1 | 0.00016318 | 0.00025551 | 0 | 0.00014685 | 0.00011416 | 0.056218 | 0.10879 | 0 | 0.30565 | 0.34638 | 0 | 0.051458
7833 | 1 | 0.00016778 | 0.00022992 | 0 | 0.00016448 | 0.00011416 | 0.14012 | 0.1128 | 0 | 0.31366 | 0.3476 | 0 | 0.083571
7834 | 1 | 0.00017413 | 0.00020976 | 0 | 0.00018797 | 0.00011416 | 0.22359 | 0.089227 | 0 | 0.35919 | 0.32365 | 0 | 0.08151
7835 | 1 | 0.00017277 | 0.00019846 | 0 | 0.00020677 | 0.00011416 | 0.27215 | 0.12942 | 0 | 0.39604 | 0.31459 | 0 | 0.077777
7836 | 1 | 0.00017202 | 0.00019369 | 0 | 0.00018797 | 0.00011416 | 0.27896 | 0.25778 | 0 | 0.34975 | 0.31305 | 0 | 0.094837
7837 | 1 | 0.00016668 | 0.00019366 | 0 | 0.00019032 | 0.00011416 | 0.23935 | 0.27617 | 0 | 0.36998 | 0.31395 | 0 | 0.033161
7838 | 1 | 0.00016826 | 0.00019898 | 0 | 0.00021382 | 0.00011416 | 0.16227 | 0.26473 | 0 | 0.32909 | 0.31355 | 0 | 0
7839 | 1 | 0.00016879 | 0.00021739 | 0 | 0.00022322 | 0.00011416 | 0.075383 | 0.2995 | 0 | 0.32867 | 0.31107 | 0 | 0
7840 | 1 | 0.00016483 | 0.00025147 | 0 | 0.00022322 | 0.00011416 | 0.024702 | 0.23185 | 0 | 0.27757 | 0.33087 | 0 | 0
7841 | 1 | 0.00017028 | 0.00026349 | 0 | 0.00016448 | 0.00011416 | 0.013629 | 0.24953 | 0 | 0.38794 | 0.32667 | 0 | 0
7842 | 1 | 0.00017678 | 0.00026838 | 0 | 0.00011748 | 0.00011416 | 0.013629 | 0.27522 | 0 | 0.26965 | 0.31955 | 0 | 0
7843 | 1 | 0.00017126 | 0.00027227 | 0 | 8.8113e-05 | 0.00011416 | 0 | 0.2962 | 0 | 0.22572 | 0.31192 | 0 | 0
7844 | 1 | 0.00015963 | 0.00027603 | 0 | 5.8742e-05 | 0.00011416 | 0 | 0.32096 | 0 | 0.11197 | 0.29524 | 0 | 0
7845 | 1 | 0.00014189 | 0.00028073 | 0 | 3.7595e-05 | 0.00011416 | 0 | 0.39486 | 0 | 0.086003 | 0.29095 | 0 | 0
7846 | 1 | 0.00012412 | 0.00028347 | 0 | 2.3497e-05 | 0.00011416 | 0 | 0.27546 | 0 | 0.11644 | 0.2914 | 0 | 0
7847 | 1 | 0.0001207 | 0.00028512 | 0 | 9.3987e-06 | 0.00011416 | 0 | 0.19083 | 0 | 0.098398 | 0.28676 | 0 | 0
7848 | 1 | 0.00010795 | 0.00028614 | 0 | 5.8742e-06 | 0.00011416 | 0 | 0.16466 | 0 | 0.12352 | 0.28653 | 0 | 0
7849 | 1 | 9.56e-05 | 0.00028729 | 0 | 2.3497e-06 | 0.00011416 | 0 | 0.15606 | 0 | 0.12251 | 0.28518 | 0 | 0
7850 | 1 | 8.8844e-05 | 0.00028928 | 0 | 1.1748e-06 | 0.00011416 | 0 | 0.10455 | 0 | 0.11914 | 0.2841 | 0 | 0
7851 | 1 | 8.5457e-05 | 0.00029117 | 0 | 1.4098e-05 | 0.00011416 | 0 | 0.047148 | 0 | 0.13912 | 0.279 | 0 | 0
7852 | 1 | 8.184e-05 | 0.00029276 | 0 | 3.7595e-05 | 0.00011416 | 0 | 0.021452 | 0 | 0.12901 | 0.27454 | 0 | 0
7853 | 1 | 8.716e-05 | 0.00029405 | 0 | 9.3987e-05 | 0.00011416 | 0 | 0.0077793 | 0 | 0.11214 | 0.27314 | 0 | 0
7854 | 1 | 0.00010335 | 0.00029469 | 0 | 0.0001821 | 0.00011416 | 0 | 0.0058934 | 0 | 0.2043 | 0.29032 | 0 | 0
7855 | 1 | 0.00013519 | 0.00029481 | 0 | 0.0001586 | 0.00011416 | 0.017888 | 0.0053041 | 0 | 0.28103 | 0.30827 | 0 | 0
7856 | 1 | 0.00015741 | 0.00027461 | 0 | 0.00014685 | 0.00011416 | 0.063884 | 0.0048326 | 0 | 0.35084 | 0.30078 | 0 | 0.046499
7857 | 1 | 0.00016896 | 0.00024052 | 0 | 0.00016448 | 0.00011416 | 0.15886 | 0.0035361 | 0 | 0.23761 | 0.28892 | 0 | 0.15463
7858 | 1 | 0.00017151 | 0.00021163 | 0 | 0.00018797 | 0.00011416 | 0.25596 | 0.0028288 | 0 | 0.25691 | 0.28243 | 0 | 0.24084
7859 | 1 | 0.00017456 | 0.00019827 | 0 | 0.00020677 | 0.00011416 | 0.32496 | 0.0048326 | 0 | 0.26492 | 0.27675 | 0 | 0.20108
7860 | 1 | 0.00017074 | 0.00019178 | 0 | 0.00018797 | 0.00011416 | 0.34455 | 0.011198 | 0 | 0.18187 | 0.27995 | 0 | 0.22037
7861 | 1 | 0.00016607 | 0.00019083 | 0 | 0.00019032 | 0.00011416 | 0.29983 | 0.018741 | 0 | 0.19427 | 0.28333 | 0 | 0.14792
7862 | 1 | 0.00015761 | 0.00019678 | 0 | 0.00021382 | 0.00011416 | 0.20528 | 0.028289 | 0 | 0.193 | 0.28969 | 0 | 0
7863 | 1 | 0.00015378 | 0.00022378 | 0 | 0.00022322 | 0.00011416 | 0.094549 | 0.051627 | 0 | 0.24469 | 0.28919 | 0 | 0
7864 | 1 | 0.00015828 | 0.00026393 | 0 | 0.00022322 | 0.00011416 | 0.027683 | 0.11009 | 0 | 0.27268 | 0.30647 | 0 | 0
7865 | 1 | 0.00016542 | 0.00027733 | 0 | 0.00016448 | 0.00011416 | 0.013629 | 0.20686 | 0 | 0.31526 | 0.31211 | 0 | 0
7866 | 1 | 0.0001722 | 0.00028346 | 0 | 0.00011748 | 0.00011416 | 0.013629 | 0.29326 | 0 | 0.27707 | 0.3112 | 0 | 0
7867 | 1 | 0.00016774 | 0.0002868 | 0 | 8.8113e-05 | 0.00011416 | 0 | 0.32921 | 0 | 0.19781 | 0.30561 | 0 | 0
7868 | 1 | 0.00015461 | 0.00028884 | 0 | 5.8742e-05 | 0.00011416 | 0 | 0.35066 | 0 | 0.1989 | 0.28978 | 0 | 0
7869 | 1 | 0.00013171 | 0.00028963 | 0 | 3.7595e-05 | 0.00011416 | 0 | 0.38355 | 0 | 0.21771 | 0.26998 | 0 | 0
7870 | 1 | 0.00011377 | 0.00029026 | 0 | 2.3497e-05 | 0.00011416 | 0 | 0.34913 | 0 | 0.099157 | 0.25803 | 0 | 0
7871 | 1 | 0.00011712 | 0.00029131 | 0 | 9.3987e-06 | 0.00011416 | 0 | 0.32815 | 0 | 0.10953 | 0.25798 | 0 | 0
7872 | 1 | 0.00011044 | 0.00029266 | 0 | 5.8742e-06 | 0.00011416 | 0 | 0.32626 | 0 | 0.12142 | 0.25365 | 0 | 0
7873 | 1 | 0.00010307 | 0.00029329 | 0 | 2.3497e-06 | 0.00011416 | 0 | 0.36233 | 0 | 0.11391 | 0.25528 | 0 | 0
7874 | 1 | 9.3025e-05 | 0.00029269 | 0 | 1.1748e-06 | 0.00011416 | 0 | 0.41101 | 0 | 0.10565 | 0.25618 | 0 | 0
7875 | 1 | 8.9732e-05 | 0.00029097 | 0 | 1.4098e-05 | 0.00011416 | 0 | 0.44401 | 0 | 0.1113 | 0.25604 | 0 | 0
7876 | 1 | 8.6665e-05 | 0.00028938 | 0 | 3.7595e-05 | 0.00011416 | 0 | 0.47478 | 0 | 0.10902 | 0.2518 | 0 | 0
7877 | 1 | 9.0119e-05 | 0.00028687 | 0 | 9.3987e-05 | 0.00011416 | 0 | 0.45427 | 0 | 0.099663 | 0.25248 | 0 | 0
7878 | 1 | 0.00011206 | 0.00028474 | 0 | 0.0001821 | 0.00011416 | 0 | 0.40901 | 0 | 0.13465 | 0.26994 | 0 | 0
7879 | 1 | 0.00014746 | 0.00028193 | 0 | 0.0001586 | 0.00011416 | 0.01448 | 0.43458 | 0 | 0.30295 | 0.29294 | 0 | 0
7880 | 1 | 0.00017141 | 0.00026669 | 0 | 0.00014685 | 0.00011416 | 0.043441 | 0.43741 | 0 | 0.35565 | 0.30322 | 0 | 0.16471
7881 | 1 | 0.00018234 | 0.00024357 | 0 | 0.00016448 | 0.00011416 | 0.10179 | 0.4017 | 0 | 0.2731 | 0.29461 | 0 | 0.13429
7882 | 1 | 0.00018462 | 0.00022328 | 0 | 0.00018797 | 0.00011416 | 0.16014 | 0.40653 | 0 | 0.27074 | 0.29316 | 0 | 0.05333
7883 | 1 | 0.0001857 | 0.00020897 | 0 | 0.00020677 | 0.00011416 | 0.20102 | 0.44554 | 0 | 0.41855 | 0.29059 | 0 | 0.015778
7884 | 1 | 0.00018158 | 0.00020234 | 0 | 0.00018797 | 0.00011416 | 0.21167 | 0.50389 | 0 | 0.3661 | 0.28423 | 0 | 0.0098614
7885 | 1 | 0.00017254 | 0.00020275 | 0 | 0.00019032 | 0.00011416 | 0.18569 | 0.48986 | 0 | 0.41965 | 0.28099 | 0 | 0
7886 | 1 | 0.0001707 | 0.00021017 | 0 | 0.00021382 | 0.00011416 | 0.13032 | 0.3529 | 0 | 0.4403 | 0.27499 | 0 | 0
7887 | 1 | 0.00017257 | 0.00022538 | 0 | 0.00022322 | 0.00011416 | 0.063458 | 0.23373 | 0 | 0.386 | 0.28383 | 0 | 0
7888 | 1 | 0.00017726 | 0.00024309 | 0 | 0.00022322 | 0.00011416 | 0.022572 | 0.17433 | 0 | 0.27083 | 0.28992 | 0 | 0
7889 | 1 | 0.00018488 | 0.00025013 | 0 | 0.00016448 | 0.00011416 | 0.013629 | 0.16278 | 0 | 0.36922 | 0.30083 | 0 | 0
7890 | 1 | 0.00019443 | 0.00025328 | 0 | 0.00011748 | 0.00011416 | 0.013629 | 0.18435 | 0 | 0.31501 | 0.29587 | 0 | 0
7891 | 1 | 0.00018296 | 0.00025551 | 0 | 8.8113e-05 | 0.00011416 | 0 | 0.14887 | 0 | 0.35034 | 0.29167 | 0 | 0
7892 | 1 | 0.00016797 | 0.00025753 | 0 | 5.8742e-05 | 0.00011416 | 0 | 0.10467 | 0 | 0.22445 | 0.29578 | 0 | 0
7893 | 1 | 0.00015648 | 0.00025906 | 0 | 3.7595e-05 | 0.00011416 | 0 | 0.068364 | 0 | 0.10573 | 0.28108 | 0 | 0
7894 | 1 | 0.00013743 | 0.00025926 | 0 | 2.3497e-05 | 0.00011416 | 0 | 0.045026 | 0 | 0.1231 | 0.26646 | 0 | 0
7895 | 1 | 0.00013432 | 0.0002584 | 0 | 9.3987e-06 | 0.00011416 | 0 | 0.029939 | 0 | 0.12513 | 0.26416 | 0 | 0
7896 | 1 | 0.00011936 | 0.00025788 | 0 | 5.8742e-06 | 0.00011416 | 0 | 0.015794 | 0 | 0.1516 | 0.25722 | 0 | 0
7897 | 1 | 0.00010939 | 0.00025839 | 0 | 2.3497e-06 | 0.00011416 | 0 | 0.0082508 | 0 | 0.14191 | 0.25392 | 0 | 0
7898 | 1 | 0.00010077 | 0.00025976 | 0 | 1.1748e-06 | 0.00011416 | 0 | 0.0091938 | 0 | 0.12934 | 0.25947 | 0 | 0
7899 | 1 | 9.6258e-05 | 0.00026123 | 0 | 1.4098e-05 | 0.00011416 | 0 | 0.013083 | 0 | 0.10565 | 0.25992 | 0 | 0
7900 | 1 | 9.18e-05 | 0.00026224 | 0 | 3.7595e-05 | 0.00011416 | 0 | 0.012966 | 0 | 0.10329 | 0.25257 | 0 | 0
7901 | 1 | 9.4945e-05 | 0.00026349 | 0 | 9.3987e-05 | 0.00011416 | 0 | 0.023574 | 0 | 0.14334 | 0.25185 | 0 | 0
7902 | 1 | 0.00011809 | 0.00026429 | 0 | 0.0001821 | 0.00011416 | 0 | 0.047737 | 0 | 0.17926 | 0.2592 | 0 | 0
7903 | 1 | 0.00015154 | 0.00026389 | 0 | 0.0001586 | 0.00011416 | 0.01448 | 0.073432 | 0 | 0.37774 | 0.28536 | 0 | 0
7904 | 1 | 0.00017373 | 0.00025531 | 0 | 0.00014685 | 0.00011416 | 0.043015 | 0.096535 | 0 | 0.39132 | 0.28721 | 0 | 0
7905 | 1 | 0.00018108 | 0.00024147 | 0 | 0.00016448 | 0.00011416 | 0.098808 | 0.13025 | 0 | 0.43971 | 0.27977 | 0 | 0.14363
7906 | 1 | 0.00018359 | 0.0002292 | 0 | 0.00018797 | 0.00011416 | 0.15503 | 0.20769 | 0 | 0.38887 | 0.28955 | 0 | 0.00897
7907 | 1 | 0.00018533 | 0.0002199 | 0 | 0.00020677 | 0.00011416 | 0.19463 | 0.28571 | 0 | 0.42201 | 0.26709 | 0 | 0
7908 | 1 | 0.00018527 | 0.00021342 | 0 | 0.00018797 | 0.00011416 | 0.20273 | 0.34182 | 0 | 0.39359 | 0.27345 | 0 | 0
7909 | 1 | 0.00017958 | 0.00021066 | 0 | 0.00019032 | 0.00011416 | 0.17547 | 0.40665 | 0 | 0.35734 | 0.26606 | 0 | 0
7910 | 1 | 0.00017933 | 0.00021301 | 0 | 0.00021382 | 0.00011416 | 0.12436 | 0.52511 | 0 | 0.29148 | 0.26745 | 0 | 0
7911 | 1 | 0.00017665 | 0.00022524 | 0 | 0.00022322 | 0.00011416 | 0.063884 | 0.62117 | 0 | 0.28659 | 0.27801 | 0 | 0
7912 | 1 | 0.00017563 | 0.00024354 | 0 | 0.00022322 | 0.00011416 | 0.022572 | 0.69154 | 0 | 0.32867 | 0.28847 | 0 | 0
7913 | 1 | 0.00018347 | 0.00024943 | 0 | 0.00016448 | 0.00011416 | 0.013629 | 0.75377 | 0 | 0.33954 | 0.29821 | 0 | 0
7914 | 1 | 0.00018871 | 0.00025258 | 0 | 0.00011748 | 0.00011416 | 0.013629 | 0.75542 | 0 | 0.33609 | 0.29803 | 0 | 0
7915 | 1 | 0.00018278 | 0.00025592 | 0 | 8.8113e-05 | 0.00011416 | 0 | 0.7124 | 0 | 0.30236 | 0.29222 | 0 | 0
7916 | 1 | 0.00016893 | 0.00025706 | 0 | 5.8742e-05 | 0.00011416 | 0 | 0.67209 | 0 | 0.32614 | 0.28924 | 0 | 0
7917 | 1 | 0.00015647 | 0.00025791 | 0 | 3.7595e-05 | 0.00011416 | 0 | 0.66914 | 0 | 0.086847 | 0.27747 | 0 | 0
7918 | 1 | 0.00014106 | 0.00025804 | 0 | 2.3497e-05 | 0.00011416 | 0 | 0.67232 | 0 | 0.099916 | 0.25816 | 0 | 0
7919 | 1 | 0.00013157 | 0.00025826 | 0 | 9.3987e-06 | 0.00011416 | 0 | 0.64734 | 0 | 0.095363 | 0.25311 | 0 | 0
7920 | 1 | 0.00012207 | 0.00025878 | 0 | 5.8742e-06 | 0.00011416 | 0 | 0.66148 | 0 | 0.082462 | 0.24495 | 0 | 0
7921 | 1 | 0.00010619 | 0.00026039 | 0 | 2.3497e-06 | 0.00011416 | 0 | 0.68588 | 0 | 0.075126 | 0.24084 | 0 | 0
7922 | 1 | 9.7118e-05 | 0.00026215 | 0 | 1.1748e-06 | 0.00011416 | 0 | 0.68847 | 0 | 0.097555 | 0.24102 | 0 | 0
7923 | 1 | 9.3026e-05 | 0.0002637 | 0 | 1.4098e-05 | 0.00011416 | 0 | 0.70992 | 0 | 0.1011 | 0.23669 | 0 | 0
7924 | 1 | 8.8867e-05 | 0.00026524 | 0 | 3.7595e-05 | 0.00011416 | 0 | 0.74222 | 0 | 0.10126 | 0.23435 | 0 | 0
7925 | 1 | 9.1999e-05 | 0.00026797 | 0 | 9.3987e-05 | 0.00011416 | 0 | 0.6814 | 0 | 0.088786 | 0.23692 | 0 | 0
7926 | 1 | 0.00011361 | 0.00027043 | 0 | 0.0001821 | 0.00011416 | 0 | 0.61858 | 0 | 0.14941 | 0.24973 | 0 | 0
7927 | 1 | 0.00014742 | 0.00027132 | 0 | 0.0001586 | 0.00011416 | 0.015758 | 0.593 | 0 | 0.20405 | 0.26385 | 0 | 0
7928 | 1 | 0.00017032 | 0.00025636 | 0 | 0.00014685 | 0.00011416 | 0.054089 | 0.54161 | 0 | 0.19064 | 0.27183 | 0 | 0
7929 | 1 | 0.00018014 | 0.00023247 | 0 | 0.00016448 | 0.00011416 | 0.12819 | 0.41973 | 0 | 0.27015 | 0.27408 | 0 | 0.015321
7930 | 1 | 0.00018175 | 0.00021405 | 0 | 0.00018797 | 0.00011416 | 0.20017 | 0.38378 | 0 | 0.21821 | 0.2721 | 0 | 0
7931 | 1 | 0.00018259 | 0.00020397 | 0 | 0.00020677 | 0.00011416 | 0.24446 | 0.32261 | 0 | 0.25245 | 0.26782 | 0 | 0
7932 | 1 | 0.00018155 | 0.00019949 | 0 | 0.00018797 | 0.00011416 | 0.25341 | 0.26874 | 0 | 0.30211 | 0.25938 | 0 | 0
7933 | 1 | 0.00017448 | 0.0001999 | 0 | 0.00019032 | 0.00011416 | 0.22019 | 0.20462 | 0 | 0.28465 | 0.25302 | 0 | 0
7934 | 1 | 0.00017087 | 0.00020584 | 0 | 0.00021382 | 0.00011416 | 0.15247 | 0.15842 | 0 | 0.28162 | 0.25203 | 0 | 0
7935 | 1 | 0.00016613 | 0.00022273 | 0 | 0.00022322 | 0.00011416 | 0.070698 | 0.12529 | 0 | 0.27024 | 0.26276 | 0 | 0
7936 | 1 | 0.00016072 | 0.00024892 | 0 | 0.00022322 | 0.00011416 | 0.022998 | 0.13296 | 0 | 0.30051 | 0.28554 | 0 | 0
7937 | 1 | 0.00016821 | 0.00025845 | 0 | 0.00016448 | 0.00011416 | 0.013629 | 0.12718 | 0 | 0.28381 | 0.28861 | 0 | 0
7938 | 1 | 0.00017651 | 0.00026368 | 0 | 0.00011748 | 0.00011416 | 0.013629 | 0.088873 | 0 | 0.15742 | 0.27566 | 0 | 0
7939 | 1 | 0.00017341 | 0.00026838 | 0 | 8.8113e-05 | 0.00011416 | 0 | 0.084041 | 0 | 0.26535 | 0.26944 | 0 | 0
7940 | 1 | 0.00016165 | 0.0002731 | 0 | 5.8742e-05 | 0.00011416 | 0 | 0.072961 | 0 | 0.3043 | 0.26579 | 0 | 0
7941 | 1 | 0.00014332 | 0.00027859 | 0 | 3.7595e-05 | 0.00011416 | 0 | 0.080622 | 0 | 0.26298 | 0.24648 | 0 | 0
7942 | 1 | 0.00012731 | 0.00028271 | 0 | 2.3497e-05 | 0.00011416 | 0 | 0.059642 | 0 | 0.24545 | 0.23557 | 0 | 0
7943 | 1 | 0.00012459 | 0.00028592 | 0 | 9.3987e-06 | 0.00011416 | 0 | 0.077322 | 0 | 0.19393 | 0.2297 | 0 | 0
7944 | 1 | 0.00010906 | 0.00028916 | 0 | 5.8742e-06 | 0.00011416 | 0 | 0.16961 | 0 | 0.089966 | 0.23223 | 0 | 0
7945 | 1 | 0.00010067 | 0.00029298 | 0 | 2.3497e-06 | 0.00011416 | 0 | 0.13579 | 0 | 0.091568 | 0.23079 | 0 | 0
7946 | 1 | 8.2917e-05 | 0.00029673 | 0 | 1.1748e-06 | 0.00011416 | 0 | 0.13107 | 0 | 0.11585 | 0.22858 | 0 | 0
7947 | 1 | 7.6739e-05 | 0.00029861 | 0 | 1.4098e-05 | 0.00011416 | 0 | 0.15252 | 0 | 0.13541 | 0.23205 | 0 | 0
7948 | 1 | 7.0347e-05 | 0.00029905 | 0 | 3.7595e-05 | 0.00011416 | 0 | 0.20757 | 0 | 0.13263 | 0.23106 | 0 | 0
7949 | 1 | 7.1608e-05 | 0.00029889 | 0 | 9.3987e-05 | 0.00011416 | 0 | 0.23079 | 0 | 0.12555 | 0.22943 | 0 | 0
7950 | 1 | 7.8642e-05 | 0.00029785 | 0 | 0.0001821 | 0.00011416 | 0 | 0.19767 | 0 | 0.11239 | 0.22975 | 0 | 0
7951 | 1 | 8.9126e-05 | 0.00029546 | 0 | 0.0001586 | 0.00011416 | 0.015332 | 0.20533 | 0 | 0.10548 | 0.24157 | 0 | 0
7952 | 1 | 0.00010917 | 0.00027372 | 0 | 0.00014685 | 0.00011416 | 0.052385 | 0.25 | 0 | 0.19174 | 0.24242 | 0 | 0
7953 | 1 | 0.00012545 | 0.0002415 | 0 | 0.00016448 | 0.00011416 | 0.12606 | 0.279 | 0 | 0.21745 | 0.23963 | 0 | 0.046544
7954 | 1 | 0.00013508 | 0.00021568 | 0 | 0.00018797 | 0.00011416 | 0.20698 | 0.31388 | 0 | 0.096543 | 0.2422 | 0 | 0.018241
7955 | 1 | 0.0001427 | 0.00020129 | 0 | 0.00020677 | 0.00011416 | 0.26193 | 0.55858 | 0 | 0.091737 | 0.23877 | 0 | 0.0080563
7956 | 1 | 0.00014351 | 0.00019373 | 0 | 0.00018797 | 0.00011416 | 0.27726 | 0.71947 | 0 | 0.074452 | 0.24418 | 0 | 0.0075437
7957 | 1 | 0.00013876 | 0.00019319 | 0 | 0.00019032 | 0.00011416 | 0.24106 | 0.82603 | 0 | 0.09258 | 0.24053 | 0 | 0
7958 | 1 | 0.00013217 | 0.00020009 | 0 | 0.00021382 | 0.00011416 | 0.16269 | 0.75059 | 0 | 0.13187 | 0.24157 | 0 | 0
7959 | 1 | 0.00012408 | 0.0002167 | 0 | 0.00022322 | 0.00011416 | 0.074532 | 0.75118 | 0 | 0.30447 | 0.24242 | 0 | 0
7960 | 1 | 0.00012417 | 0.00023466 | 0 | 0.00022322 | 0.00011416 | 0.02385 | 0.74576 | 0 | 0.31889 | 0.25762 | 0 | 0
7961 | 1 | 0.00013328 | 0.0002362 | 0 | 0.00016448 | 0.00011416 | 0.013629 | 0.79738 | 0 | 0.293 | 0.2707 | 0 | 0
7962 | 1 | 0.0001404 | 0.00023533 | 0 | 0.00011748 | 0.00011416 | 0.013629 | 0.83439 | 0 | 0.21973 | 0.27832 | 0 | 0
7963 | 1 | 0.00014063 | 0.00023508 | 0 | 8.8113e-05 | 0.00011416 | 0 | 0.86021 | 0 | 0.1812 | 0.27702 | 0 | 0
7964 | 1 | 0.00012459 | 0.00023533 | 0 | 5.8742e-05 | 0.00011416 | 0 | 0.84583 | 0 | 0.042243 | 0.25816 | 0 | 0
7965 | 1 | 0.00011262 | 0.00023733 | 0 | 3.7595e-05 | 0.00011416 | 0 | 0.85042 | 0 | 0.053288 | 0.24707 | 0 | 0
7966 | 1 | 0.00010065 | 0.00024182 | 0 | 2.3497e-05 | 0.00011416 | 0 | 0.88767 | 0 | 0.070152 | 0.23376 | 0 | 0
7967 | 1 | 0.00010295 | 0.00024844 | 0 | 9.3987e-06 | 0.00011416 | 0 | 0.75978 | 0 | 0.096627 | 0.23119 | 0 | 0
7968 | 1 | 9.1437e-05 | 0.00025457 | 0 | 5.8742e-06 | 0.00011416 | 0 | 0.67468 | 0 | 0.094013 | 0.22501 | 0 | 0
7969 | 1 | 0.00010551 | 0.00025964 | 0 | 2.3497e-06 | 0.00011416 | 0 | 0.55339 | 0 | 0.080186 | 0.22686 | 0 | 0
7970 | 1 | 8.7693e-05 | 0.00026378 | 0 | 1.1748e-06 | 0.00011416 | 0 | 0.39356 | 0 | 0.060371 | 0.22637 | 0 | 0
7971 | 1 | 8.1603e-05 | 0.00026505 | 0 | 1.4098e-05 | 0.00011416 | 0 | 0.45486 | 0 | 0.062563 | 0.22181 | 0 | 0
7972 | 1 | 7.5344e-05 | 0.00026457 | 0 | 3.7595e-05 | 0.00011416 | 0 | 0.63685 | 0 | 0.096037 | 0.22041 | 0 | 0
7973 | 1 | 7.6918e-05 | 0.00026225 | 0 | 9.3987e-05 | 0.00011416 | 0 | 0.5429 | 0 | 0.095194 | 0.21888 | 0 | 0
7974 | 1 | 8.3631e-05 | 0.00026343 | 0 | 0.0001821 | 0.00011416 | 0 | 0.35926 | 0 | 0.081282 | 0.21757 | 0 | 0
7975 | 1 | 9.3349e-05 | 0.00026632 | 0 | 0.0001586 | 0.00011416 | 0.014906 | 0.30575 | 0 | 0.083642 | 0.21974 | 0 | 0
7976 | 1 | 0.00011305 | 0.00024688 | 0 | 0.00014685 | 0.00011416 | 0.04983 | 0.22513 | 0 | 0.10236 | 0.22849 | 0 | 0
7977 | 1 | 0.00012952 | 0.00021341 | 0 | 0.00016448 | 0.00011416 | 0.1184 | 0.20226 | 0 | 0.069309 | 0.22664 | 0 | 0.21216
7978 | 1 | 0.00013866 | 0.000191 | 0 | 0.00018797 | 0.00011416 | 0.18015 | 0.21287 | 0 | 0.13642 | 0.24026 | 0 | 0.15632
7979 | 1 | 0.00014628 | 0.00017659 | 0 | 0.00020677 | 0.00011416 | 0.21635 | 0.2724 | 0 | 0.21003 | 0.24121 | 0 | 0.008112
7980 | 1 | 0.00014693 | 0.00017015 | 0 | 0.00018797 | 0.00011416 | 0.2253 | 0.31318 | 0 | 0.16121 | 0.2311 | 0 | 0.0025294
7981 | 1 | 0.00014143 | 0.00017479 | 0 | 0.00019032 | 0.00011416 | 0.19719 | 0.39686 | 0 | 0.074452 | 0.22925 | 0 | 0.11848
7982 | 1 | 0.0001346 | 0.00018329 | 0 | 0.00021382 | 0.00011416 | 0.13799 | 0.45097 | 0 | 0.061298 | 0.23006 | 0 | 0
7983 | 1 | 0.00012758 | 0.00019254 | 0 | 0.00022322 | 0.00011416 | 0.065588 | 0.49281 | 0 | 0.045531 | 0.23448 | 0 | 0
7984 | 1 | 0.00012922 | 0.00019983 | 0 | 0.00022322 | 0.00011416 | 0.022147 | 0.54361 | 0 | 0.073524 | 0.23827 | 0 | 0
7985 | 1 | 0.00013845 | 0.00020053 | 0 | 0.00016448 | 0.00011416 | 0.013629 | 0.48574 | 0 | 0.086425 | 0.25514 | 0 | 0
7986 | 1 | 0.00014548 | 0.00020028 | 0 | 0.00011748 | 0.00011416 | 0.013629 | 0.48845 | 0 | 0.089966 | 0.26975 | 0 | 0
7987 | 1 | 0.00014576 | 0.00019968 | 0 | 8.8113e-05 | 0.00011416 | 0 | 0.54868 | 0 | 0.081872 | 0.27557 | 0 | 0
7988 | 1 | 0.00013 | 0.00019803 | 0 | 5.8742e-05 | 0.00011416 | 0 | 0.52581 | 0 | 0.060961 | 0.26669 | 0 | 0
7989 | 1 | 0.00011858 | 0.00019624 | 0 | 3.7595e-05 | 0.00011416 | 0 | 0.50884 | 0 | 0.083305 | 0.25713 | 0 | 0
7990 | 1 | 0.00010745 | 0.00019487 | 0 | 2.3497e-05 | 0.00011416 | 0 | 0.61834 | 0 | 0.048904 | 0.24662 | 0 | 0
7991 | 1 | 0.00011131 | 0.00019079 | 0 | 9.3987e-06 | 0.00011416 | 0 | 0.69036 | 0 | 0.042749 | 0.23412 | 0 | 0
7992 | 1 | 0.00010121 | 0.00018711 | 0 | 5.8742e-06 | 0.00011416 | 0 | 0.77405 | 0 | 0.055396 | 0.23624 | 0 | 0
7993 | 1 | 8.8229e-05 | 0.0001857 | 0 | 2.3497e-06 | 0.00011416 | 0 | 0.8364 | 0 | 0.039545 | 0.22952 | 0 | 0
7994 | 1 | 8.3666e-05 | 0.00018425 | 0 | 1.1748e-06 | 0.00011416 | 0 | 0.85632 | 0 | 0.063828 | 0.22745 | 0 | 0
7995 | 1 | 8.0491e-05 | 0.00018269 | 0 | 1.4098e-05 | 0.00011416 | 0 | 0.84748 | 0 | 0.064418 | 0.22623 | 0 | 0
7996 | 1 | 7.827e-05 | 0.00018129 | 0 | 3.7595e-05 | 0.00011416 | 0 | 0.85325 | 0 | 0.10455 | 0.23011 | 0 | 0
7997 | 1 | 8.571e-05 | 0.00017725 | 0 | 9.3987e-05 | 0.00011416 | 0 | 0.91513 | 0 | 0.18128 | 0.23872 | 0 | 0
7998 | 1 | 0.00010776 | 0.00017387 | 0 | 0.0001821 | 0.00011416 | 0 | 0.96181 | 0 | 0.20236 | 0.25866 | 0 | 0
7999 | 1 | 0.00014842 | 0.00017066 | 0 | 0.0001586 | 0.00011416 | 0.014906 | 0.91478 | 0 | 0.2188 | 0.27512 | 0 | 0
8000 | 1 | 0.00017669 | 0.00016109 | 0 | 0.00014685 | 0.00011416 | 0.053237 | 0.94224 | 0 | 0.20312 | 0.27372 | 0 | 0
8001 | 1 | 0.00018582 | 0.0001447 | 0 | 0.00016448 | 0.00011416 | 0.1316 | 0.97077 | 0 | 0.19056 | 0.27476 | 0 | 0
8002 | 1 | 0.00019001 | 0.00013192 | 0 | 0.00018797 | 0.00011416 | 0.20997 | 0.97348 | 0 | 0.19713 | 0.26741 | 0 | 0
8003 | 1 | 0.00019147 | 0.00012337 | 0 | 0.00020677 | 0.00011416 | 0.25596 | 0.93458 | 0 | 0.21914 | 0.26159 | 0 | 0
8004 | 1 | 0.00019239 | 0.00011737 | 0 | 0.00018797 | 0.00011416 | 0.25767 | 0.92786 | 0 | 0.18702 | 0.26321 | 0 | 0
8005 | 1 | 0.00018826 | 0.00011629 | 0 | 0.00019032 | 0.00011416 | 0.21848 | 0.93281 | 0 | 0.19115 | 0.26885 | 0 | 0
8006 | 1 | 0.00018696 | 0.00012253 | 0 | 0.00021382 | 0.00011416 | 0.14949 | 0.969 | 0 | 0.18685 | 0.27097 | 0 | 0
8007 | 1 | 0.00018021 | 0.00014012 | 0 | 0.00022322 | 0.00011416 | 0.068143 | 0.91726 | 0 | 0.21425 | 0.27837 | 0 | 0
8008 | 1 | 0.00018069 | 0.0001595 | 0 | 0.00022322 | 0.00011416 | 0.022572 | 0.58923 | 0 | 0.21526 | 0.2924 | 0 | 0
8009 | 1 | 0.00018697 | 0.00016281 | 0 | 0.00016448 | 0.00011416 | 0.013629 | 0.30705 | 0 | 0.37715 | 0.29709 | 0 | 0
8010 | 1 | 0.00019291 | 0.00016211 | 0 | 0.00011748 | 0.00011416 | 0.013629 | 0.2045 | 0 | 0.31265 | 0.29785 | 0 | 0
8011 | 1 | 0.00018816 | 0.0001609 | 0 | 8.8113e-05 | 0.00011416 | 0 | 0.26756 | 0 | 0.19477 | 0.2983 | 0 | 0
8012 | 1 | 0.00017368 | 0.00016017 | 0 | 5.8742e-05 | 0.00011416 | 0 | 0.60926 | 0 | 0.086341 | 0.29465 | 0 | 0
8013 | 1 | 0.00016016 | 0.0001587 | 0 | 3.7595e-05 | 0.00011416 | 0 | 0.69873 | 0 | 0.074368 | 0.28852 | 0 | 0
8014 | 1 | 0.00014472 | 0.00015637 | 0 | 2.3497e-05 | 0.00011416 | 0 | 0.72218 | 0 | 0.076138 | 0.28604 | 0 | 0
8015 | 1 | 0.00013974 | 0.00015429 | 0 | 9.3987e-06 | 0.00011416 | 0 | 0.73703 | 0 | 0.069477 | 0.28369 | 0 | 0
8016 | 1 | 0.00011996 | 0.00015313 | 0 | 5.8742e-06 | 0.00011416 | 0 | 0.82355 | 0 | 0.042074 | 0.29095 | 0 | 0
8017 | 1 | 0.00010415 | 0.00015432 | 0 | 2.3497e-06 | 0.00011416 | 0 | 0.96711 | 0 | 0.037774 | 0.29267 | 0 | 0
8018 | 1 | 9.2919e-05 | 0.00015533 | 0 | 1.1748e-06 | 0.00011416 | 0 | 1.0147 | 0 | 0.039292 | 0.29222 | 0 | 0
8019 | 1 | 8.8578e-05 | 0.00015609 | 0 | 1.4098e-05 | 0.00011416 | 0 | 1.0257 | 0 | 0.057251 | 0.29799 | 0 | 0
8020 | 1 | 8.4719e-05 | 0.00015618 | 0 | 3.7595e-05 | 0.00011416 | 0 | 1.0207 | 0 | 0.048314 | 0.3016 | 0 | 0
8021 | 1 | 9.023e-05 | 0.00015517 | 0 | 9.3987e-05 | 0.00011416 | 0 | 1.0194 | 0 | 0.038449 | 0.30746 | 0 | 0
8022 | 1 | 0.00011087 | 0.00015527 | 0 | 0.0001821 | 0.00011416 | 0 | 1.0186 | 0 | 0.053879 | 0.32803 | 0 | 0
8023 | 1 | 0.0001523 | 0.00015564 | 0 | 0.0001586 | 0.00011416 | 0.01448 | 1.0139 | 0 | 0.17015 | 0.34756 | 0 | 0
8024 | 1 | 0.00017069 | 0.00014887 | 0 | 0.00014685 | 0.00011416 | 0.046848 | 1.0167 | 0 | 0.20042 | 0.34999 | 0 | 0
8025 | 1 | 0.00018006 | 0.00013681 | 0 | 0.00016448 | 0.00011416 | 0.10733 | 0.99976 | 0 | 0.15868 | 0.35567 | 0 | 0
8026 | 1 | 0.00018245 | 0.00012682 | 0 | 0.00018797 | 0.00011416 | 0.16993 | 0.96664 | 0 | 0.16931 | 0.35946 | 0 | 0
8027 | 1 | 0.00018539 | 0.00011998 | 0 | 0.00020677 | 0.00011416 | 0.21124 | 0.91855 | 0 | 0.18035 | 0.36352 | 0 | 0
8028 | 1 | 0.00018603 | 0.00011594 | 0 | 0.00018797 | 0.00011416 | 0.22871 | 0.8806 | 0 | 0.11206 | 0.36158 | 0 | 0
8029 | 1 | 0.00017982 | 0.00011557 | 0 | 0.00019032 | 0.00011416 | 0.204 | 0.80693 | 0 | 0.18836 | 0.37006 | 0 | 0
8030 | 1 | 0.00017824 | 0.00012012 | 0 | 0.00021382 | 0.00011416 | 0.14267 | 0.66372 | 0 | 0.18086 | 0.37426 | 0 | 0
8031 | 1 | 0.00017607 | 0.0001295 | 0 | 0.00022322 | 0.00011416 | 0.068995 | 0.5132 | 0 | 0.17589 | 0.38413 | 0 | 0
8032 | 1 | 0.00017719 | 0.00013962 | 0 | 0.00022322 | 0.00011416 | 0.022998 | 0.55257 | 0 | 0.15911 | 0.39568 | 0 | 0
8033 | 1 | 0.00018499 | 0.00014392 | 0 | 0.00016448 | 0.00011416 | 0.013629 | 0.60031 | 0 | 0.27142 | 0.40208 | 0 | 0
8034 | 1 | 0.00019086 | 0.00014699 | 0 | 0.00011748 | 0.00011416 | 0.013629 | 0.5686 | 0 | 0.046037 | 0.40646 | 0 | 0
8035 | 1 | 0.00018453 | 0.00015075 | 0 | 8.8113e-05 | 0.00011416 | 0 | 0.44778 | 0 | 0.013912 | 0.413 | 0 | 0
8036 | 1 | 0.00016976 | 0.00015424 | 0 | 5.8742e-05 | 0.00011416 | 0 | 0.48079 | 0 | 0.031029 | 0.41413 | 0 | 0
8037 | 1 | 0.00015346 | 0.00015676 | 0 | 3.7595e-05 | 0.00011416 | 0 | 0.4657 | 0 | 0.02774 | 0.41994 | 0 | 0
8038 | 1 | 0.0001379 | 0.00015825 | 0 | 2.3497e-05 | 0.00011416 | 0 | 0.3806 | 0 | 0.041315 | 0.41859 | 0 | 0
8039 | 1 | 0.00013164 | 0.00016032 | 0 | 9.3987e-06 | 0.00011416 | 0 | 0.31271 | 0 | 0.031029 | 0.42513 | 0 | 0
8040 | 1 | 0.0001147 | 0.00016122 | 0 | 5.8742e-06 | 0.00011416 | 0 | 0.32143 | 0 | 0.044013 | 0.43749 | 0 | 0
8041 | 1 | 9.7457e-05 | 0.00016124 | 0 | 2.3497e-06 | 0.00011416 | 0 | 0.31836 | 0 | 0.051855 | 0.44313 | 0 | 0
8042 | 1 | 8.8864e-05 | 0.00016035 | 0 | 1.1748e-06 | 0.00011416 | 0 | 0.17185 | 0 | 0.051602 | 0.44286 | 0 | 0
8043 | 1 | 8.5489e-05 | 0.00015868 | 0 | 1.4098e-05 | 0.00011416 | 0 | 0.094413 | 0 | 0.063406 | 0.43956 | 0 | 0
8044 | 1 | 8.1366e-05 | 0.00015804 | 0 | 3.7595e-05 | 0.00011416 | 0 | 0.065299 | 0 | 0.055987 | 0.43708 | 0 | 0
8045 | 1 | 8.7192e-05 | 0.00015731 | 0 | 9.3987e-05 | 0.00011416 | 0 | 0.06695 | 0 | 0.075801 | 0.43875 | 0 | 0
8046 | 1 | 0.00010817 | 0.00015686 | 0 | 0.0001821 | 0.00011416 | 0 | 0.081212 | 0 | 0.068381 | 0.45183 | 0 | 0
8047 | 1 | 0.00014512 | 0.00015809 | 0 | 0.0001586 | 0.00011416 | 0.015332 | 0.11657 | 0 | 0.14671 | 0.47163 | 0 | 0
8048 | 1 | 0.00016704 | 0.00015076 | 0 | 0.00014685 | 0.00011416 | 0.057922 | 0.13307 | 0 | 0.23676 | 0.4696 | 0 | 0
8049 | 1 | 0.00017755 | 0.00013192 | 0 | 0.00016448 | 0.00011416 | 0.1546 | 0.15877 | 0 | 0.18457 | 0.46901 | 0 | 0.19172
8050 | 1 | 0.00017769 | 0.00011426 | 0 | 0.00018797 | 0.00011416 | 0.25511 | 0.21711 | 0 | 0.18449 | 0.46284 | 0 | 0.24797
8051 | 1 | 0.00018277 | 9.9076e-05 | 0 | 0.00020677 | 0.00011416 | 0.32368 | 0.36198 | 0 | 0.20363 | 0.45878 | 0 | 0.19285
8052 | 1 | 0.00017955 | 8.802e-05 | 0 | 0.00018797 | 0.00011416 | 0.33986 | 0.47973 | 0 | 0.1882 | 0.46234 | 0 | 0.15953
8053 | 1 | 0.00017688 | 8.417e-05 | 0 | 0.00019032 | 0.00011416 | 0.29387 | 0.61799 | 0 | 0.16998 | 0.46473 | 0 | 0.16338
8054 | 1 | 0.00017392 | 8.942e-05 | 0 | 0.00021382 | 0.00011416 | 0.20315 | 0.58487 | 0 | 0.17066 | 0.46807 | 0 | 0
8055 | 1 | 0.00016932 | 0.00011185 | 0 | 0.00022322 | 0.00011416 | 0.094123 | 0.46841 | 0 | 0.13752 | 0.47488 | 0 | 0
8056 | 1 | 0.00016874 | 0.00014152 | 0 | 0.00022322 | 0.00011416 | 0.027683 | 0.34099 | 0 | 0.10691 | 0.48146 | 0 | 0
8057 | 1 | 0.00017689 | 0.00015311 | 0 | 0.00016448 | 0.00011416 | 0.013629 | 0.25719 | 0 | 0.13997 | 0.47858 | 0 | 0
8058 | 1 | 0.00018292 | 0.00016109 | 0 | 0.00011748 | 0.00011416 | 0.013629 | 0.22442 | 0 | 0.11594 | 0.47673 | 0 | 0
8059 | 1 | 0.00017706 | 0.00016717 | 0 | 8.8113e-05 | 0.00011416 | 0 | 0.21499 | 0 | 0.08516 | 0.47492 | 0 | 0
8060 | 1 | 0.00016246 | 0.00017288 | 0 | 5.8742e-05 | 0.00011416 | 0 | 0.18541 | 0 | 0.070742 | 0.46121 | 0 | 0
8061 | 1 | 0.00014593 | 0.0001777 | 0 | 3.7595e-05 | 0.00011416 | 0 | 0.17633 | 0 | 0.063491 | 0.44881 | 0 | 0
8062 | 1 | 0.00013123 | 0.00018026 | 0 | 2.3497e-05 | 0.00011416 | 0 | 0.17669 | 0 | 0.058938 | 0.43997 | 0 | 0
8063 | 1 | 0.00012517 | 0.00018042 | 0 | 9.3987e-06 | 0.00011416 | 0 | 0.1306 | 0 | 0.076476 | 0.4392 | 0 | 0
8064 | 1 | 0.00010862 | 0.00018012 | 0 | 5.8742e-06 | 0.00011416 | 0 | 0.072961 | 0 | 0.08398 | 0.43541 | 0 | 0
8065 | 1 | 9.6714e-05 | 0.00018088 | 0 | 2.3497e-06 | 0.00011416 | 0 | 0.06141 | 0 | 0.070658 | 0.43316 | 0 | 0
8066 | 1 | 8.8747e-05 | 0.00018273 | 0 | 1.1748e-06 | 0.00011416 | 0 | 0.061056 | 0 | 0.060034 | 0.43077 | 0 | 0
8067 | 1 | 8.4636e-05 | 0.00018625 | 0 | 1.4098e-05 | 0.00011416 | 0 | 0.06471 | 0 | 0.039376 | 0.42703 | 0 | 0
8068 | 1 | 7.7417e-05 | 0.00018943 | 0 | 3.7595e-05 | 0.00011416 | 0 | 0.053395 | 0 | 0.0457 | 0.42233 | 0 | 0
8069 | 1 | 8.2194e-05 | 0.00019165 | 0 | 9.3987e-05 | 0.00011416 | 0 | 0.034771 | 0 | 0.0586 | 0.42058 | 0 | 0
8070 | 1 | 0.00010512 | 0.00019262 | 0 | 0.0001821 | 0.00011416 | 0 | 0.030882 | 0 | 0.12184 | 0.42874 | 0 | 0
8071 | 1 | 0.00013641 | 0.00019296 | 0 | 0.0001586 | 0.00011416 | 0.014055 | 0.022984 | 0 | 0.18078 | 0.43988 | 0 | 0
8072 | 1 | 0.00016966 | 0.00017887 | 0 | 0.00014685 | 0.00011416 | 0.045145 | 0.026167 | 0 | 0.18895 | 0.43366 | 0 | 0
8073 | 1 | 0.00017813 | 0.00014913 | 0 | 0.00016448 | 0.00011416 | 0.11542 | 0.03595 | 0 | 0.2054 | 0.43131 | 0 | 0.28078
8074 | 1 | 0.00018039 | 0.00012666 | 0 | 0.00018797 | 0.00011416 | 0.19378 | 0.036657 | 0 | 0.15877 | 0.42865 | 0 | 0.35106
8075 | 1 | 0.00018752 | 0.0001086 | 0 | 0.00020677 | 0.00011416 | 0.25724 | 0.030292 | 0 | 0.16366 | 0.42554 | 0 | 0.38523
8076 | 1 | 0.00018797 | 0.00010074 | 0 | 0.00018797 | 0.00011416 | 0.28152 | 0.017916 | 0 | 0.15556 | 0.42193 | 0 | 0.36736
8077 | 1 | 0.00018025 | 9.9615e-05 | 0 | 0.00019032 | 0.00011416 | 0.25554 | 0.014144 | 0 | 0.14241 | 0.41607 | 0 | 0
8078 | 1 | 0.00018052 | 0.00010777 | 0 | 0.00021382 | 0.00011416 | 0.18399 | 0.008133 | 0 | 0.15118 | 0.41891 | 0 | 0
8079 | 1 | 0.00017378 | 0.00013339 | 0 | 0.00022322 | 0.00011416 | 0.08816 | 0.005422 | 0 | 0.14013 | 0.41976 | 0 | 0
8080 | 1 | 0.00017083 | 0.0001641 | 0 | 0.00022322 | 0.00011416 | 0.026831 | 0.0053041 | 0 | 0.24637 | 0.42648 | 0 | 0
8081 | 1 | 0.00017458 | 0.0001816 | 0 | 0.00016448 | 0.00011416 | 0.013629 | 0.0067185 | 0 | 0.36745 | 0.42418 | 0 | 0
8082 | 1 | 0.00018738 | 0.00019484 | 0 | 0.00011748 | 0.00011416 | 0.013629 | 0.013791 | 0 | 0.35143 | 0.42387 | 0 | 0
8083 | 1 | 0.00017974 | 0.00020387 | 0 | 8.8113e-05 | 0.00011416 | 0 | 0.038779 | 0 | 0.29713 | 0.42432 | 0 | 0
8084 | 1 | 0.00016259 | 0.00020782 | 0 | 5.8742e-05 | 0.00011416 | 0 | 0.059052 | 0 | 0.21492 | 0.41791 | 0 | 0
8085 | 1 | 0.00014416 | 0.00021055 | 0 | 3.7595e-05 | 0.00011416 | 0 | 0.091348 | 0 | 0.26526 | 0.3923 | 0 | 0
8086 | 1 | 0.00012975 | 0.00021104 | 0 | 2.3497e-05 | 0.00011416 | 0 | 0.13637 | 0 | 0.23954 | 0.37737 | 0 | 0
8087 | 1 | 0.00012218 | 0.0002095 | 0 | 9.3987e-06 | 0.00011416 | 0 | 0.25424 | 0 | 0.11231 | 0.37489 | 0 | 0
8088 | 1 | 0.00010305 | 0.00020798 | 0 | 5.8742e-06 | 0.00011416 | 0 | 0.37518 | 0 | 0.069899 | 0.36916 | 0 | 0
8089 | 1 | 9.2811e-05 | 0.00020644 | 0 | 2.3497e-06 | 0.00011416 | 0 | 0.44095 | 0 | 0.073272 | 0.36699 | 0 | 0
8090 | 1 | 8.0381e-05 | 0.0002042 | 0 | 1.1748e-06 | 0.00011416 | 0 | 0.37423 | 0 | 0.080523 | 0.36244 | 0 | 0
8091 | 1 | 7.3122e-05 | 0.00020413 | 0 | 1.4098e-05 | 0.00011416 | 0 | 0.40429 | 0 | 0.079848 | 0.36041 | 0 | 0
8092 | 1 | 6.8649e-05 | 0.00020744 | 0 | 3.7595e-05 | 0.00011416 | 0 | 0.48574 | 0 | 0.080776 | 0.355 | 0 | 0
8093 | 1 | 6.8497e-05 | 0.00020864 | 0 | 9.3987e-05 | 0.00011416 | 0 | 0.50884 | 0 | 0.082209 | 0.35428 | 0 | 0
8094 | 1 | 8.7322e-05 | 0.00021026 | 0 | 0.0001821 | 0.00011416 | 0 | 0.4703 | 0 | 0.11745 | 0.37371 | 0 | 0
8095 | 1 | 0.00012402 | 0.00021285 | 0 | 0.0001586 | 0.00011416 | 0.01448 | 0.43317 | 0 | 0.05683 | 0.38855 | 0 | 0
8096 | 1 | 0.00015562 | 0.00020563 | 0 | 0.00014685 | 0.00011416 | 0.047274 | 0.37188 | 0 | 0.086931 | 0.3844 | 0 | 0
8097 | 1 | 0.00016342 | 0.00018238 | 0 | 0.00016448 | 0.00011416 | 0.12479 | 0.2454 | 0 | 0.084907 | 0.38296 | 0 | 0.30506
8098 | 1 | 0.00016814 | 0.00015394 | 0 | 0.00018797 | 0.00011416 | 0.21891 | 0.15323 | 0 | 0.16417 | 0.37768 | 0 | 0.53207
8099 | 1 | 0.00017038 | 0.00012792 | 0 | 0.00020677 | 0.00011416 | 0.29259 | 0.13661 | 0 | 0.093676 | 0.37687 | 0 | 0.36515
8100 | 1 | 0.0001676 | 0.00011076 | 0 | 0.00018797 | 0.00011416 | 0.32112 | 0.10549 | 0 | 0.078246 | 0.37403 | 0 | 0.36668
8101 | 1 | 0.00016154 | 0.00010446 | 0 | 0.00019032 | 0.00011416 | 0.28578 | 0.088755 | 0 | 0.079933 | 0.36699 | 0 | 0
8102 | 1 | 0.00015675 | 0.00011398 | 0 | 0.00021382 | 0.00011416 | 0.19889 | 0.080269 | 0 | 0.19992 | 0.36447 | 0 | 0
8103 | 1 | 0.00014694 | 0.00014605 | 0 | 0.00022322 | 0.00011416 | 0.091141 | 0.07025 | 0 | 0.21096 | 0.3642 | 0 | 0
8104 | 1 | 0.00014344 | 0.00017664 | 0 | 0.00022322 | 0.00011416 | 0.026831 | 0.070957 | 0 | 0.2398 | 0.37254 | 0 | 0
8105 | 1 | 0.00015257 | 0.00018626 | 0 | 0.00016448 | 0.00011416 | 0.013629 | 0.080151 | 0 | 0.31265 | 0.37795 | 0 | 0
8106 | 1 | 0.00016166 | 0.00019025 | 0 | 0.00011748 | 0.00011416 | 0.013629 | 0.080387 | 0 | 0.30236 | 0.37304 | 0 | 0
8107 | 1 | 0.00016235 | 0.00019239 | 0 | 8.8113e-05 | 0.00011416 | 0 | 0.085219 | 0 | 0.22943 | 0.36745 | 0 | 0
8108 | 1 | 0.00014617 | 0.00019334 | 0 | 5.8742e-05 | 0.00011416 | 0 | 0.08793 | 0 | 0.23137 | 0.36384 | 0 | 0
8109 | 1 | 0.0001342 | 0.00019292 | 0 | 3.7595e-05 | 0.00011416 | 0 | 0.087105 | 0 | 0.24637 | 0.35238 | 0 | 0
8110 | 1 | 0.00011827 | 0.00019179 | 0 | 2.3497e-05 | 0.00011416 | 0 | 0.099481 | 0 | 0.24815 | 0.35004 | 0 | 0
8111 | 1 | 0.00011511 | 0.00018889 | 0 | 9.3987e-06 | 0.00011416 | 0 | 0.088873 | 0 | 0.14148 | 0.33605 | 0 | 0
8112 | 1 | 9.9031e-05 | 0.00018535 | 0 | 5.8742e-06 | 0.00011416 | 0 | 0.055516 | 0 | 0.050084 | 0.33154 | 0 | 0
8113 | 1 | 9.6185e-05 | 0.00018157 | 0 | 2.3497e-06 | 0.00011416 | 0 | 0.035832 | 0 | 0.039123 | 0.32776 | 0 | 0
8114 | 1 | 8.7945e-05 | 0.00017794 | 0 | 1.1748e-06 | 0.00011416 | 0 | 0.018152 | 0 | 0.059275 | 0.32532 | 0 | 0
8115 | 1 | 8.3663e-05 | 0.00017624 | 0 | 1.4098e-05 | 0.00011416 | 0 | 0.013437 | 0 | 0.056239 | 0.32176 | 0 | 0
8116 | 1 | 7.7744e-05 | 0.00017654 | 0 | 3.7595e-05 | 0.00011416 | 0 | 0.01273 | 0 | 0.060118 | 0.31346 | 0 | 0
8117 | 1 | 7.8154e-05 | 0.00017903 | 0 | 9.3987e-05 | 0.00011416 | 0 | 0.0097831 | 0 | 0.063912 | 0.30624 | 0 | 0
8118 | 1 | 8.601e-05 | 0.00018377 | 0 | 0.0001821 | 0.00011416 | 0 | 0.0093116 | 0 | 0.049157 | 0.30895 | 0 | 0
8119 | 1 | 0.00010061 | 0.00018904 | 0 | 0.0001586 | 0.00011416 | 0.01448 | 0.0096653 | 0 | 0.053035 | 0.32473 | 0 | 0
8120 | 1 | 0.00011614 | 0.00018024 | 0 | 0.00014685 | 0.00011416 | 0.052385 | 0.013083 | 0 | 0.066948 | 0.33209 | 0 | 0
8121 | 1 | 0.00013029 | 0.00014826 | 0 | 0.00016448 | 0.00011416 | 0.13756 | 0.014144 | 0 | 0.18794 | 0.32442 | 0 | 0.46086
8122 | 1 | 0.00014188 | 0.00012021 | 0 | 0.00018797 | 0.00011416 | 0.22828 | 0.022513 | 0 | 0.15911 | 0.32203 | 0 | 0.85358
8123 | 1 | 0.00014645 | 9.8798e-05 | 0 | 0.00020677 | 0.00011416 | 0.28876 | 0.037954 | 0 | 0.096121 | 0.3076 | 0 | 0.4793
8124 | 1 | 0.00014778 | 8.6124e-05 | 0 | 0.00018797 | 0.00011416 | 0.30664 | 0.043022 | 0 | 0.064334 | 0.29912 | 0 | 0.56715
8125 | 1 | 0.00014151 | 8.274e-05 | 0 | 0.00019032 | 0.00011416 | 0.26959 | 0.069307 | 0 | 0.060961 | 0.30277 | 0 | 0
8126 | 1 | 0.00013542 | 9.1739e-05 | 0 | 0.00021382 | 0.00011416 | 0.18484 | 0.098067 | 0 | 0.063575 | 0.30665 | 0 | 0
8127 | 1 | 0.0001281 | 0.00012553 | 0 | 0.00022322 | 0.00011416 | 0.082198 | 0.11386 | 0 | 0.070573 | 0.31075 | 0 | 0
8128 | 1 | 0.00012607 | 0.00015903 | 0 | 0.00022322 | 0.00011416 | 0.024702 | 0.23821 | 0 | 0.061636 | 0.3269 | 0 | 0
8129 | 1 | 0.00013517 | 0.00017591 | 0 | 0.00016448 | 0.00011416 | 0.013629 | 0.3331 | 0 | 0.059612 | 0.32613 | 0 | 0
8130 | 1 | 0.000141 | 0.00019254 | 0 | 0.00011748 | 0.00011416 | 0.013629 | 0.34866 | 0 | 0.038364 | 0.32726 | 0 | 0
8131 | 1 | 0.00013714 | 0.00019761 | 0 | 8.8113e-05 | 0.00011416 | 0 | 0.19684 | 0 | 0.047808 | 0.31671 | 0 | 0
8132 | 1 | 0.00012321 | 0.00020152 | 0 | 5.8742e-05 | 0.00011416 | 0 | 0.16914 | 0 | 0.045531 | 0.30985 | 0 | 0
8133 | 1 | 0.00011222 | 0.00020668 | 0 | 3.7595e-05 | 0.00011416 | 0 | 0.22006 | 0 | 0.041653 | 0.31215 | 0 | 0
8134 | 1 | 9.8391e-05 | 0.00021201 | 0 | 2.3497e-05 | 0.00011416 | 0 | 0.22595 | 0 | 0.051096 | 0.29948 | 0 | 0
8135 | 1 | 9.9323e-05 | 0.00021488 | 0 | 9.3987e-06 | 0.00011416 | 0 | 0.18164 | 0 | 0.046206 | 0.29158 | 0 | 0
8136 | 1 | 8.8227e-05 | 0.00021526 | 0 | 5.8742e-06 | 0.00011416 | 0 | 0.13296 | 0 | 0.069815 | 0.2795 | 0 | 0
8137 | 1 | 7.298e-05 | 0.00021621 | 0 | 2.3497e-06 | 0.00011416 | 0 | 0.10644 | 0 | 0.062985 | 0.27864 | 0 | 0
8138 | 1 | 6.4853e-05 | 0.00021558 | 0 | 1.1748e-06 | 0.00011416 | 0 | 0.12235 | 0 | 0.06543 | 0.27539 | 0 | 0
8139 | 1 | 6.1566e-05 | 0.000215 | 0 | 1.4098e-05 | 0.00011416 | 0 | 0.1425 | 0 | 0.060287 | 0.27237 | 0 | 0
8140 | 1 | 5.6264e-05 | 0.00021472 | 0 | 3.7595e-05 | 0.00011416 | 0 | 0.15783 | 0 | 0.064081 | 0.27251 | 0 | 0
8141 | 1 | 5.6329e-05 | 0.00021488 | 0 | 9.3987e-05 | 0.00011416 | 0 | 0.14203 | 0 | 0.049916 | 0.27377 | 0 | 0
8142 | 1 | 6.159e-05 | 0.00021565 | 0 | 0.0001821 | 0.00011416 | 0 | 0.11551 | 0 | 0.033895 | 0.26791 | 0 | 0
8143 | 1 | 6.7826e-05 | 0.00021603 | 0 | 0.0001586 | 0.00011416 | 0.014055 | 0.11752 | 0 | 0.041821 | 0.27404 | 0 | 0
8144 | 1 | 8.585e-05 | 0.00020604 | 0 | 0.00014685 | 0.00011416 | 0.04046 | 0.12565 | 0 | 0.05059 | 0.28022 | 0 | 0
8145 | 1 | 9.5163e-05 | 0.00018039 | 0 | 0.00016448 | 0.00011416 | 0.11116 | 0.10537 | 0 | 0.063828 | 0.28094 | 0 | 0.49183
8146 | 1 | 0.00010795 | 0.00015508 | 0 | 0.00018797 | 0.00011416 | 0.19719 | 0.081801 | 0 | 0.060118 | 0.27832 | 0 | 0.62685
8147 | 1 | 0.00011745 | 0.00013399 | 0 | 0.00020677 | 0.00011416 | 0.2632 | 0.070368 | 0 | 0.064924 | 0.27571 | 0 | 0.55513
8148 | 1 | 0.00012309 | 0.00011932 | 0 | 0.00018797 | 0.00011416 | 0.29046 | 0.064592 | 0 | 0.046543 | 0.27778 | 0 | 0.48846
8149 | 1 | 0.0001159 | 0.00011287 | 0 | 0.00019032 | 0.00011416 | 0.26065 | 0.080387 | 0 | 0.048229 | 0.28247 | 0 | 0
8150 | 1 | 0.0001097 | 0.00011923 | 0 | 0.00021382 | 0.00011416 | 0.18526 | 0.10596 | 0 | 0.043761 | 0.28026 | 0 | 0
8151 | 1 | 0.00010256 | 0.00014578 | 0 | 0.00022322 | 0.00011416 | 0.086882 | 0.10172 | 0 | 0.054722 | 0.2739 | 0 | 0
8152 | 1 | 0.00010064 | 0.00017391 | 0 | 0.00022322 | 0.00011416 | 0.026405 | 0.10314 | 0 | 0.057757 | 0.27652 | 0 | 0
8153 | 1 | 0.00011026 | 0.00018778 | 0 | 0.00016448 | 0.00011416 | 0.013629 | 0.10396 | 0 | 0.19646 | 0.2813 | 0 | 0
8154 | 1 | 0.00012007 | 0.00019589 | 0 | 0.00011748 | 0.00011416 | 0.013629 | 0.10549 | 0 | 0.22496 | 0.28892 | 0 | 0
8155 | 1 | 0.00012193 | 0.00019967 | 0 | 8.8113e-05 | 0.00011416 | 0 | 0.11374 | 0 | 0.097808 | 0.28874 | 0 | 0
8156 | 1 | 0.00011386 | 0.0002021 | 0 | 5.8742e-05 | 0.00011416 | 0 | 0.099364 | 0 | 0.13499 | 0.29226 | 0 | 0
8157 | 1 | 0.00010391 | 0.00020436 | 0 | 3.7595e-05 | 0.00011416 | 0 | 0.082273 | 0 | 0.097808 | 0.29001 | 0 | 0
8158 | 1 | 9.287e-05 | 0.00020603 | 0 | 2.3497e-05 | 0.00011416 | 0 | 0.070368 | 0 | 0.11273 | 0.29303 | 0 | 0
8159 | 1 | 9.6793e-05 | 0.00020728 | 0 | 9.3987e-06 | 0.00011416 | 0 | 0.055516 | 0 | 0.047976 | 0.27814 | 0 | 0
8160 | 1 | 8.541e-05 | 0.00020703 | 0 | 5.8742e-06 | 0.00011416 | 0 | 0.04149 | 0 | 0.055143 | 0.25442 | 0 | 0
8161 | 1 | 7.3814e-05 | 0.00020636 | 0 | 2.3497e-06 | 0.00011416 | 0 | 0.036068 | 0 | 0.060034 | 0.25465 | 0 | 0
8162 | 1 | 6.7569e-05 | 0.00020835 | 0 | 1.1748e-06 | 0.00011416 | 0 | 0.026285 | 0 | 0.045784 | 0.25099 | 0 | 0
8163 | 1 | 6.4041e-05 | 0.00021024 | 0 | 1.4098e-05 | 0.00011416 | 0 | 0.022395 | 0 | 0.04199 | 0.24689 | 0 | 0
8164 | 1 | 6.0682e-05 | 0.00021195 | 0 | 3.7595e-05 | 0.00011416 | 0 | 0.02876 | 0 | 0.045953 | 0.24558 | 0 | 0
8165 | 1 | 6.701e-05 | 0.0002144 | 0 | 9.3987e-05 | 0.00011416 | 0 | 0.032414 | 0 | 0.052614 | 0.24905 | 0 | 0
8166 | 1 | 8.7334e-05 | 0.00021702 | 0 | 0.0001821 | 0.00011416 | 0 | 0.027463 | 0 | 0.14595 | 0.2611 | 0 | 0
8167 | 1 | 0.00011723 | 0.00021783 | 0 | 0.0001586 | 0.00011416 | 0.01448 | 0.036422 | 0 | 0.32673 | 0.28347 | 0 | 0
8168 | 1 | 0.00014438 | 0.00020321 | 0 | 0.00014685 | 0.00011416 | 0.048978 | 0.039368 | 0 | 0.31535 | 0.28635 | 0 | 0
8169 | 1 | 0.00015907 | 0.00016461 | 0 | 0.00016448 | 0.00011416 | 0.13501 | 0.029585 | 0 | 0.34317 | 0.28216 | 0 | 0.49737
8170 | 1 | 0.00016498 | 0.00013399 | 0 | 0.00018797 | 0.00011416 | 0.22913 | 0.014969 | 0 | 0.32479 | 0.27124 | 0 | 0.69612
8171 | 1 | 0.00016845 | 0.00010978 | 0 | 0.00020677 | 0.00011416 | 0.29642 | 0.011669 | 0 | 0.28508 | 0.26624 | 0 | 0.60047
8172 | 1 | 0.00017284 | 9.1783e-05 | 0 | 0.00018797 | 0.00011416 | 0.31814 | 0.0073079 | 0 | 0.22791 | 0.27052 | 0 | 0.55401
8173 | 1 | 0.00016582 | 8.6357e-05 | 0 | 0.00019032 | 0.00011416 | 0.27981 | 0.0029467 | 0 | 0.14815 | 0.2675 | 0 | 0
8174 | 1 | 0.00016346 | 9.6479e-05 | 0 | 0.00021382 | 0.00011416 | 0.19293 | 0.0049505 | 0 | 0.14258 | 0.26254 | 0 | 0
8175 | 1 | 0.00015794 | 0.000128 | 0 | 0.00022322 | 0.00011416 | 0.086882 | 0.0090759 | 0 | 0.28381 | 0.26759 | 0 | 0
8176 | 1 | 0.00015565 | 0.00015975 | 0 | 0.00022322 | 0.00011416 | 0.026405 | 0.010726 | 0 | 0.34595 | 0.2832 | 0 | 0
8177 | 1 | 0.00016274 | 0.00017845 | 0 | 0.00016448 | 0.00011416 | 0.013629 | 0.014498 | 0 | 0.27934 | 0.29064 | 0 | 0
8178 | 1 | 0.00017 | 0.00019357 | 0 | 0.00011748 | 0.00011416 | 0.013629 | 0.015087 | 0 | 0.25371 | 0.296 | 0 | 0
8179 | 1 | 0.00016286 | 0.00020417 | 0 | 8.8113e-05 | 0.00011416 | 0 | 0.016855 | 0 | 0.21745 | 0.28924 | 0 | 0
8180 | 1 | 0.00014657 | 0.00021161 | 0 | 5.8742e-05 | 0.00011416 | 0 | 0.02322 | 0 | 0.10371 | 0.27923 | 0 | 0
8181 | 1 | 0.00013134 | 0.00021656 | 0 | 3.7595e-05 | 0.00011416 | 0 | 0.032414 | 0 | 0.10202 | 0.26556 | 0 | 0
8182 | 1 | 0.00011675 | 0.00021802 | 0 | 2.3497e-05 | 0.00011416 | 0 | 0.042197 | 0 | 0.11442 | 0.2615 | 0 | 0
8183 | 1 | 0.00011041 | 0.00021767 | 0 | 9.3987e-06 | 0.00011416 | 0 | 0.058109 | 0 | 0.052361 | 0.2482 | 0 | 0
8184 | 1 | 9.4802e-05 | 0.00021918 | 0 | 5.8742e-06 | 0.00011416 | 0 | 0.089345 | 0 | 0.043592 | 0.23611 | 0 | 0
8185 | 1 | 8.6149e-05 | 0.0002208 | 0 | 2.3497e-06 | 0.00011416 | 0 | 0.098774 | 0 | 0.063828 | 0.23354 | 0 | 0
8186 | 1 | 7.6483e-05 | 0.00022359 | 0 | 1.1748e-06 | 0.00011416 | 0 | 0.096535 | 0 | 0.078668 | 0.23178 | 0 | 0
8187 | 1 | 7.113e-05 | 0.0002255 | 0 | 1.4098e-05 | 0.00011416 | 0 | 0.10172 | 0 | 0.065767 | 0.22961 | 0 | 0
8188 | 1 | 6.4181e-05 | 0.0002284 | 0 | 3.7595e-05 | 0.00011416 | 0 | 0.12506 | 0 | 0.075464 | 0.22988 | 0 | 0
8189 | 1 | 6.371e-05 | 0.00023119 | 0 | 9.3987e-05 | 0.00011416 | 0 | 0.14698 | 0 | 0.078078 | 0.22785 | 0 | 0
8190 | 1 | 6.8932e-05 | 0.00023289 | 0 | 0.0001821 | 0.00011416 | 0 | 0.15417 | 0 | 0.070826 | 0.24098 | 0 | 0
8191 | 1 | 7.7025e-05 | 0.00023334 | 0 | 0.0001586 | 0.00011416 | 0.014055 | 0.155 | 0 | 0.24654 | 0.27061 | 0 | 0
8192 | 1 | 8.3475e-05 | 0.00022509 | 0 | 0.00014685 | 0.00011416 | 0.032368 | 0.17881 | 0 | 0.24983 | 0.2661 | 0 | 0
8193 | 1 | 0.00010116 | 0.00020396 | 0 | 0.00016448 | 0.00011416 | 0.083475 | 0.19967 | 0 | 0.19469 | 0.2643 | 0 | 0.20113
8194 | 1 | 0.00011778 | 0.00018265 | 0 | 0.00018797 | 0.00011416 | 0.1448 | 0.2269 | 0 | 0.12825 | 0.26326 | 0 | 0.47143
8195 | 1 | 0.00013003 | 0.00016424 | 0 | 0.00020677 | 0.00011416 | 0.19719 | 0.23692 | 0 | 0.11509 | 0.26678 | 0 | 0.1907
8196 | 1 | 0.00013551 | 0.00015168 | 0 | 0.00018797 | 0.00011416 | 0.22913 | 0.27063 | 0 | 0.12487 | 0.26159 | 0 | 0.034443
8197 | 1 | 0.00013051 | 0.00014938 | 0 | 0.00019032 | 0.00011416 | 0.21635 | 0.32367 | 0 | 0.11796 | 0.25947 | 0 | 0
8198 | 1 | 0.00012314 | 0.00015733 | 0 | 0.00021382 | 0.00011416 | 0.15503 | 0.34406 | 0 | 0.1425 | 0.26159 | 0 | 0
8199 | 1 | 0.00011655 | 0.00017591 | 0 | 0.00022322 | 0.00011416 | 0.070273 | 0.30964 | 0 | 0.14486 | 0.28162 | 0 | 0
8200 | 1 | 0.00011338 | 0.00019379 | 0 | 0.00022322 | 0.00011416 | 0.022147 | 0.26992 | 0 | 0.21467 | 0.28982 | 0 | 0
8201 | 1 | 0.00012286 | 0.00020098 | 0 | 0.00016448 | 0.00011416 | 0.013629 | 0.26367 | 0 | 0.25118 | 0.291 | 0 | 0
8202 | 1 | 0.00013212 | 0.00020493 | 0 | 0.00011748 | 0.00011416 | 0.013629 | 0.27475 | 0 | 0.15194 | 0.29213 | 0 | 0
8203 | 1 | 0.00013268 | 0.00020902 | 0 | 8.8113e-05 | 0.00011416 | 0 | 0.22466 | 0 | 0.055818 | 0.28126 | 0 | 0
8204 | 1 | 0.0001285 | 0.0002133 | 0 | 5.8742e-05 | 0.00011416 | 0 | 0.23774 | 0 | 0.021922 | 0.27264 | 0 | 0
8205 | 1 | 0.000118 | 0.0002172 | 0 | 3.7595e-05 | 0.00011416 | 0 | 0.2368 | 0 | 0.01661 | 0.26317 | 0 | 0
8206 | 1 | 0.00010472 | 0.0002199 | 0 | 2.3497e-05 | 0.00011416 | 0 | 0.20851 | 0 | 0.033727 | 0.261 | 0 | 0
8207 | 1 | 0.00010648 | 0.00022103 | 0 | 9.3987e-06 | 0.00011416 | 0 | 0.20167 | 0 | 0.039039 | 0.26312 | 0 | 0
8208 | 1 | 9.2144e-05 | 0.00022192 | 0 | 5.8742e-06 | 0.00011416 | 0 | 0.19272 | 0 | 0.058432 | 0.24531 | 0 | 0
8209 | 1 | 8.4873e-05 | 0.00022163 | 0 | 2.3497e-06 | 0.00011416 | 0 | 0.1781 | 0 | 0.059528 | 0.23927 | 0 | 0
8210 | 1 | 7.5437e-05 | 0.00022042 | 0 | 1.1748e-06 | 0.00011416 | 0 | 0.17291 | 0 | 0.056071 | 0.239 | 0 | 0
8211 | 1 | 7.1689e-05 | 0.00021867 | 0 | 1.4098e-05 | 0.00011416 | 0 | 0.16042 | 0 | 0.058094 | 0.23376 | 0 | 0
8212 | 1 | 6.8776e-05 | 0.00021761 | 0 | 3.7595e-05 | 0.00011416 | 0 | 0.1537 | 0 | 0.061636 | 0.23043 | 0 | 0
8213 | 1 | 7.5301e-05 | 0.00021676 | 0 | 9.3987e-05 | 0.00011416 | 0 | 0.11999 | 0 | 0.058685 | 0.22831 | 0 | 0
8214 | 1 | 9.7184e-05 | 0.0002165 | 0 | 0.0001821 | 0.00011416 | 0 | 0.10101 | 0 | 0.077993 | 0.23453 | 0 | 0
8215 | 1 | 0.00013627 | 0.00021619 | 0 | 0.0001586 | 0.00011416 | 0.013629 | 0.097478 | 0 | 0.16476 | 0.25311 | 0 | 0
8216 | 1 | 0.00016642 | 0.00020852 | 0 | 0.00014685 | 0.00011416 | 0.034072 | 0.077911 | 0 | 0.33061 | 0.25586 | 0 | 0
8217 | 1 | 0.0001754 | 0.00019194 | 0 | 0.00016448 | 0.00011416 | 0.08816 | 0.055045 | 0 | 0.35953 | 0.25555 | 0 | 0.01326
8218 | 1 | 0.00017681 | 0.00017856 | 0 | 0.00018797 | 0.00011416 | 0.14608 | 0.047855 | 0 | 0.34806 | 0.24991 | 0 | 0.168
8219 | 1 | 0.00017956 | 0.00016838 | 0 | 0.00020677 | 0.00011416 | 0.18612 | 0.046794 | 0 | 0.29621 | 0.2592 | 0 | 0.011433
8220 | 1 | 0.00018241 | 0.00016313 | 0 | 0.00018797 | 0.00011416 | 0.19676 | 0.040193 | 0 | 0.21417 | 0.24901 | 0 | 0.0079783
8221 | 1 | 0.00017682 | 0.00016345 | 0 | 0.00019032 | 0.00011416 | 0.17036 | 0.036422 | 0 | 0.22378 | 0.2518 | 0 | 0
8222 | 1 | 0.00017564 | 0.00017021 | 0 | 0.00021382 | 0.00011416 | 0.11925 | 0.039486 | 0 | 0.36155 | 0.26236 | 0 | 0
8223 | 1 | 0.00017309 | 0.00018107 | 0 | 0.00022322 | 0.00011416 | 0.055792 | 0.04644 | 0 | 0.40169 | 0.26213 | 0 | 0
8224 | 1 | 0.00016915 | 0.00018978 | 0 | 0.00022322 | 0.00011416 | 0.020017 | 0.063531 | 0 | 0.39266 | 0.26624 | 0 | 0
8225 | 1 | 0.00017765 | 0.00019223 | 0 | 0.00016448 | 0.00011416 | 0.013629 | 0.10325 | 0 | 0.33314 | 0.27255 | 0 | 0
8226 | 1 | 0.0001845 | 0.00019507 | 0 | 0.00011748 | 0.00011416 | 0.013629 | 0.20262 | 0 | 0.19098 | 0.27616 | 0 | 0
8227 | 1 | 0.00017794 | 0.00019853 | 0 | 8.8113e-05 | 0.00011416 | 0 | 0.3575 | 0 | 0.16239 | 0.27097 | 0 | 0
8228 | 1 | 0.00016472 | 0.00020133 | 0 | 5.8742e-05 | 0.00011416 | 0 | 0.61209 | 0 | 0.092411 | 0.25893 | 0 | 0
8229 | 1 | 0.00015112 | 0.00020289 | 0 | 3.7595e-05 | 0.00011416 | 0 | 0.83593 | 0 | 0.057167 | 0.24923 | 0 | 0
8230 | 1 | 0.00013206 | 0.00020321 | 0 | 2.3497e-05 | 0.00011416 | 0 | 0.86575 | 0 | 0.066105 | 0.24044 | 0 | 0
8231 | 1 | 0.00012714 | 0.00020324 | 0 | 9.3987e-06 | 0.00011416 | 0 | 0.87247 | 0 | 0.061973 | 0.23182 | 0 | 0
8232 | 1 | 0.0001105 | 0.00020428 | 0 | 5.8742e-06 | 0.00011416 | 0 | 0.84559 | 0 | 0.061551 | 0.23381 | 0 | 0
8233 | 1 | 9.8892e-05 | 0.00020635 | 0 | 2.3497e-06 | 0.00011416 | 0 | 0.87753 | 0 | 0.080017 | 0.23503 | 0 | 0
8234 | 1 | 8.9767e-05 | 0.00020995 | 0 | 1.1748e-06 | 0.00011416 | 0 | 0.81447 | 0 | 0.078752 | 0.23146 | 0 | 0
8235 | 1 | 8.4538e-05 | 0.000215 | 0 | 1.4098e-05 | 0.00011416 | 0 | 0.76344 | 0 | 0.084233 | 0.22695 | 0 | 0
8236 | 1 | 7.9834e-05 | 0.00022055 | 0 | 3.7595e-05 | 0.00011416 | 0 | 0.70615 | 0 | 0.089207 | 0.22686 | 0 | 0
8237 | 1 | 8.4058e-05 | 0.00022602 | 0 | 9.3987e-05 | 0.00011416 | 0 | 0.60915 | 0 | 0.096206 | 0.22718 | 0 | 0
8238 | 1 | 0.00010507 | 0.00023194 | 0 | 0.0001821 | 0.00011416 | 0 | 0.48562 | 0 | 0.12605 | 0.24332 | 0 | 0
8239 | 1 | 0.00014082 | 0.00023687 | 0 | 0.0001586 | 0.00011416 | 0.014055 | 0.40123 | 0 | 0.29553 | 0.25807 | 0 | 0
8240 | 1 | 0.00016972 | 0.00023259 | 0 | 0.00014685 | 0.00011416 | 0.048978 | 0.3694 | 0 | 0.31796 | 0.25983 | 0 | 0
8241 | 1 | 0.00017782 | 0.0002103 | 0 | 0.00016448 | 0.00011416 | 0.13245 | 0.26544 | 0 | 0.32277 | 0.25866 | 0 | 0.18303
8242 | 1 | 0.00018212 | 0.00018904 | 0 | 0.00018797 | 0.00011416 | 0.22359 | 0.16761 | 0 | 0.25464 | 0.25289 | 0 | 0.30154
8243 | 1 | 0.00018524 | 0.00017005 | 0 | 0.00020677 | 0.00011416 | 0.2862 | 0.10738 | 0 | 0.24545 | 0.24784 | 0 | 0.38486
8244 | 1 | 0.00018548 | 0.00015705 | 0 | 0.00018797 | 0.00011416 | 0.30451 | 0.091938 | 0 | 0.15185 | 0.25541 | 0 | 0.454
8245 | 1 | 0.00017885 | 0.0001526 | 0 | 0.00019032 | 0.00011416 | 0.26789 | 0.086634 | 0 | 0.1543 | 0.25054 | 0 | 0
8246 | 1 | 0.00017729 | 0.00015918 | 0 | 0.00021382 | 0.00011416 | 0.17973 | 0.083215 | 0 | 0.2828 | 0.24896 | 0 | 0
8247 | 1 | 0.00017166 | 0.00019006 | 0 | 0.00022322 | 0.00011416 | 0.077087 | 0.060349 | 0 | 0.407 | 0.26051 | 0 | 0
8248 | 1 | 0.0001713 | 0.00021793 | 0 | 0.00022322 | 0.00011416 | 0.022572 | 0.04149 | 0 | 0.42445 | 0.26759 | 0 | 0
8249 | 1 | 0.00017779 | 0.00022849 | 0 | 0.00016448 | 0.00011416 | 0.013629 | 0.023338 | 0 | 0.48212 | 0.28581 | 0 | 0
8250 | 1 | 0.00018169 | 0.00023717 | 0 | 0.00011748 | 0.00011416 | 0.013629 | 0.010844 | 0 | 0.3747 | 0.28207 | 0 | 0
8251 | 1 | 0.00017669 | 0.00024462 | 0 | 8.8113e-05 | 0.00011416 | 0 | 0.0091938 | 0 | 0.36037 | 0.27706 | 0 | 0
8252 | 1 | 0.00016336 | 0.00025244 | 0 | 5.8742e-05 | 0.00011416 | 0 | 0.0093116 | 0 | 0.26973 | 0.27634 | 0 | 0
8253 | 1 | 0.0001453 | 0.00025945 | 0 | 3.7595e-05 | 0.00011416 | 0 | 0.012494 | 0 | 0.13879 | 0.26497 | 0 | 0
8254 | 1 | 0.00012566 | 0.00026362 | 0 | 2.3497e-05 | 0.00011416 | 0 | 0.016148 | 0 | 0.11998 | 0.25825 | 0 | 0
8255 | 1 | 0.00011966 | 0.00026587 | 0 | 9.3987e-06 | 0.00011416 | 0 | 0.028406 | 0 | 0.092411 | 0.25392 | 0 | 0
8256 | 1 | 0.00010232 | 0.00026693 | 0 | 5.8742e-06 | 0.00011416 | 0 | 0.046087 | 0 | 0.089629 | 0.24617 | 0 | 0
8257 | 1 | 9.5276e-05 | 0.00026673 | 0 | 2.3497e-06 | 0.00011416 | 0 | 0.06141 | 0 | 0.11577 | 0.24608 | 0 | 0
8258 | 1 | 8.5913e-05 | 0.00026543 | 0 | 1.1748e-06 | 0.00011416 | 0 | 0.09736 | 0 | 0.11223 | 0.23886 | 0 | 0
8259 | 1 | 8.1828e-05 | 0.00026416 | 0 | 1.4098e-05 | 0.00011416 | 0 | 0.16478 | 0 | 0.10228 | 0.23512 | 0 | 0
8260 | 1 | 7.7117e-05 | 0.00026394 | 0 | 3.7595e-05 | 0.00011416 | 0 | 0.15783 | 0 | 0.10101 | 0.24121 | 0 | 0
8261 | 1 | 8.267e-05 | 0.00026618 | 0 | 9.3987e-05 | 0.00011416 | 0 | 0.15276 | 0 | 0.11324 | 0.23552 | 0 | 0
8262 | 1 | 0.00010402 | 0.00026873 | 0 | 0.0001821 | 0.00011416 | 0 | 0.14227 | 0 | 0.1968 | 0.24883 | 0 | 0
8263 | 1 | 0.00014083 | 0.00027036 | 0 | 0.0001586 | 0.00011416 | 0.014055 | 0.13637 | 0 | 0.33811 | 0.27224 | 0 | 0
8264 | 1 | 0.0001698 | 0.00025452 | 0 | 0.00014685 | 0.00011416 | 0.042589 | 0.10349 | 0 | 0.42993 | 0.27012 | 0 | 0
8265 | 1 | 0.0001853 | 0.00021885 | 0 | 0.00016448 | 0.00011416 | 0.1167 | 0.10219 | 0 | 0.28457 | 0.27345 | 0 | 0.33362
8266 | 1 | 0.00018652 | 0.00018998 | 0 | 0.00018797 | 0.00011416 | 0.20358 | 0.071782 | 0 | 0.21062 | 0.27395 | 0 | 0.60312
8267 | 1 | 0.00018875 | 0.00016567 | 0 | 0.00020677 | 0.00011416 | 0.26746 | 0.048798 | 0 | 0.17234 | 0.27544 | 0 | 0.44126
8268 | 1 | 0.00018733 | 0.0001506 | 0 | 0.00018797 | 0.00011416 | 0.29259 | 0.044083 | 0 | 0.075379 | 0.26547 | 0 | 0.37791
8269 | 1 | 0.00018021 | 0.00014823 | 0 | 0.00019032 | 0.00011416 | 0.2598 | 0.049269 | 0 | 0.08027 | 0.26493 | 0 | 0
8270 | 1 | 0.00017225 | 0.00016793 | 0 | 0.00021382 | 0.00011416 | 0.17888 | 0.047973 | 0 | 0.078921 | 0.26524 | 0 | 0
8271 | 1 | 0.00016456 | 0.00020626 | 0 | 0.00022322 | 0.00011416 | 0.08092 | 0.046912 | 0 | 0.23297 | 0.26849 | 0 | 0
8272 | 1 | 0.00016256 | 0.0002332 | 0 | 0.00022322 | 0.00011416 | 0.024702 | 0.052923 | 0 | 0.26256 | 0.27995 | 0 | 0
8273 | 1 | 0.00017369 | 0.00023547 | 0 | 0.00016448 | 0.00011416 | 0.013629 | 0.065064 | 0 | 0.31619 | 0.28058 | 0 | 0
8274 | 1 | 0.0001817 | 0.00023432 | 0 | 0.00011748 | 0.00011416 | 0.013629 | 0.066478 | 0 | 0.28946 | 0.28455 | 0 | 0
8275 | 1 | 0.00017503 | 0.00023149 | 0 | 8.8113e-05 | 0.00011416 | 0 | 0.088402 | 0 | 0.19781 | 0.27309 | 0 | 0
8276 | 1 | 0.00016192 | 0.00022847 | 0 | 5.8742e-05 | 0.00011416 | 0 | 0.092763 | 0 | 0.11349 | 0.25483 | 0 | 0
8277 | 1 | 0.00014442 | 0.00022643 | 0 | 3.7595e-05 | 0.00011416 | 0 | 0.11221 | 0 | 0.062142 | 0.26182 | 0 | 0
8278 | 1 | 0.00012875 | 0.00022353 | 0 | 2.3497e-05 | 0.00011416 | 0 | 0.15629 | 0 | 0.077403 | 0.25185 | 0 | 0
8279 | 1 | 0.00012472 | 0.0002209 | 0 | 9.3987e-06 | 0.00011416 | 0 | 0.18423 | 0 | 0.072597 | 0.24567 | 0 | 0
8280 | 1 | 0.00011431 | 0.00021958 | 0 | 5.8742e-06 | 0.00011416 | 0 | 0.21912 | 0 | 0.068128 | 0.24955 | 0 | 0
8281 | 1 | 0.0001044 | 0.00022077 | 0 | 2.3497e-06 | 0.00011416 | 0 | 0.23032 | 0 | 0.065093 | 0.24531 | 0 | 0
8282 | 1 | 9.567e-05 | 0.00022602 | 0 | 1.1748e-06 | 0.00011416 | 0 | 0.25035 | 0 | 0.064924 | 0.24305 | 0 | 0
8283 | 1 | 8.8485e-05 | 0.00022795 | 0 | 1.4098e-05 | 0.00011416 | 0 | 0.25519 | 0 | 0.069646 | 0.2403 | 0 | 0
8284 | 1 | 8.2816e-05 | 0.00022734 | 0 | 3.7595e-05 | 0.00011416 | 0 | 0.24705 | 0 | 0.070489 | 0.23029 | 0 | 0
8285 | 1 | 8.3258e-05 | 0.00022357 | 0 | 9.3987e-05 | 0.00011416 | 0 | 0.29939 | 0 | 0.071585 | 0.22677 | 0 | 0
8286 | 1 | 9.2637e-05 | 0.00021893 | 0 | 0.0001821 | 0.00011416 | 0 | 0.343 | 0 | 0.063575 | 0.22849 | 0 | 0
8287 | 1 | 0.00010264 | 0.00021594 | 0 | 0.0001586 | 0.00011416 | 0.013629 | 0.35915 | 0 | 0.075548 | 0.232 | 0 | 0
8288 | 1 | 0.00012247 | 0.00020722 | 0 | 0.00014685 | 0.00011416 | 0.037905 | 0.37117 | 0 | 0.084401 | 0.24946 | 0 | 0
8289 | 1 | 0.00013621 | 0.00018717 | 0 | 0.00016448 | 0.00011416 | 0.10307 | 0.40559 | 0 | 0.19241 | 0.25352 | 0 | 0.33678
8290 | 1 | 0.00014734 | 0.00016601 | 0 | 0.00018797 | 0.00011416 | 0.17419 | 0.43765 | 0 | 0.19275 | 0.25117 | 0 | 0.60968
8291 | 1 | 0.00015019 | 0.00014884 | 0 | 0.00020677 | 0.00011416 | 0.22317 | 0.40865 | 0 | 0.17234 | 0.25059 | 0 | 0.39376
8292 | 1 | 0.00015107 | 0.00013694 | 0 | 0.00018797 | 0.00011416 | 0.23893 | 0.44448 | 0 | 0.16476 | 0.24486 | 0 | 0.57008
8293 | 1 | 0.00014705 | 0.00013309 | 0 | 0.00019032 | 0.00011416 | 0.20869 | 0.49599 | 0 | 0.14806 | 0.24084 | 0 | 0
8294 | 1 | 0.00014253 | 0.0001414 | 0 | 0.00021382 | 0.00011416 | 0.14353 | 0.48916 | 0 | 0.10152 | 0.24418 | 0 | 0
8295 | 1 | 0.0001364 | 0.00016579 | 0 | 0.00022322 | 0.00011416 | 0.065588 | 0.37918 | 0 | 0.13145 | 0.23913 | 0 | 0
8296 | 1 | 0.00013604 | 0.00018657 | 0 | 0.00022322 | 0.00011416 | 0.021721 | 0.33876 | 0 | 0.10961 | 0.25311 | 0 | 0
8297 | 1 | 0.00014442 | 0.0001916 | 0 | 0.00016448 | 0.00011416 | 0.013629 | 0.27322 | 0 | 0.090051 | 0.26416 | 0 | 0
8298 | 1 | 0.0001513 | 0.00019674 | 0 | 0.00011748 | 0.00011416 | 0.013629 | 0.20073 | 0 | 0.17057 | 0.26592 | 0 | 0
8299 | 1 | 0.00014217 | 0.00020193 | 0 | 8.8113e-05 | 0.00011416 | 0 | 0.13048 | 0 | 0.17116 | 0.25546 | 0 | 0
8300 | 1 | 0.00012999 | 0.00020686 | 0 | 5.8742e-05 | 0.00011416 | 0 | 0.060231 | 0 | 0.13356 | 0.23715 | 0 | 0
8301 | 1 | 0.00012043 | 0.00021115 | 0 | 3.7595e-05 | 0.00011416 | 0 | 0.057166 | 0 | 0.062901 | 0.22578 | 0 | 0
8302 | 1 | 0.00010779 | 0.00021447 | 0 | 2.3497e-05 | 0.00011416 | 0 | 0.072607 | 0 | 0.086256 | 0.22479 | 0 | 0
8303 | 1 | 0.00010907 | 0.00021914 | 0 | 9.3987e-06 | 0.00011416 | 0 | 0.078265 | 0 | 0.10278 | 0.21974 | 0 | 0
8304 | 1 | 9.5246e-05 | 0.00022614 | 0 | 5.8742e-06 | 0.00011416 | 0 | 0.087577 | 0 | 0.10051 | 0.21771 | 0 | 0
8305 | 1 | 8.3155e-05 | 0.00023384 | 0 | 2.3497e-06 | 0.00011416 | 0 | 0.098303 | 0 | 0.097808 | 0.21563 | 0 | 0
8306 | 1 | 7.359e-05 | 0.00023905 | 0 | 1.1748e-06 | 0.00011416 | 0 | 0.12353 | 0 | 0.086425 | 0.20959 | 0 | 0
8307 | 1 | 6.8937e-05 | 0.0002417 | 0 | 1.4098e-05 | 0.00011416 | 0 | 0.11504 | 0 | 0.087352 | 0.20851 | 0 | 0
8308 | 1 | 6.3731e-05 | 0.00024194 | 0 | 3.7595e-05 | 0.00011416 | 0 | 0.10691 | 0 | 0.089376 | 0.20968 | 0 | 0
8309 | 1 | 6.3593e-05 | 0.00024207 | 0 | 9.3987e-05 | 0.00011416 | 0 | 0.10785 | 0 | 0.136 | 0.21171 | 0 | 0
8310 | 1 | 6.7744e-05 | 0.00024272 | 0 | 0.0001821 | 0.00011416 | 0 | 0.12388 | 0 | 0.055059 | 0.2145 | 0 | 0
8311 | 1 | 7.1798e-05 | 0.00024364 | 0 | 0.0001586 | 0.00011416 | 0.014055 | 0.14934 | 0 | 0.059696 | 0.21423 | 0 | 0
8312 | 1 | 8.8209e-05 | 0.00022688 | 0 | 0.00014685 | 0.00011416 | 0.041738 | 0.17174 | 0 | 0.070405 | 0.22276 | 0 | 0
8313 | 1 | 0.0001036 | 0.00019372 | 0 | 0.00016448 | 0.00011416 | 0.11584 | 0.16997 | 0 | 0.10059 | 0.23164 | 0 | 0.28932
8314 | 1 | 0.00011683 | 0.00016762 | 0 | 0.00018797 | 0.00011416 | 0.19889 | 0.16254 | 0 | 0.14696 | 0.23408 | 0 | 0.49153
8315 | 1 | 0.00012513 | 0.00014691 | 0 | 0.00020677 | 0.00011416 | 0.25426 | 0.17727 | 0 | 0.20573 | 0.23408 | 0 | 0.56661
8316 | 1 | 0.00013024 | 0.00013296 | 0 | 0.00018797 | 0.00011416 | 0.27342 | 0.17845 | 0 | 0.11897 | 0.23421 | 0 | 0.51518
8317 | 1 | 0.00012226 | 0.00013128 | 0 | 0.00019032 | 0.00011416 | 0.24063 | 0.22949 | 0 | 0.1 | 0.22903 | 0 | 0
8318 | 1 | 0.00011518 | 0.00014538 | 0 | 0.00021382 | 0.00011416 | 0.1661 | 0.26839 | 0 | 0.09941 | 0.227 | 0 | 0
8319 | 1 | 0.0001064 | 0.00017222 | 0 | 0.00022322 | 0.00011416 | 0.076235 | 0.33805 | 0 | 0.11391 | 0.22537 | 0 | 0
8320 | 1 | 0.00010831 | 0.00019283 | 0 | 0.00022322 | 0.00011416 | 0.024276 | 0.4954 | 0 | 0.12395 | 0.23376 | 0 | 0
8321 | 1 | 0.00011793 | 0.0001958 | 0 | 0.00016448 | 0.00011416 | 0.013629 | 0.50248 | 0 | 0.23094 | 0.23845 | 0 | 0
8322 | 1 | 0.00012792 | 0.00019633 | 0 | 0.00011748 | 0.00011416 | 0.013629 | 0.47878 | 0 | 0.2882 | 0.23674 | 0 | 0
8323 | 1 | 0.00012847 | 0.00019694 | 0 | 8.8113e-05 | 0.00011416 | 0 | 0.51544 | 0 | 0.24444 | 0.23683 | 0 | 0
8324 | 1 | 0.00012135 | 0.00019924 | 0 | 5.8742e-05 | 0.00011416 | 0 | 0.51202 | 0 | 0.17091 | 0.21852 | 0 | 0
8325 | 1 | 0.00011317 | 0.00020244 | 0 | 3.7595e-05 | 0.00011416 | 0 | 0.37801 | 0 | 0.10169 | 0.21676 | 0 | 0
8326 | 1 | 0.0001046 | 0.00020697 | 0 | 2.3497e-05 | 0.00011416 | 0 | 0.32237 | 0 | 0.1559 | 0.21063 | 0 | 0
8327 | 1 | 0.00010667 | 0.00021059 | 0 | 9.3987e-06 | 0.00011416 | 0 | 0.16938 | 0 | 0.12454 | 0.20697 | 0 | 0
8328 | 1 | 9.5367e-05 | 0.00021231 | 0 | 5.8742e-06 | 0.00011416 | 0 | 0.16561 | 0 | 0.088617 | 0.2007 | 0 | 0
8329 | 1 | 9.0961e-05 | 0.00021332 | 0 | 2.3497e-06 | 0.00011416 | 0 | 0.12471 | 0 | 0.090725 | 0.19971 | 0 | 0
8330 | 1 | 8.134e-05 | 0.00021523 | 0 | 1.1748e-06 | 0.00011416 | 0 | 0.089698 | 0 | 0.09258 | 0.19421 | 0 | 0
8331 | 1 | 7.6964e-05 | 0.00021914 | 0 | 1.4098e-05 | 0.00011416 | 0 | 0.086398 | 0 | 0.093676 | 0.19547 | 0 | 0
8332 | 1 | 7.3886e-05 | 0.00022386 | 0 | 3.7595e-05 | 0.00011416 | 0 | 0.042197 | 0 | 0.097386 | 0.19737 | 0 | 0
8333 | 1 | 8.0463e-05 | 0.00022798 | 0 | 9.3987e-05 | 0.00011416 | 0 | 0.01827 | 0 | 0.081788 | 0.19858 | 0 | 0
8334 | 1 | 0.00010169 | 0.00023247 | 0 | 0.0001821 | 0.00011416 | 0 | 0.013909 | 0 | 0.23078 | 0.21554 | 0 | 0
8335 | 1 | 0.00013569 | 0.0002387 | 0 | 0.0001586 | 0.00011416 | 0.013629 | 0.01273 | 0 | 0.33432 | 0.23209 | 0 | 0
8336 | 1 | 0.00016419 | 0.00023421 | 0 | 0.00014685 | 0.00011416 | 0.041738 | 0.01049 | 0 | 0.28406 | 0.23092 | 0 | 0
8337 | 1 | 0.00017735 | 0.00021312 | 0 | 0.00016448 | 0.00011416 | 0.11755 | 0.009901 | 0 | 0.27538 | 0.23724 | 0 | 0.30573
8338 | 1 | 0.00018133 | 0.00018904 | 0 | 0.00018797 | 0.00011416 | 0.19932 | 0.013319 | 0 | 0.31678 | 0.22519 | 0 | 0.49045
8339 | 1 | 0.00018474 | 0.00017047 | 0 | 0.00020677 | 0.00011416 | 0.25256 | 0.016737 | 0 | 0.29106 | 0.21852 | 0 | 0.55393
8340 | 1 | 0.00018645 | 0.00015581 | 0 | 0.00018797 | 0.00011416 | 0.26917 | 0.03265 | 0 | 0.2403 | 0.22249 | 0 | 0.54637
8341 | 1 | 0.0001821 | 0.00015082 | 0 | 0.00019032 | 0.00011416 | 0.24063 | 0.045262 | 0 | 0.31737 | 0.23034 | 0 | 0
8342 | 1 | 0.00017917 | 0.0001581 | 0 | 0.00021382 | 0.00011416 | 0.16865 | 0.062235 | 0 | 0.31686 | 0.22271 | 0 | 0
8343 | 1 | 0.00017543 | 0.00018539 | 0 | 0.00022322 | 0.00011416 | 0.077087 | 0.074847 | 0 | 0.32099 | 0.21856 | 0 | 0
8344 | 1 | 0.0001755 | 0.00021029 | 0 | 0.00022322 | 0.00011416 | 0.02385 | 0.095238 | 0 | 0.30573 | 0.23187 | 0 | 0
8345 | 1 | 0.00018318 | 0.00021587 | 0 | 0.00016448 | 0.00011416 | 0.013629 | 0.10066 | 0 | 0.29073 | 0.24774 | 0 | 0
8346 | 1 | 0.00018947 | 0.00022096 | 0 | 0.00011748 | 0.00011416 | 0.013629 | 0.089816 | 0 | 0.26762 | 0.24883 | 0 | 0
8347 | 1 | 0.00018312 | 0.00022547 | 0 | 8.8113e-05 | 0.00011416 | 0 | 0.077086 | 0 | 0.27985 | 0.25433 | 0 | 0
8348 | 1 | 0.00016874 | 0.00022891 | 0 | 5.8742e-05 | 0.00011416 | 0 | 0.08463 | 0 | 0.16855 | 0.25009 | 0 | 0
8349 | 1 | 0.00015371 | 0.00023084 | 0 | 3.7595e-05 | 0.00011416 | 0 | 0.072843 | 0 | 0.18044 | 0.23367 | 0 | 0
8350 | 1 | 0.00013706 | 0.00023043 | 0 | 2.3497e-05 | 0.00011416 | 0 | 0.068482 | 0 | 0.15059 | 0.21771 | 0 | 0
8351 | 1 | 0.00013098 | 0.00023075 | 0 | 9.3987e-06 | 0.00011416 | 0 | 0.089698 | 0 | 0.11661 | 0.2063 | 0 | 0
8352 | 1 | 0.0001134 | 0.00023155 | 0 | 5.8742e-06 | 0.00011416 | 0 | 0.078383 | 0 | 0.10211 | 0.21081 | 0 | 0
8353 | 1 | 0.00010842 | 0.0002338 | 0 | 2.3497e-06 | 0.00011416 | 0 | 0.071429 | 0 | 0.099578 | 0.20562 | 0 | 0
8354 | 1 | 9.9039e-05 | 0.00023622 | 0 | 1.1748e-06 | 0.00011416 | 0 | 0.065182 | 0 | 0.098988 | 0.20183 | 0 | 0
8355 | 1 | 9.4231e-05 | 0.00023881 | 0 | 1.4098e-05 | 0.00011416 | 0 | 0.057874 | 0 | 0.099073 | 0.20968 | 0 | 0
8356 | 1 | 8.9569e-05 | 0.00024199 | 0 | 3.7595e-05 | 0.00011416 | 0 | 0.055516 | 0 | 0.096037 | 0.20589 | 0 | 0
8357 | 1 | 9.3875e-05 | 0.00024434 | 0 | 9.3987e-05 | 0.00011416 | 0 | 0.048916 | 0 | 0.09688 | 0.20458 | 0 | 0
8358 | 1 | 0.00011418 | 0.0002464 | 0 | 0.0001821 | 0.00011416 | 0 | 0.057992 | 0 | 0.18769 | 0.22235 | 0 | 0
8359 | 1 | 0.00015268 | 0.00024806 | 0 | 0.0001586 | 0.00011416 | 0.013629 | 0.05976 | 0 | 0.33626 | 0.24179 | 0 | 0
8360 | 1 | 0.00018254 | 0.00023966 | 0 | 0.00014685 | 0.00011416 | 0.034923 | 0.05033 | 0 | 0.35708 | 0.24084 | 0 | 0
8361 | 1 | 0.00018995 | 0.00021621 | 0 | 0.00016448 | 0.00011416 | 0.096252 | 0.048208 | 0 | 0.30742 | 0.24296 | 0 | 0.084062
8362 | 1 | 0.0001923 | 0.00019239 | 0 | 0.00018797 | 0.00011416 | 0.16695 | 0.046322 | 0 | 0.3156 | 0.24269 | 0 | 0.12909
8363 | 1 | 0.00019794 | 0.00017271 | 0 | 0.00020677 | 0.00011416 | 0.21465 | 0.035125 | 0 | 0.33094 | 0.23773 | 0 | 0.30413
8364 | 1 | 0.00019794 | 0.0001615 | 0 | 0.00018797 | 0.00011416 | 0.22743 | 0.026874 | 0 | 0.28988 | 0.24626 | 0 | 0.43114
8365 | 1 | 0.00019122 | 0.00015938 | 0 | 0.00019032 | 0.00011416 | 0.19549 | 0.02876 | 0 | 0.31939 | 0.23976 | 0 | 0
8366 | 1 | 0.00019033 | 0.00016757 | 0 | 0.00021382 | 0.00011416 | 0.13288 | 0.033003 | 0 | 0.3183 | 0.24148 | 0 | 0
8367 | 1 | 0.00018705 | 0.00018427 | 0 | 0.00022322 | 0.00011416 | 0.063032 | 0.04703 | 0 | 0.30607 | 0.24851 | 0 | 0
8368 | 1 | 0.00018673 | 0.00019671 | 0 | 0.00022322 | 0.00011416 | 0.021295 | 0.050212 | 0 | 0.39199 | 0.25654 | 0 | 0
8369 | 1 | 0.00019264 | 0.00020094 | 0 | 0.00016448 | 0.00011416 | 0.013629 | 0.043376 | 0 | 0.35295 | 0.26493 | 0 | 0
8370 | 1 | 0.00019857 | 0.00020423 | 0 | 0.00011748 | 0.00011416 | 0.013629 | 0.038661 | 0 | 0.34494 | 0.26601 | 0 | 0
8371 | 1 | 0.00018873 | 0.00020641 | 0 | 8.8113e-05 | 0.00011416 | 0 | 0.027581 | 0 | 0.32858 | 0.26935 | 0 | 0
8372 | 1 | 0.00017864 | 0.00020714 | 0 | 5.8742e-05 | 0.00011416 | 0 | 0.018505 | 0 | 0.17749 | 0.25465 | 0 | 0
8373 | 1 | 0.00016249 | 0.00020757 | 0 | 3.7595e-05 | 0.00011416 | 0 | 0.012494 | 0 | 0.114 | 0.22163 | 0 | 0
8374 | 1 | 0.00014507 | 0.00020846 | 0 | 2.3497e-05 | 0.00011416 | 0 | 0.012494 | 0 | 0.11737 | 0.21559 | 0 | 0
8375 | 1 | 0.00013696 | 0.00020932 | 0 | 9.3987e-06 | 0.00011416 | 0 | 0.0069543 | 0 | 0.063997 | 0.22213 | 0 | 0
8376 | 1 | 0.00011721 | 0.00021021 | 0 | 5.8742e-06 | 0.00011416 | 0 | 0.0063649 | 0 | 0.091315 | 0.20864 | 0 | 0
8377 | 1 | 0.00010951 | 0.00021139 | 0 | 2.3497e-06 | 0.00011416 | 0 | 0.0087223 | 0 | 0.072344 | 0.20715 | 0 | 0
8378 | 1 | 0.0001013 | 0.00021221 | 0 | 1.1748e-06 | 0.00011416 | 0 | 0.0076615 | 0 | 0.070742 | 0.21211 | 0 | 0
8379 | 1 | 9.7297e-05 | 0.00021275 | 0 | 1.4098e-05 | 0.00011416 | 0 | 0.005422 | 0 | 0.071585 | 0.21008 | 0 | 0
8380 | 1 | 9.2862e-05 | 0.0002138 | 0 | 3.7595e-05 | 0.00011416 | 0 | 0.0050684 | 0 | 0.074115 | 0.21139 | 0 | 0
8381 | 1 | 9.7959e-05 | 0.00021498 | 0 | 9.3987e-05 | 0.00011416 | 0 | 0.0040075 | 0 | 0.079427 | 0.21027 | 0 | 0
8382 | 1 | 0.00011896 | 0.00021574 | 0 | 0.0001821 | 0.00011416 | 0 | 0.0028288 | 0 | 0.095868 | 0.22041 | 0 | 0
8383 | 1 | 0.00015561 | 0.00021437 | 0 | 0.0001586 | 0.00011416 | 0.013629 | 0.0018859 | 0 | 0.11492 | 0.24472 | 0 | 0
8384 | 1 | 0.00018129 | 0.00020792 | 0 | 0.00014685 | 0.00011416 | 0.030239 | 0.0021216 | 0 | 0.20253 | 0.2426 | 0 | 0
8385 | 1 | 0.00019172 | 0.00019049 | 0 | 0.00016448 | 0.00011416 | 0.077513 | 0.0022395 | 0 | 0.23221 | 0.23963 | 0 | 0.38117
8386 | 1 | 0.00019644 | 0.00016851 | 0 | 0.00018797 | 0.00011416 | 0.13288 | 0.0021216 | 0 | 0.19553 | 0.23327 | 0 | 0.088686
8387 | 1 | 0.00020175 | 0.00015049 | 0 | 0.00020677 | 0.00011416 | 0.17504 | 0.0024753 | 0 | 0.207 | 0.23836 | 0 | 0.18182
8388 | 1 | 0.00020008 | 0.00014063 | 0 | 0.00018797 | 0.00011416 | 0.18697 | 0.0063649 | 0 | 0.18432 | 0.23507 | 0 | 0.21469
8389 | 1 | 0.00019285 | 0.00013915 | 0 | 0.00019032 | 0.00011416 | 0.16567 | 0.0074257 | 0 | 0.19621 | 0.22844 | 0 | 0
8390 | 1 | 0.00019414 | 0.00014667 | 0 | 0.00021382 | 0.00011416 | 0.12095 | 0.010372 | 0 | 0.2 | 0.24355 | 0 | 0
8391 | 1 | 0.00019092 | 0.00016735 | 0 | 0.00022322 | 0.00011416 | 0.059625 | 0.014616 | 0 | 0.1839 | 0.24369 | 0 | 0
8392 | 1 | 0.00018753 | 0.00018956 | 0 | 0.00022322 | 0.00011416 | 0.021295 | 0.030646 | 0 | 0.15236 | 0.25487 | 0 | 0
8393 | 1 | 0.00019443 | 0.00019605 | 0 | 0.00016448 | 0.00011416 | 0.013629 | 0.05917 | 0 | 0.10818 | 0.25762 | 0 | 0
8394 | 1 | 0.00019763 | 0.00019811 | 0 | 0.00011748 | 0.00011416 | 0.013629 | 0.083569 | 0 | 0.16602 | 0.25686 | 0 | 0
8395 | 1 | 0.00018989 | 0.00020054 | 0 | 8.8113e-05 | 0.00011416 | 0 | 0.10608 | 0 | 0.099831 | 0.25406 | 0 | 0
8396 | 1 | 0.00018001 | 0.00020159 | 0 | 5.8742e-05 | 0.00011416 | 0 | 0.15948 | 0 | 0.1118 | 0.23827 | 0 | 0
8397 | 1 | 0.00016126 | 0.00020069 | 0 | 3.7595e-05 | 0.00011416 | 0 | 0.21688 | 0 | 0.080776 | 0.22546 | 0 | 0
8398 | 1 | 0.00014182 | 0.00019951 | 0 | 2.3497e-05 | 0.00011416 | 0 | 0.21605 | 0 | 0.11551 | 0.21838 | 0 | 0
8399 | 1 | 0.00013944 | 0.00019876 | 0 | 9.3987e-06 | 0.00011416 | 0 | 0.27911 | 0 | 0.05489 | 0.20801 | 0 | 0
8400 | 1 | 0.00012205 | 0.00019906 | 0 | 5.8742e-06 | 0.00011416 | 0 | 0.28748 | 0 | 0.064587 | 0.21027 | 0 | 0
8401 | 1 | 0.00010403 | 0.00019942 | 0 | 2.3497e-06 | 0.00011416 | 0 | 0.28418 | 0 | 0.069983 | 0.21018 | 0 | 0
8402 | 1 | 9.5322e-05 | 0.00020015 | 0 | 1.1748e-06 | 0.00011416 | 0 | 0.30776 | 0 | 0.090388 | 0.20765 | 0 | 0
8403 | 1 | 9.0211e-05 | 0.00020091 | 0 | 1.4098e-05 | 0.00011416 | 0 | 0.28607 | 0 | 0.078415 | 0.20589 | 0 | 0
8404 | 1 | 8.6244e-05 | 0.00020102 | 0 | 3.7595e-05 | 0.00011416 | 0 | 0.25695 | 0 | 0.081282 | 0.21311 | 0 | 0
8405 | 1 | 9.1198e-05 | 0.0002012 | 0 | 9.3987e-05 | 0.00011416 | 0 | 0.26014 | 0 | 0.063744 | 0.21243 | 0 | 0
8406 | 1 | 0.00011476 | 0.00020085 | 0 | 0.0001821 | 0.00011416 | 0 | 0.27876 | 0 | 0.13921 | 0.2325 | 0 | 0
8407 | 1 | 0.00014738 | 0.00019978 | 0 | 0.0001586 | 0.00011416 | 0.013629 | 0.31848 | 0 | 0.20245 | 0.24608 | 0 | 0
8408 | 1 | 0.00017324 | 0.00019369 | 0 | 0.00014685 | 0.00011416 | 0.029813 | 0.32119 | 0 | 0.11906 | 0.2495 | 0 | 0
8409 | 1 | 0.00018468 | 0.00017976 | 0 | 0.00016448 | 0.00011416 | 0.079642 | 0.3364 | 0 | 0.1274 | 0.24481 | 0 | 0.094792
8410 | 1 | 0.00018773 | 0.00016568 | 0 | 0.00018797 | 0.00011416 | 0.13671 | 0.35644 | 0 | 0.12319 | 0.23286 | 0 | 0.11982
8411 | 1 | 0.0001909 | 0.00015266 | 0 | 0.00020677 | 0.00011416 | 0.17802 | 0.32402 | 0 | 0.16914 | 0.23494 | 0 | 0
8412 | 1 | 0.00019312 | 0.00014174 | 0 | 0.00018797 | 0.00011416 | 0.1925 | 0.31495 | 0 | 0.15278 | 0.23255 | 0 | 0
8413 | 1 | 0.00018937 | 0.0001335 | 0 | 0.00019032 | 0.00011416 | 0.17845 | 0.26544 | 0 | 0.13297 | 0.23241 | 0 | 0
8414 | 1 | 0.00019022 | 0.00013425 | 0 | 0.00021382 | 0.00011416 | 0.1299 | 0.24069 | 0 | 0.15101 | 0.2371 | 0 | 0
8415 | 1 | 0.00018645 | 0.00014974 | 0 | 0.00022322 | 0.00011416 | 0.062181 | 0.21063 | 0 | 0.18575 | 0.24973 | 0 | 0
8416 | 1 | 0.00018485 | 0.00016679 | 0 | 0.00022322 | 0.00011416 | 0.021721 | 0.19425 | 0 | 0.21906 | 0.26502 | 0 | 0
8417 | 1 | 0.00019052 | 0.0001722 | 0 | 0.00016448 | 0.00011416 | 0.013629 | 0.18152 | 0 | 0.21981 | 0.26412 | 0 | 0
8418 | 1 | 0.00019339 | 0.00017576 | 0 | 0.00011748 | 0.00011416 | 0.013629 | 0.17539 | 0 | 0.25312 | 0.26321 | 0 | 0
8419 | 1 | 0.0001868 | 0.00017871 | 0 | 8.8113e-05 | 0.00011416 | 0 | 0.16843 | 0 | 0.22344 | 0.25776 | 0 | 0
8420 | 1 | 0.00017569 | 0.00018243 | 0 | 5.8742e-05 | 0.00011416 | 0 | 0.18246 | 0 | 0.12715 | 0.24499 | 0 | 0
8421 | 1 | 0.00016122 | 0.00018539 | 0 | 3.7595e-05 | 0.00011416 | 0 | 0.18423 | 0 | 0.095447 | 0.23259 | 0 | 0
8422 | 1 | 0.00014092 | 0.00018806 | 0 | 2.3497e-05 | 0.00011416 | 0 | 0.157 | 0 | 0.11712 | 0.22988 | 0 | 0
8423 | 1 | 0.0001354 | 0.00019049 | 0 | 9.3987e-06 | 0.00011416 | 0 | 0.15075 | 0 | 0.06231 | 0.22614 | 0 | 0
8424 | 1 | 0.00011681 | 0.00019246 | 0 | 5.8742e-06 | 0.00011416 | 0 | 0.13531 | 0 | 0.074368 | 0.21888 | 0 | 0
8425 | 1 | 0.00010574 | 0.00019477 | 0 | 2.3497e-06 | 0.00011416 | 0 | 0.12011 | 0 | 0.076138 | 0.2196 | 0 | 0
8426 | 1 | 9.434e-05 | 0.00019655 | 0 | 1.1748e-06 | 0.00011416 | 0 | 0.12093 | 0 | 0.073103 | 0.2155 | 0 | 0
8427 | 1 | 9.0502e-05 | 0.00019706 | 0 | 1.4098e-05 | 0.00011416 | 0 | 0.11645 | 0 | 0.076644 | 0.21288 | 0 | 0
8428 | 1 | 8.5968e-05 | 0.0001972 | 0 | 3.7595e-05 | 0.00011416 | 0 | 0.090288 | 0 | 0.083811 | 0.21423 | 0 | 0
8429 | 1 | 9.0797e-05 | 0.00019691 | 0 | 9.3987e-05 | 0.00011416 | 0 | 0.0752 | 0 | 0.082715 | 0.21541 | 0 | 0
8430 | 1 | 0.00011241 | 0.00019675 | 0 | 0.0001821 | 0.00011416 | 0 | 0.078383 | 0 | 0.094604 | 0.2325 | 0 | 0
8431 | 1 | 0.00014509 | 0.00019557 | 0 | 0.0001586 | 0.00011416 | 0.013629 | 0.078029 | 0 | 0.10497 | 0.2555 | 0 | 0
8432 | 1 | 0.00017143 | 0.00018685 | 0 | 0.00014685 | 0.00011416 | 0.031942 | 0.062235 | 0 | 0.14233 | 0.25519 | 0 | 0
8433 | 1 | 0.00018353 | 0.0001641 | 0 | 0.00016448 | 0.00011416 | 0.085605 | 0.051391 | 0 | 0.16754 | 0.25821 | 0 | 0.41507
8434 | 1 | 0.00018663 | 0.00014073 | 0 | 0.00018797 | 0.00011416 | 0.14438 | 0.041018 | 0 | 0.19899 | 0.24517 | 0 | 0.5358
8435 | 1 | 0.00018842 | 0.00012028 | 0 | 0.00020677 | 0.00011416 | 0.18484 | 0.03265 | 0 | 0.17985 | 0.24883 | 0 | 0.58628
8436 | 1 | 0.00018878 | 0.00010681 | 0 | 0.00018797 | 0.00011416 | 0.20187 | 0.031707 | 0 | 0.30304 | 0.24152 | 0 | 0.18546
8437 | 1 | 0.00018116 | 0.00010366 | 0 | 0.00019032 | 0.00011416 | 0.18271 | 0.028996 | 0 | 0.30396 | 0.25095 | 0 | 0
8438 | 1 | 0.00017562 | 0.00011366 | 0 | 0.00021382 | 0.00011416 | 0.13245 | 0.042197 | 0 | 0.25042 | 0.25162 | 0 | 0
8439 | 1 | 0.00017086 | 0.00013249 | 0 | 0.00022322 | 0.00011416 | 0.064736 | 0.066832 | 0 | 0.22698 | 0.25898 | 0 | 0
8440 | 1 | 0.00016866 | 0.00015034 | 0 | 0.00022322 | 0.00011416 | 0.022572 | 0.071311 | 0 | 0.19536 | 0.27426 | 0 | 0
8441 | 1 | 0.00017672 | 0.0001575 | 0 | 0.00016448 | 0.00011416 | 0.013629 | 0.064121 | 0 | 0.091147 | 0.27832 | 0 | 0
8442 | 1 | 0.00018127 | 0.00016046 | 0 | 0.00011748 | 0.00011416 | 0.013629 | 0.061174 | 0 | 0.12858 | 0.27052 | 0 | 0
8443 | 1 | 0.00017467 | 0.00016305 | 0 | 8.8113e-05 | 0.00011416 | 0 | 0.067539 | 0 | 0.17277 | 0.25713 | 0 | 0
8444 | 1 | 0.00016273 | 0.00016745 | 0 | 5.8742e-05 | 0.00011416 | 0 | 0.059524 | 0 | 0.13895 | 0.25302 | 0 | 0
8445 | 1 | 0.00015059 | 0.00017008 | 0 | 3.7595e-05 | 0.00011416 | 0 | 0.049741 | 0 | 0.15312 | 0.24526 | 0 | 0
8446 | 1 | 0.0001294 | 0.00017089 | 0 | 2.3497e-05 | 0.00011416 | 0 | 0.040547 | 0 | 0.21121 | 0.23791 | 0 | 0
8447 | 1 | 0.0001268 | 0.00017171 | 0 | 9.3987e-06 | 0.00011416 | 0 | 0.033239 | 0 | 0.15961 | 0.23336 | 0 | 0
8448 | 1 | 0.00011217 | 0.00017382 | 0 | 5.8742e-06 | 0.00011416 | 0 | 0.030646 | 0 | 0.075548 | 0.23074 | 0 | 0
8449 | 1 | 9.9378e-05 | 0.00017457 | 0 | 2.3497e-06 | 0.00011416 | 0 | 0.034064 | 0 | 0.083727 | 0.23277 | 0 | 0
8450 | 1 | 8.9502e-05 | 0.00017512 | 0 | 1.1748e-06 | 0.00011416 | 0 | 0.025342 | 0 | 0.084739 | 0.23286 | 0 | 0
8451 | 1 | 8.3877e-05 | 0.00017712 | 0 | 1.4098e-05 | 0.00011416 | 0 | 0.01992 | 0 | 0.077234 | 0.23092 | 0 | 0
8452 | 1 | 7.7482e-05 | 0.00017926 | 0 | 3.7595e-05 | 0.00011416 | 0 | 0.018741 | 0 | 0.082546 | 0.2284 | 0 | 0
8453 | 1 | 7.6611e-05 | 0.00018139 | 0 | 9.3987e-05 | 0.00011416 | 0 | 0.020745 | 0 | 0.08086 | 0.22772 | 0 | 0
8454 | 1 | 8.517e-05 | 0.00018185 | 0 | 0.0001821 | 0.00011416 | 0 | 0.010019 | 0 | 0.06113 | 0.23052 | 0 | 0
8455 | 1 | 9.6687e-05 | 0.00018066 | 0 | 0.0001586 | 0.00011416 | 0.013629 | 0.0078972 | 0 | 0.053373 | 0.24283 | 0 | 0
8456 | 1 | 0.0001177 | 0.00017172 | 0 | 0.00014685 | 0.00011416 | 0.034923 | 0.0067185 | 0 | 0.064165 | 0.25185 | 0 | 0
8457 | 1 | 0.00012961 | 0.00015098 | 0 | 0.00016448 | 0.00011416 | 0.10009 | 0.0083687 | 0 | 0.065683 | 0.24747 | 0 | 0.37439
8458 | 1 | 0.00014116 | 0.00012932 | 0 | 0.00018797 | 0.00011416 | 0.17376 | 0.010844 | 0 | 0.064334 | 0.24481 | 0 | 0.62004
8459 | 1 | 0.00014596 | 0.00011249 | 0 | 0.00020677 | 0.00011416 | 0.22317 | 0.013083 | 0 | 0.066863 | 0.24278 | 0 | 0.63166
8460 | 1 | 0.00014827 | 9.9557e-05 | 0 | 0.00018797 | 0.00011416 | 0.24148 | 0.015912 | 0 | 0.082715 | 0.23665 | 0 | 0.6145
8461 | 1 | 0.00014252 | 9.4831e-05 | 0 | 0.00019032 | 0.00011416 | 0.22147 | 0.034418 | 0 | 0.072091 | 0.239 | 0 | 0
8462 | 1 | 0.00013651 | 0.00010279 | 0 | 0.00021382 | 0.00011416 | 0.15843 | 0.043258 | 0 | 0.07656 | 0.24057 | 0 | 0
8463 | 1 | 0.00012974 | 0.00012861 | 0 | 0.00022322 | 0.00011416 | 0.07368 | 0.049741 | 0 | 0.13052 | 0.2436 | 0 | 0
8464 | 1 | 0.0001289 | 0.00015389 | 0 | 0.00022322 | 0.00011416 | 0.02385 | 0.065417 | 0 | 0.1086 | 0.26317 | 0 | 0
8465 | 1 | 0.0001364 | 0.00016589 | 0 | 0.00016448 | 0.00011416 | 0.013629 | 0.078736 | 0 | 0.085835 | 0.2721 | 0 | 0
8466 | 1 | 0.00014267 | 0.00017216 | 0 | 0.00011748 | 0.00011416 | 0.013629 | 0.095474 | 0 | 0.084823 | 0.26966 | 0 | 0
8467 | 1 | 0.00013893 | 0.00017659 | 0 | 8.8113e-05 | 0.00011416 | 0 | 0.10868 | 0 | 0.10793 | 0.26633 | 0 | 0
8468 | 1 | 0.00012622 | 0.00018061 | 0 | 5.8742e-05 | 0.00011416 | 0 | 0.12105 | 0 | 0.077319 | 0.25383 | 0 | 0
8469 | 1 | 0.00011607 | 0.00018526 | 0 | 3.7595e-05 | 0.00011416 | 0 | 0.12447 | 0 | 0.04941 | 0.24017 | 0 | 0
8470 | 1 | 0.00010467 | 0.00018762 | 0 | 2.3497e-05 | 0.00011416 | 0 | 0.14816 | 0 | 0.073272 | 0.22727 | 0 | 0
8471 | 1 | 0.00010568 | 0.00018889 | 0 | 9.3987e-06 | 0.00011416 | 0 | 0.17421 | 0 | 0.059191 | 0.21911 | 0 | 0
8472 | 1 | 9.3221e-05 | 0.00019036 | 0 | 5.8742e-06 | 0.00011416 | 0 | 0.20061 | 0 | 0.068044 | 0.2178 | 0 | 0
8473 | 1 | 8.171e-05 | 0.00019217 | 0 | 2.3497e-06 | 0.00011416 | 0 | 0.20627 | 0 | 0.06231 | 0.21626 | 0 | 0
8474 | 1 | 7.228e-05 | 0.00019379 | 0 | 1.1748e-06 | 0.00011416 | 0 | 0.23055 | 0 | 0.067538 | 0.21613 | 0 | 0
8475 | 1 | 6.7935e-05 | 0.00019672 | 0 | 1.4098e-05 | 0.00011416 | 0 | 0.24729 | 0 | 0.079933 | 0.21775 | 0 | 0
8476 | 1 | 6.3185e-05 | 0.00020005 | 0 | 3.7595e-05 | 0.00011416 | 0 | 0.26662 | 0 | 0.095363 | 0.21843 | 0 | 0
8477 | 1 | 6.1942e-05 | 0.00020289 | 0 | 9.3987e-05 | 0.00011416 | 0 | 0.31 | 0 | 0.10084 | 0.21685 | 0 | 0
8478 | 1 | 6.6346e-05 | 0.00020508 | 0 | 0.0001821 | 0.00011416 | 0 | 0.38567 | 0 | 0.089123 | 0.21581 | 0 | 0
8479 | 1 | 6.979e-05 | 0.00020714 | 0 | 0.0001586 | 0.00011416 | 0.013629 | 0.3971 | 0 | 0.053288 | 0.22353 | 0 | 0
8480 | 1 | 8.5437e-05 | 0.00020235 | 0 | 0.00014685 | 0.00011416 | 0.030239 | 0.42468 | 0 | 0.071838 | 0.23363 | 0 | 0
8481 | 1 | 9.9337e-05 | 0.00018139 | 0 | 0.00016448 | 0.00011416 | 0.089438 | 0.43399 | 0 | 0.075211 | 0.23629 | 0 | 0.47781
8482 | 1 | 0.00011344 | 0.00016017 | 0 | 0.00018797 | 0.00011416 | 0.16227 | 0.4525 | 0 | 0.082884 | 0.23715 | 0 | 0.60783
8483 | 1 | 0.00012275 | 0.00014289 | 0 | 0.00020677 | 0.00011416 | 0.21806 | 0.49411 | 0 | 0.038954 | 0.24035 | 0 | 0.7716
8484 | 1 | 0.00012744 | 0.00013037 | 0 | 0.00018797 | 0.00011416 | 0.24404 | 0.49316 | 0 | 0.067369 | 0.23773 | 0 | 0.75185
8485 | 1 | 0.00012107 | 0.00012725 | 0 | 0.00019032 | 0.00011416 | 0.22998 | 0.43835 | 0 | 0.057504 | 0.2348 | 0 | 0
8486 | 1 | 0.0001142 | 0.0001359 | 0 | 0.00021382 | 0.00011416 | 0.17121 | 0.44519 | 0 | 0.053963 | 0.2297 | 0 | 0
8487 | 1 | 0.00010671 | 0.00016433 | 0 | 0.00022322 | 0.00011416 | 0.083049 | 0.41054 | 0 | 0.063575 | 0.23016 | 0 | 0
8488 | 1 | 0.00010539 | 0.00019232 | 0 | 0.00022322 | 0.00011416 | 0.026405 | 0.36869 | 0 | 0.043508 | 0.23845 | 0 | 0
8489 | 1 | 0.00011483 | 0.00020051 | 0 | 0.00016448 | 0.00011416 | 0.013629 | 0.37188 | 0 | 0.035835 | 0.24319 | 0 | 0
8490 | 1 | 0.00012576 | 0.00020359 | 0 | 0.00011748 | 0.00011416 | 0.013629 | 0.35691 | 0 | 0.12403 | 0.24369 | 0 | 0
8491 | 1 | 0.00012643 | 0.00020487 | 0 | 8.8113e-05 | 0.00011416 | 0 | 0.35832 | 0 | 0.045868 | 0.24314 | 0 | 0
8492 | 1 | 0.00011993 | 0.00020569 | 0 | 5.8742e-05 | 0.00011416 | 0 | 0.3793 | 0 | 0.032293 | 0.23435 | 0 | 0
8493 | 1 | 0.00011183 | 0.00020785 | 0 | 3.7595e-05 | 0.00011416 | 0 | 0.36209 | 0 | 0.04317 | 0.22799 | 0 | 0
8494 | 1 | 0.00010236 | 0.00020788 | 0 | 2.3497e-05 | 0.00011416 | 0 | 0.32768 | 0 | 0.067285 | 0.21532 | 0 | 0
8495 | 1 | 0.00010561 | 0.00020746 | 0 | 9.3987e-06 | 0.00011416 | 0 | 0.31318 | 0 | 0.048314 | 0.20959 | 0 | 0
8496 | 1 | 9.367e-05 | 0.00020715 | 0 | 5.8742e-06 | 0.00011416 | 0 | 0.30846 | 0 | 0.063491 | 0.20598 | 0 | 0
8497 | 1 | 8.6084e-05 | 0.00020642 | 0 | 2.3497e-06 | 0.00011416 | 0 | 0.33345 | 0 | 0.060371 | 0.21825 | 0 | 0
8498 | 1 | 8.0704e-05 | 0.0002055 | 0 | 1.1748e-06 | 0.00011416 | 0 | 0.32449 | 0 | 0.067622 | 0.21969 | 0 | 0
8499 | 1 | 7.8261e-05 | 0.00020641 | 0 | 1.4098e-05 | 0.00011416 | 0 | 0.27098 | 0 | 0.067538 | 0.21865 | 0 | 0
8500 | 1 | 7.5078e-05 | 0.00020803 | 0 | 3.7595e-05 | 0.00011416 | 0 | 0.19672 | 0 | 0.061973 | 0.21712 | 0 | 0
8501 | 1 | 7.9547e-05 | 0.00021011 | 0 | 9.3987e-05 | 0.00011416 | 0 | 0.13885 | 0 | 0.057336 | 0.21342 | 0 | 0
8502 | 1 | 0.00010099 | 0.00021332 | 0 | 0.0001821 | 0.00011416 | 0 | 0.10667 | 0 | 0.068887 | 0.22032 | 0 | 0
8503 | 1 | 0.00013163 | 0.00021522 | 0 | 0.0001586 | 0.00011416 | 0.014055 | 0.07909 | 0 | 0.24739 | 0.24405 | 0 | 0
8504 | 1 | 0.00016102 | 0.00020718 | 0 | 0.00014685 | 0.00011416 | 0.030239 | 0.054455 | 0 | 0.20742 | 0.25762 | 0 | 0
8505 | 1 | 0.0001709 | 0.0001859 | 0 | 0.00016448 | 0.00011416 | 0.084327 | 0.053159 | 0 | 0.19148 | 0.24499 | 0 | 0.18915
8506 | 1 | 0.00017518 | 0.00016653 | 0 | 0.00018797 | 0.00011416 | 0.1546 | 0.053277 | 0 | 0.18761 | 0.24644 | 0 | 0.64031
8507 | 1 | 0.00017848 | 0.00014667 | 0 | 0.00020677 | 0.00011416 | 0.20784 | 0.046794 | 0 | 0.20017 | 0.23913 | 0 | 0.444
8508 | 1 | 0.00017924 | 0.00013278 | 0 | 0.00018797 | 0.00011416 | 0.22998 | 0.042669 | 0 | 0.19503 | 0.23606 | 0 | 0.2353
8509 | 1 | 0.00017565 | 0.00012709 | 0 | 0.00019032 | 0.00011416 | 0.20358 | 0.03984 | 0 | 0.14401 | 0.2348 | 0 | 0
8510 | 1 | 0.00017395 | 0.00013103 | 0 | 0.00021382 | 0.00011416 | 0.14055 | 0.037836 | 0 | 0.16256 | 0.23778 | 0 | 0
8511 | 1 | 0.00016999 | 0.00014791 | 0 | 0.00022322 | 0.00011416 | 0.06644 | 0.047619 | 0 | 0.14148 | 0.25961 | 0 | 0
8512 | 1 | 0.00017012 | 0.0001623 | 0 | 0.00022322 | 0.00011416 | 0.022572 | 0.05917 | 0 | 0.12673 | 0.27183 | 0 | 0
8513 | 1 | 0.00018029 | 0.00016704 | 0 | 0.00016448 | 0.00011416 | 0.013629 | 0.069071 | 0 | 0.14444 | 0.27255 | 0 | 0
8514 | 1 | 0.00018593 | 0.00017346 | 0 | 0.00011748 | 0.00011416 | 0.013629 | 0.099364 | 0 | 0.15017 | 0.26953 | 0 | 0
8515 | 1 | 0.00017999 | 0.00017995 | 0 | 8.8113e-05 | 0.00011416 | 0 | 0.124 | 0 | 0.13406 | 0.25419 | 0 | 0
8516 | 1 | 0.00016934 | 0.00018354 | 0 | 5.8742e-05 | 0.00011416 | 0 | 0.11103 | 0 | 0.052698 | 0.25704 | 0 | 0
8517 | 1 | 0.00015139 | 0.00018695 | 0 | 3.7595e-05 | 0.00011416 | 0 | 0.081683 | 0 | 0.039123 | 0.24215 | 0 | 0
8518 | 1 | 0.0001327 | 0.00019096 | 0 | 2.3497e-05 | 0.00011416 | 0 | 0.10396 | 0 | 0.067622 | 0.22353 | 0 | 0
8519 | 1 | 0.00012752 | 0.00019531 | 0 | 9.3987e-06 | 0.00011416 | 0 | 0.15771 | 0 | 0.081619 | 0.21649 | 0 | 0
8520 | 1 | 0.00010979 | 0.00019716 | 0 | 5.8742e-06 | 0.00011416 | 0 | 0.20556 | 0 | 0.066948 | 0.21153 | 0 | 0
8521 | 1 | 9.5135e-05 | 0.00019531 | 0 | 2.3497e-06 | 0.00011416 | 0 | 0.21876 | 0 | 0.064671 | 0.21013 | 0 | 0
8522 | 1 | 8.8886e-05 | 0.0001921 | 0 | 1.1748e-06 | 0.00011416 | 0 | 0.22242 | 0 | 0.063238 | 0.21004 | 0 | 0
8523 | 1 | 8.3391e-05 | 0.00019254 | 0 | 1.4098e-05 | 0.00011416 | 0 | 0.19932 | 0 | 0.062226 | 0.20616 | 0 | 0
8524 | 1 | 7.7394e-05 | 0.00019363 | 0 | 3.7595e-05 | 0.00011416 | 0 | 0.19248 | 0 | 0.059275 | 0.20585 | 0 | 0
8525 | 1 | 8.1688e-05 | 0.0001934 | 0 | 9.3987e-05 | 0.00011416 | 0 | 0.18505 | 0 | 0.047133 | 0.20679 | 0 | 0
8526 | 1 | 0.00010169 | 0.00019294 | 0 | 0.0001821 | 0.00011416 | 0 | 0.20769 | 0 | 0.079342 | 0.21378 | 0 | 0
8527 | 1 | 0.00013242 | 0.00019373 | 0 | 0.0001586 | 0.00011416 | 0.013629 | 0.19826 | 0 | 0.28094 | 0.23074 | 0 | 0
8528 | 1 | 0.00015836 | 0.00018132 | 0 | 0.00014685 | 0.00011416 | 0.037053 | 0.19743 | 0 | 0.3032 | 0.23259 | 0 | 0
8529 | 1 | 0.00017218 | 0.00014375 | 0 | 0.00016448 | 0.00011416 | 0.10818 | 0.17727 | 0 | 0.26476 | 0.23322 | 0 | 0.48222
8530 | 1 | 0.00017829 | 0.00010975 | 0 | 0.00018797 | 0.00011416 | 0.19421 | 0.14227 | 0 | 0.10835 | 0.22907 | 0 | 0.6276
8531 | 1 | 0.00017994 | 8.9377e-05 | 0 | 0.00020677 | 0.00011416 | 0.25894 | 0.11304 | 0 | 0.084823 | 0.23047 | 0 | 0.70515
8532 | 1 | 0.0001822 | 7.571e-05 | 0 | 0.00018797 | 0.00011416 | 0.28365 | 0.1062 | 0 | 0.08575 | 0.23282 | 0 | 0.73911
8533 | 1 | 0.00017616 | 7.1379e-05 | 0 | 0.00019032 | 0.00011416 | 0.25767 | 0.10868 | 0 | 0.069477 | 0.23006 | 0 | 0
8534 | 1 | 0.00017713 | 8.5759e-05 | 0 | 0.00021382 | 0.00011416 | 0.18313 | 0.1293 | 0 | 0.089629 | 0.22948 | 0 | 0
8535 | 1 | 0.00016616 | 0.0001178 | 0 | 0.00022322 | 0.00011416 | 0.086882 | 0.19496 | 0 | 0.066695 | 0.24332 | 0 | 0
8536 | 1 | 0.00016342 | 0.00014184 | 0 | 0.00022322 | 0.00011416 | 0.026831 | 0.21358 | 0 | 0.076813 | 0.24378 | 0 | 0
8537 | 1 | 0.00017077 | 0.00014977 | 0 | 0.00016448 | 0.00011416 | 0.013629 | 0.21146 | 0 | 0.13929 | 0.24463 | 0 | 0
8538 | 1 | 0.00017662 | 0.00015572 | 0 | 0.00011748 | 0.00011416 | 0.013629 | 0.19519 | 0 | 0.15548 | 0.23913 | 0 | 0
8539 | 1 | 0.00017097 | 0.00016052 | 0 | 8.8113e-05 | 0.00011416 | 0 | 0.15842 | 0 | 0.091062 | 0.22596 | 0 | 0
8540 | 1 | 0.00016221 | 0.00016456 | 0 | 5.8742e-05 | 0.00011416 | 0 | 0.126 | 0 | 0.060202 | 0.22465 | 0 | 0
8541 | 1 | 0.00014469 | 0.00016637 | 0 | 3.7595e-05 | 0.00011416 | 0 | 0.10891 | 0 | 0.047302 | 0.21847 | 0 | 0
8542 | 1 | 0.00012726 | 0.00016541 | 0 | 2.3497e-05 | 0.00011416 | 0 | 0.082744 | 0 | 0.060877 | 0.21229 | 0 | 0
8543 | 1 | 0.00012523 | 0.00016135 | 0 | 9.3987e-06 | 0.00011416 | 0 | 0.062942 | 0 | 0.084401 | 0.21126 | 0 | 0
8544 | 1 | 0.00010724 | 0.00015791 | 0 | 5.8742e-06 | 0.00011416 | 0 | 0.071075 | 0 | 0.07656 | 0.19764 | 0 | 0
8545 | 1 | 9.8148e-05 | 0.00015657 | 0 | 2.3497e-06 | 0.00011416 | 0 | 0.10255 | 0 | 0.063912 | 0.1984 | 0 | 0
8546 | 1 | 8.7648e-05 | 0.00015938 | 0 | 1.1748e-06 | 0.00011416 | 0 | 0.13614 | 0 | 0.062395 | 0.19881 | 0 | 0
8547 | 1 | 8.1979e-05 | 0.00016736 | 0 | 1.4098e-05 | 0.00011416 | 0 | 0.13649 | 0 | 0.05 | 0.1975 | 0 | 0
8548 | 1 | 7.524e-05 | 0.00017705 | 0 | 3.7595e-05 | 0.00011416 | 0 | 0.12023 | 0 | 0.047218 | 0.19935 | 0 | 0
8549 | 1 | 7.726e-05 | 0.00018785 | 0 | 9.3987e-05 | 0.00011416 | 0 | 0.10396 | 0 | 0.05253 | 0.19949 | 0 | 0
8550 | 1 | 9.1884e-05 | 0.00019862 | 0 | 0.0001821 | 0.00011416 | 0 | 0.089345 | 0 | 0.044351 | 0.21144 | 0 | 0
8551 | 1 | 0.00011858 | 0.0002081 | 0 | 0.0001586 | 0.00011416 | 0.013629 | 0.08628 | 0 | 0.03575 | 0.22533 | 0 | 0
8552 | 1 | 0.00014493 | 0.0002018 | 0 | 0.00014685 | 0.00011416 | 0.037053 | 0.07414 | 0 | 0.057251 | 0.23232 | 0 | 0
8553 | 1 | 0.00015529 | 0.00017063 | 0 | 0.00016448 | 0.00011416 | 0.11329 | 0.065064 | 0 | 0.06425 | 0.23155 | 0 | 0.51821
8554 | 1 | 0.00015995 | 0.00013794 | 0 | 0.00018797 | 0.00011416 | 0.20869 | 0.061999 | 0 | 0.059949 | 0.23016 | 0 | 0.6632
8555 | 1 | 0.00016341 | 0.00010981 | 0 | 0.00020677 | 0.00011416 | 0.28237 | 0.068364 | 0 | 0.057083 | 0.22447 | 0 | 0.73228
8556 | 1 | 0.00016628 | 9.0456e-05 | 0 | 0.00018797 | 0.00011416 | 0.31133 | 0.072018 | 0 | 0.061298 | 0.21983 | 0 | 0.75293
8557 | 1 | 0.00016122 | 8.3601e-05 | 0 | 0.00019032 | 0.00011416 | 0.27811 | 0.068482 | 0 | 0.061467 | 0.21563 | 0 | 0
8558 | 1 | 0.00015567 | 9.435e-05 | 0 | 0.00021382 | 0.00011416 | 0.19378 | 0.078501 | 0 | 0.063491 | 0.21441 | 0 | 0
8559 | 1 | 0.00014898 | 0.00012714 | 0 | 0.00022322 | 0.00011416 | 0.09029 | 0.074022 | 0 | 0.17707 | 0.22005 | 0 | 0
8560 | 1 | 0.00014429 | 0.00015644 | 0 | 0.00022322 | 0.00011416 | 0.027683 | 0.076261 | 0 | 0.15953 | 0.22907 | 0 | 0
8561 | 1 | 0.00015392 | 0.00016598 | 0 | 0.00016448 | 0.00011416 | 0.013629 | 0.10196 | 0 | 0.30894 | 0.23106 | 0 | 0
8562 | 1 | 0.00016073 | 0.00016974 | 0 | 0.00011748 | 0.00011416 | 0.013629 | 0.14168 | 0 | 0.47066 | 0.23597 | 0 | 0
8563 | 1 | 0.00015489 | 0.00017092 | 0 | 8.8113e-05 | 0.00011416 | 0 | 0.1636 | 0 | 0.43373 | 0.22709 | 0 | 0
8564 | 1 | 0.00014272 | 0.0001707 | 0 | 5.8742e-05 | 0.00011416 | 0 | 0.17032 | 0 | 0.18592 | 0.21419 | 0 | 0
8565 | 1 | 0.00013025 | 0.00016999 | 0 | 3.7595e-05 | 0.00011416 | 0 | 0.17079 | 0 | 0.15329 | 0.20648 | 0 | 0
8566 | 1 | 0.00011285 | 0.00017 | 0 | 2.3497e-05 | 0.00011416 | 0 | 0.098421 | 0 | 0.21189 | 0.20684 | 0 | 0
8567 | 1 | 0.00010901 | 0.00017196 | 0 | 9.3987e-06 | 0.00011416 | 0 | 0.032532 | 0 | 0.14477 | 0.20485 | 0 | 0
8568 | 1 | 9.2124e-05 | 0.00017426 | 0 | 5.8742e-06 | 0.00011416 | 0 | 0.0095474 | 0 | 0.14528 | 0.18956 | 0 | 0
8569 | 1 | 8.1666e-05 | 0.00017642 | 0 | 2.3497e-06 | 0.00011416 | 0 | 0.010726 | 0 | 0.06172 | 0.19033 | 0 | 0
8570 | 1 | 6.9666e-05 | 0.00017829 | 0 | 1.1748e-06 | 0.00011416 | 0 | 0.0068364 | 0 | 0.055396 | 0.19119 | 0 | 0
8571 | 1 | 6.2492e-05 | 0.0001811 | 0 | 1.4098e-05 | 0.00011416 | 0 | 0.0049505 | 0 | 0.0543 | 0.19159 | 0 | 0
8572 | 1 | 5.6038e-05 | 0.00018565 | 0 | 3.7595e-05 | 0.00011416 | 0 | 0.0058934 | 0 | 0.03887 | 0.18857 | 0 | 0
8573 | 1 | 5.6991e-05 | 0.00019283 | 0 | 9.3987e-05 | 0.00011416 | 0 | 0.012494 | 0 | 0.042243 | 0.1878 | 0 | 0
8574 | 1 | 6.4381e-05 | 0.00020038 | 0 | 0.0001821 | 0.00011416 | 0 | 0.018152 | 0 | 0.030776 | 0.19628 | 0 | 0
8575 | 1 | 7.1542e-05 | 0.00020788 | 0 | 0.0001586 | 0.00011416 | 0.013629 | 0.026403 | 0 | 0.063491 | 0.20481 | 0 | 0
8576 | 1 | 9.1063e-05 | 0.00020285 | 0 | 0.00014685 | 0.00011416 | 0.04046 | 0.03819 | 0 | 0.15405 | 0.2109 | 0 | 0
8577 | 1 | 0.00010645 | 0.00017219 | 0 | 0.00016448 | 0.00011416 | 0.11797 | 0.066478 | 0 | 0.14755 | 0.21378 | 0 | 0.50017
8578 | 1 | 0.00011639 | 0.00014795 | 0 | 0.00018797 | 0.00011416 | 0.2121 | 0.072843 | 0 | 0.13853 | 0.21085 | 0 | 0.67431
8579 | 1 | 0.00011883 | 0.00012613 | 0 | 0.00020677 | 0.00011416 | 0.27939 | 0.072607 | 0 | 0.054132 | 0.21112 | 0 | 0.70582
8580 | 1 | 0.00011998 | 0.00011029 | 0 | 0.00018797 | 0.00011416 | 0.30281 | 0.090995 | 0 | 0.05059 | 0.21459 | 0 | 0.72547
8581 | 1 | 0.00011452 | 0.00010641 | 0 | 0.00019032 | 0.00011416 | 0.27087 | 0.1293 | 0 | 0.051686 | 0.2169 | 0 | 0
8582 | 1 | 0.00010529 | 0.00011719 | 0 | 0.00021382 | 0.00011416 | 0.18995 | 0.15877 | 0 | 0.047808 | 0.21969 | 0 | 0
8583 | 1 | 9.6714e-05 | 0.00015195 | 0 | 0.00022322 | 0.00011416 | 0.089012 | 0.1451 | 0 | 0.050253 | 0.22095 | 0 | 0
8584 | 1 | 8.9456e-05 | 0.00018234 | 0 | 0.00022322 | 0.00011416 | 0.027257 | 0.14639 | 0 | 0.047049 | 0.22921 | 0 | 0
8585 | 1 | 0.0001 | 0.000193 | 0 | 0.00016448 | 0.00011416 | 0.011925 | 0.13885 | 0 | 0.033558 | 0.23376 | 0 | 0
8586 | 1 | 0.00010775 | 0.0001992 | 0 | 0.00011748 | 0.00011416 | 0.011925 | 0.14486 | 0 | 0.027403 | 0.23349 | 0 | 0
8587 | 1 | 0.00010074 | 0.00019999 | 0 | 8.8113e-05 | 0.00011416 | 0 | 0.13637 | 0 | 0.024199 | 0.23724 | 0 | 0
8588 | 1 | 8.7217e-05 | 0.00020275 | 0 | 5.8742e-05 | 0.00011416 | 0 | 0.10514 | 0 | 0.018718 | 0.2265 | 0 | 0
8589 | 1 | 7.8734e-05 | 0.00020652 | 0 | 3.7595e-05 | 0.00011416 | 0 | 0.07909 | 0 | 0.014755 | 0.21351 | 0 | 0
8590 | 1 | 7.2397e-05 | 0.00020934 | 0 | 2.3497e-05 | 0.00011416 | 0 | 0.062235 | 0 | 0.035245 | 0.20102 | 0 | 0
8591 | 1 | 7.9779e-05 | 0.00021122 | 0 | 9.3987e-06 | 0.00011416 | 0 | 0.070132 | 0 | 0.042411 | 0.19583 | 0 | 0
8592 | 1 | 7.1478e-05 | 0.00021215 | 0 | 5.8742e-06 | 0.00011416 | 0 | 0.064592 | 0 | 0.036931 | 0.19132 | 0 | 0
8593 | 1 | 7.6545e-05 | 0.00021176 | 0 | 2.3497e-06 | 0.00011416 | 0 | 0.078972 | 0 | 0.058094 | 0.18771 | 0 | 0
8594 | 1 | 6.5186e-05 | 0.00020919 | 0 | 1.1748e-06 | 0.00011416 | 0 | 0.070957 | 0 | 0.054975 | 0.19114 | 0 | 0
8595 | 1 | 5.8376e-05 | 0.0002095 | 0 | 1.4098e-05 | 0.00011416 | 0 | 0.066478 | 0 | 0.055987 | 0.19047 | 0 | 0
8596 | 1 | 5.2867e-05 | 0.00020753 | 0 | 3.7595e-05 | 0.00011416 | 0 | 0.059877 | 0 | 0.058263 | 0.19065 | 0 | 0
8597 | 1 | 5.4829e-05 | 0.00020775 | 0 | 9.3987e-05 | 0.00011416 | 0 | 0.053395 | 0 | 0.057841 | 0.19087 | 0 | 0
8598 | 1 | 6.3189e-05 | 0.00020861 | 0 | 0.0001821 | 0.00011416 | 0 | 0.065771 | 0 | 0.036341 | 0.19646 | 0 | 0
8599 | 1 | 7.1489e-05 | 0.00020824 | 0 | 0.0001586 | 0.00011416 | 0.013629 | 0.065771 | 0 | 0.040556 | 0.2035 | 0 | 0
8600 | 1 | 9.2243e-05 | 0.00019471 | 0 | 0.00014685 | 0.00011416 | 0.037905 | 0.061763 | 0 | 0.050759 | 0.20932 | 0 | 0
8601 | 1 | 0.00010847 | 0.00015826 | 0 | 0.00016448 | 0.00011416 | 0.11414 | 0.051273 | 0 | 0.058685 | 0.20869 | 0 | 0.47188
8602 | 1 | 0.0001196 | 0.00012578 | 0 | 0.00018797 | 0.00011416 | 0.20613 | 0.04149 | 0 | 0.053541 | 0.20729 | 0 | 0.72343
8603 | 1 | 0.00012244 | 0.00010118 | 0 | 0.00020677 | 0.00011416 | 0.27428 | 0.031117 | 0 | 0.052277 | 0.20702 | 0 | 0.7592
8604 | 1 | 0.00012409 | 8.1953e-05 | 0 | 0.00018797 | 0.00011416 | 0.30026 | 0.029467 | 0 | 0.051855 | 0.20959 | 0 | 0.72791
8605 | 1 | 0.00011911 | 7.4733e-05 | 0 | 0.00019032 | 0.00011416 | 0.27002 | 0.023102 | 0 | 0.048904 | 0.20481 | 0 | 0
8606 | 1 | 0.00010963 | 8.7233e-05 | 0 | 0.00021382 | 0.00011416 | 0.18995 | 0.021334 | 0 | 0.051602 | 0.20972 | 0 | 0
8607 | 1 | 0.00010081 | 0.00012369 | 0 | 0.00022322 | 0.00011416 | 0.089864 | 0.029231 | 0 | 0.055818 | 0.20756 | 0 | 0
8608 | 1 | 9.3555e-05 | 0.00015406 | 0 | 0.00022322 | 0.00011416 | 0.027683 | 0.033239 | 0 | 0.042917 | 0.21658 | 0 | 0
8609 | 1 | 0.00010387 | 0.0001663 | 0 | 0.00016448 | 0.00011416 | 0.011925 | 0.040193 | 0 | 0.089207 | 0.22673 | 0 | 0
8610 | 1 | 0.00011142 | 0.00017382 | 0 | 0.00011748 | 0.00011416 | 0.011925 | 0.046794 | 0 | 0.1446 | 0.22574 | 0 | 0
8611 | 1 | 0.00010394 | 0.00017791 | 0 | 8.8113e-05 | 0.00011416 | 0 | 0.046676 | 0 | 0.14435 | 0.22763 | 0 | 0
8612 | 1 | 9.0466e-05 | 0.00018033 | 0 | 5.8742e-05 | 0.00011416 | 0 | 0.039486 | 0 | 0.097639 | 0.21802 | 0 | 0
8613 | 1 | 8.2213e-05 | 0.00018252 | 0 | 3.7595e-05 | 0.00011416 | 0 | 0.038425 | 0 | 0.017875 | 0.21735 | 0 | 0
8614 | 1 | 7.601e-05 | 0.00018441 | 0 | 2.3497e-05 | 0.00011416 | 0 | 0.04644 | 0 | 0.041568 | 0.21243 | 0 | 0
8615 | 1 | 8.3464e-05 | 0.0001858 | 0 | 9.3987e-06 | 0.00011416 | 0 | 0.040429 | 0 | 0.042664 | 0.19881 | 0 | 0
8616 | 1 | 7.5148e-05 | 0.00018683 | 0 | 5.8742e-06 | 0.00011416 | 0 | 0.044554 | 0 | 0.039545 | 0.18731 | 0 | 0
8617 | 1 | 6.77e-05 | 0.0001871 | 0 | 2.3497e-06 | 0.00011416 | 0 | 0.040429 | 0 | 0.042664 | 0.18695 | 0 | 0
8618 | 1 | 5.8604e-05 | 0.00018666 | 0 | 1.1748e-06 | 0.00011416 | 0 | 0.045262 | 0 | 0.06231 | 0.18808 | 0 | 0
8619 | 1 | 5.481e-05 | 0.00018615 | 0 | 1.4098e-05 | 0.00011416 | 0 | 0.051509 | 0 | 0.057336 | 0.18722 | 0 | 0
8620 | 1 | 4.9587e-05 | 0.00018599 | 0 | 3.7595e-05 | 0.00011416 | 0 | 0.06695 | 0 | 0.061298 | 0.18808 | 0 | 0
8621 | 1 | 5.0945e-05 | 0.00018607 | 0 | 9.3987e-05 | 0.00011416 | 0 | 0.077676 | 0 | 0.065346 | 0.18916 | 0 | 0
8622 | 1 | 5.7062e-05 | 0.00018631 | 0 | 0.0001821 | 0.00011416 | 0 | 0.076379 | 0 | 0.053879 | 0.18916 | 0 | 0
8623 | 1 | 6.4003e-05 | 0.00018632 | 0 | 0.0001586 | 0.00011416 | 0.013629 | 0.079797 | 0 | 0.067875 | 0.19096 | 0 | 0
8624 | 1 | 7.6807e-05 | 0.00017569 | 0 | 0.00014685 | 0.00011416 | 0.036201 | 0.091938 | 0 | 0.069646 | 0.19236 | 0 | 0
8625 | 1 | 9.4498e-05 | 0.00014274 | 0 | 0.00016448 | 0.00011416 | 0.10775 | 0.092174 | 0 | 0.070658 | 0.19137 | 0 | 0.48747
8626 | 1 | 0.00010859 | 0.00010886 | 0 | 0.00018797 | 0.00011416 | 0.19336 | 0.096063 | 0 | 0.062985 | 0.18907 | 0 | 0.72011
8627 | 1 | 0.00011806 | 8.5832e-05 | 0 | 0.00020677 | 0.00011416 | 0.26107 | 0.094649 | 0 | 0.091231 | 0.18875 | 0 | 0.82715
8628 | 1 | 0.00012284 | 7.0693e-05 | 0 | 0.00018797 | 0.00011416 | 0.29174 | 0.081094 | 0 | 0.058938 | 0.19056 | 0 | 0.79576
8629 | 1 | 0.00011517 | 6.7018e-05 | 0 | 0.00019032 | 0.00011416 | 0.26704 | 0.074493 | 0 | 0.079005 | 0.18929 | 0 | 0
8630 | 1 | 0.0001075 | 8.2478e-05 | 0 | 0.00021382 | 0.00011416 | 0.19208 | 0.06141 | 0 | 0.052445 | 0.19416 | 0 | 0
8631 | 1 | 9.9613e-05 | 0.00011661 | 0 | 0.00022322 | 0.00011416 | 0.093271 | 0.079444 | 0 | 0.073693 | 0.19259 | 0 | 0
8632 | 1 | 9.8433e-05 | 0.00014576 | 0 | 0.00022322 | 0.00011416 | 0.027683 | 0.11693 | 0 | 0.043929 | 0.2003 | 0 | 0
8633 | 1 | 0.0001087 | 0.0001602 | 0 | 0.00016448 | 0.00011416 | 0.011925 | 0.11421 | 0 | 0.039207 | 0.21184 | 0 | 0
8634 | 1 | 0.00011732 | 0.00016882 | 0 | 0.00011748 | 0.00011416 | 0.011925 | 0.086634 | 0 | 0.066526 | 0.21293 | 0 | 0
8635 | 1 | 0.00011802 | 0.00017359 | 0 | 8.8113e-05 | 0.00011416 | 0 | 0.074611 | 0 | 0.052782 | 0.21428 | 0 | 0
8636 | 1 | 0.00011129 | 0.00017814 | 0 | 5.8742e-05 | 0.00011416 | 0 | 0.049741 | 0 | 0.059359 | 0.20603 | 0 | 0
8637 | 1 | 0.00010078 | 0.00018373 | 0 | 3.7595e-05 | 0.00011416 | 0 | 0.045615 | 0 | 0.032546 | 0.19791 | 0 | 0
8638 | 1 | 8.7668e-05 | 0.00019115 | 0 | 2.3497e-05 | 0.00011416 | 0 | 0.045733 | 0 | 0.063659 | 0.18758 | 0 | 0
8639 | 1 | 8.967e-05 | 0.00019768 | 0 | 9.3987e-06 | 0.00011416 | 0 | 0.03925 | 0 | 0.060371 | 0.1805 | 0 | 0
8640 | 1 | 7.7861e-05 | 0.00020288 | 0 | 5.8742e-06 | 0.00011416 | 0 | 0.043494 | 0 | 0.048651 | 0.17441 | 0 | 0
8641 | 1 | 6.9857e-05 | 0.00020697 | 0 | 2.3497e-06 | 0.00011416 | 0 | 0.040429 | 0 | 0.044351 | 0.17833 | 0 | 0
8642 | 1 | 5.8617e-05 | 0.00021004 | 0 | 1.1748e-06 | 0.00011416 | 0 | 0.029939 | 0 | 0.069224 | 0.18005 | 0 | 0
8643 | 1 | 5.3941e-05 | 0.00021137 | 0 | 1.4098e-05 | 0.00011416 | 0 | 0.026638 | 0 | 0.067454 | 0.17969 | 0 | 0
8644 | 1 | 4.8951e-05 | 0.00021021 | 0 | 3.7595e-05 | 0.00011416 | 0 | 0.030057 | 0 | 0.070573 | 0.17427 | 0 | 0
8645 | 1 | 5.0149e-05 | 0.00020757 | 0 | 9.3987e-05 | 0.00011416 | 0 | 0.03265 | 0 | 0.07032 | 0.17423 | 0 | 0
8646 | 1 | 5.6434e-05 | 0.0002046 | 0 | 0.0001821 | 0.00011416 | 0 | 0.038072 | 0 | 0.064503 | 0.17892 | 0 | 0
8647 | 1 | 6.0756e-05 | 0.00020315 | 0 | 0.0001586 | 0.00011416 | 0.013629 | 0.030646 | 0 | 0.068718 | 0.18117 | 0 | 0
8648 | 1 | 7.7716e-05 | 0.00019268 | 0 | 0.00014685 | 0.00011416 | 0.037905 | 0.03041 | 0 | 0.060961 | 0.18167 | 0 | 0
8649 | 1 | 9.4214e-05 | 0.00016265 | 0 | 0.00016448 | 0.00011416 | 0.11286 | 0.034889 | 0 | 0.059359 | 0.18686 | 0 | 0.50278
8650 | 1 | 0.00010762 | 0.00013313 | 0 | 0.00018797 | 0.00011416 | 0.20528 | 0.022631 | 0 | 0.061636 | 0.1934 | 0 | 0.70954
8651 | 1 | 0.00011491 | 0.0001107 | 0 | 0.00020677 | 0.00011416 | 0.273 | 0.017445 | 0 | 0.0586 | 0.19588 | 0 | 0.79995
8652 | 1 | 0.00011858 | 9.6523e-05 | 0 | 0.00018797 | 0.00011416 | 0.29813 | 0.015323 | 0 | 0.060118 | 0.19583 | 0 | 0.75399
8653 | 1 | 0.00011023 | 9.349e-05 | 0 | 0.00019032 | 0.00011416 | 0.26917 | 0.013555 | 0 | 0.057926 | 0.19182 | 0 | 0
8654 | 1 | 0.0001017 | 0.00010794 | 0 | 0.00021382 | 0.00011416 | 0.1925 | 0.013083 | 0 | 0.054216 | 0.18835 | 0 | 0
8655 | 1 | 9.3865e-05 | 0.00014118 | 0 | 0.00022322 | 0.00011416 | 0.092419 | 0.019331 | 0 | 0.05742 | 0.1929 | 0 | 0
8656 | 1 | 9.3295e-05 | 0.00016659 | 0 | 0.00022322 | 0.00011416 | 0.028535 | 0.024752 | 0 | 0.1145 | 0.1994 | 0 | 0
8657 | 1 | 0.00010635 | 0.00017279 | 0 | 0.00016448 | 0.00011416 | 0.011925 | 0.027346 | 0 | 0.33263 | 0.21487 | 0 | 0
8658 | 1 | 0.00011786 | 0.00017538 | 0 | 0.00011748 | 0.00011416 | 0.011925 | 0.034182 | 0 | 0.38482 | 0.21193 | 0 | 0
8659 | 1 | 0.00011983 | 0.00017623 | 0 | 8.8113e-05 | 0.00011416 | 0 | 0.040547 | 0 | 0.3602 | 0.2109 | 0 | 0
8660 | 1 | 0.00011375 | 0.00017702 | 0 | 5.8742e-05 | 0.00011416 | 0 | 0.035243 | 0 | 0.36906 | 0.20526 | 0 | 0
8661 | 1 | 0.00010431 | 0.00017814 | 0 | 3.7595e-05 | 0.00011416 | 0 | 0.038307 | 0 | 0.30708 | 0.19376 | 0 | 0
8662 | 1 | 9.221e-05 | 0.00018215 | 0 | 2.3497e-05 | 0.00011416 | 0 | 0.043258 | 0 | 0.314 | 0.18668 | 0 | 0
8663 | 1 | 9.4035e-05 | 0.00018699 | 0 | 9.3987e-06 | 0.00011416 | 0 | 0.04149 | 0 | 0.25059 | 0.18009 | 0 | 0
8664 | 1 | 8.2163e-05 | 0.0001915 | 0 | 5.8742e-06 | 0.00011416 | 0 | 0.051509 | 0 | 0.24056 | 0.17712 | 0 | 0
8665 | 1 | 6.6774e-05 | 0.00019502 | 0 | 2.3497e-06 | 0.00011416 | 0 | 0.046912 | 0 | 0.070995 | 0.17608 | 0 | 0
8666 | 1 | 5.9531e-05 | 0.00019801 | 0 | 1.1748e-06 | 0.00011416 | 0 | 0.039486 | 0 | 0.059106 | 0.17621 | 0 | 0
8667 | 1 | 5.5079e-05 | 0.00019978 | 0 | 1.4098e-05 | 0.00011416 | 0 | 0.041018 | 0 | 0.059022 | 0.17648 | 0 | 0
8668 | 1 | 5.1338e-05 | 0.00020013 | 0 | 3.7595e-05 | 0.00011416 | 0 | 0.051627 | 0 | 0.06172 | 0.17572 | 0 | 0
8669 | 1 | 5.5205e-05 | 0.00019999 | 0 | 9.3987e-05 | 0.00011416 | 0 | 0.042904 | 0 | 0.070995 | 0.17382 | 0 | 0
8670 | 1 | 7.0565e-05 | 0.00019954 | 0 | 0.0001821 | 0.00011416 | 0 | 0.028171 | 0 | 0.18828 | 0.20571 | 0 | 0
8671 | 1 | 8.9285e-05 | 0.00019962 | 0 | 0.0001586 | 0.00011416 | 0.013629 | 0.022513 | 0 | 0.24216 | 0.2215 | 0 | 0
8672 | 1 | 0.00011332 | 0.00018858 | 0 | 0.00014685 | 0.00011416 | 0.036201 | 0.020038 | 0 | 0.23988 | 0.21987 | 0 | 0
8673 | 1 | 0.00013144 | 0.00015962 | 0 | 0.00016448 | 0.00011416 | 0.10903 | 0.014144 | 0 | 0.26155 | 0.21811 | 0 | 0.52763
8674 | 1 | 0.00013846 | 0.0001295 | 0 | 0.00018797 | 0.00011416 | 0.19421 | 0.009901 | 0 | 0.26956 | 0.20702 | 0 | 0.71956
8675 | 1 | 0.0001417 | 0.00010807 | 0 | 0.00020677 | 0.00011416 | 0.25894 | 0.009901 | 0 | 0.27563 | 0.19615 | 0 | 0.73111
8676 | 1 | 0.00014448 | 9.6654e-05 | 0 | 0.00018797 | 0.00011416 | 0.28194 | 0.00719 | 0 | 0.30472 | 0.19412 | 0 | 0.7421
8677 | 1 | 0.00014091 | 9.6027e-05 | 0 | 0.00019032 | 0.00011416 | 0.25298 | 0.0063649 | 0 | 0.26568 | 0.19204 | 0 | 0
8678 | 1 | 0.00013692 | 0.00011117 | 0 | 0.00021382 | 0.00011416 | 0.18186 | 0.0036539 | 0 | 0.25717 | 0.19682 | 0 | 0
8679 | 1 | 0.00013118 | 0.00013796 | 0 | 0.00022322 | 0.00011416 | 0.089438 | 0.0047148 | 0 | 0.23508 | 0.19687 | 0 | 0
8680 | 1 | 0.00013076 | 0.00015599 | 0 | 0.00022322 | 0.00011416 | 0.027683 | 0.0088402 | 0 | 0.24292 | 0.20706 | 0 | 0
8681 | 1 | 0.00014178 | 0.00016323 | 0 | 0.00016448 | 0.00011416 | 0.011925 | 0.010962 | 0 | 0.36265 | 0.21306 | 0 | 0
8682 | 1 | 0.00014988 | 0.00017024 | 0 | 0.00011748 | 0.00011416 | 0.011925 | 0.017327 | 0 | 0.30042 | 0.21892 | 0 | 0
8683 | 1 | 0.00014263 | 0.00017766 | 0 | 8.8113e-05 | 0.00011416 | 0 | 0.028406 | 0 | 0.25514 | 0.21897 | 0 | 0
8684 | 1 | 0.00013583 | 0.00018272 | 0 | 5.8742e-05 | 0.00011416 | 0 | 0.043022 | 0 | 0.1828 | 0.21838 | 0 | 0
8685 | 1 | 0.00011895 | 0.00018736 | 0 | 3.7595e-05 | 0.00011416 | 0 | 0.046558 | 0 | 0.12159 | 0.20179 | 0 | 0
8686 | 1 | 0.00010194 | 0.00019292 | 0 | 2.3497e-05 | 0.00011416 | 0 | 0.073786 | 0 | 0.15067 | 0.19308 | 0 | 0
8687 | 1 | 0.00010008 | 0.00019768 | 0 | 9.3987e-06 | 0.00011416 | 0 | 0.096299 | 0 | 0.077487 | 0.18582 | 0 | 0
8688 | 1 | 8.3039e-05 | 0.00020156 | 0 | 5.8742e-06 | 0.00011416 | 0 | 0.11869 | 0 | 0.070067 | 0.17847 | 0 | 0
8689 | 1 | 6.5366e-05 | 0.00020473 | 0 | 2.3497e-06 | 0.00011416 | 0 | 0.11304 | 0 | 0.067875 | 0.17856 | 0 | 0
8690 | 1 | 5.8074e-05 | 0.00020805 | 0 | 1.1748e-06 | 0.00011416 | 0 | 0.1095 | 0 | 0.071922 | 0.17829 | 0 | 0
8691 | 1 | 5.3322e-05 | 0.0002119 | 0 | 1.4098e-05 | 0.00011416 | 0 | 0.10632 | 0 | 0.06602 | 0.18018 | 0 | 0
8692 | 1 | 4.9154e-05 | 0.0002152 | 0 | 3.7595e-05 | 0.00011416 | 0 | 0.11268 | 0 | 0.061889 | 0.17743 | 0 | 0
8693 | 1 | 5.2782e-05 | 0.0002167 | 0 | 9.3987e-05 | 0.00011416 | 0 | 0.11964 | 0 | 0.056661 | 0.17698 | 0 | 0
8694 | 1 | 6.7863e-05 | 0.00021818 | 0 | 0.0001821 | 0.00011416 | 0 | 0.1115 | 0 | 0.06914 | 0.19128 | 0 | 0
8695 | 1 | 8.6374e-05 | 0.00021971 | 0 | 0.0001586 | 0.00011416 | 0.013629 | 0.083569 | 0 | 0.17976 | 0.20373 | 0 | 0
8696 | 1 | 0.00010935 | 0.00021597 | 0 | 0.00014685 | 0.00011416 | 0.030239 | 0.087459 | 0 | 0.30927 | 0.20765 | 0 | 0
8697 | 1 | 0.00012542 | 0.00020114 | 0 | 0.00016448 | 0.00011416 | 0.089438 | 0.070603 | 0 | 0.26712 | 0.21108 | 0 | 0.58663
8698 | 1 | 0.00013031 | 0.00018567 | 0 | 0.00018797 | 0.00011416 | 0.15758 | 0.075554 | 0 | 0.3183 | 0.18961 | 0 | 0.74665
8699 | 1 | 0.0001324 | 0.00017222 | 0 | 0.00020677 | 0.00011416 | 0.20741 | 0.10561 | 0 | 0.31459 | 0.18325 | 0 | 0.80114
8700 | 1 | 0.00013455 | 0.00016516 | 0 | 0.00018797 | 0.00011416 | 0.22998 | 0.13201 | 0 | 0.2747 | 0.18803 | 0 | 0.81176
8701 | 1 | 0.00013093 | 0.00016487 | 0 | 0.00019032 | 0.00011416 | 0.20486 | 0.13248 | 0 | 0.31358 | 0.19051 | 0 | 0
8702 | 1 | 0.00012794 | 0.00017311 | 0 | 0.00021382 | 0.00011416 | 0.14779 | 0.097478 | 0 | 0.28811 | 0.19407 | 0 | 0
8703 | 1 | 0.00012319 | 0.00019312 | 0 | 0.00022322 | 0.00011416 | 0.072828 | 0.053512 | 0 | 0.30548 | 0.19286 | 0 | 0
8704 | 1 | 0.00012254 | 0.00021269 | 0 | 0.00022322 | 0.00011416 | 0.024276 | 0.033593 | 0 | 0.33541 | 0.20639 | 0 | 0
8705 | 1 | 0.00013358 | 0.00021981 | 0 | 0.00016448 | 0.00011416 | 0.011925 | 0.015441 | 0 | 0.35531 | 0.22389 | 0 | 0
8706 | 1 | 0.00014211 | 0.00022381 | 0 | 0.00011748 | 0.00011416 | 0.011925 | 0.0042433 | 0 | 0.45506 | 0.21911 | 0 | 0
8707 | 1 | 0.00013568 | 0.00022563 | 0 | 8.8113e-05 | 0.00011416 | 0 | 0.0057756 | 0 | 0.40675 | 0.21631 | 0 | 0
8708 | 1 | 0.00012958 | 0.00022583 | 0 | 5.8742e-05 | 0.00011416 | 0 | 0.0083687 | 0 | 0.35363 | 0.21243 | 0 | 0
8709 | 1 | 0.00011333 | 0.0002262 | 0 | 3.7595e-05 | 0.00011416 | 0 | 0.01049 | 0 | 0.29089 | 0.20539 | 0 | 0
8710 | 1 | 9.698e-05 | 0.00022716 | 0 | 2.3497e-05 | 0.00011416 | 0 | 0.013319 | 0 | 0.31695 | 0.19326 | 0 | 0
8711 | 1 | 9.5661e-05 | 0.00022818 | 0 | 9.3987e-06 | 0.00011416 | 0 | 0.017327 | 0 | 0.35599 | 0.17887 | 0 | 0
8712 | 1 | 7.8942e-05 | 0.00022983 | 0 | 5.8742e-06 | 0.00011416 | 0 | 0.01273 | 0 | 0.23406 | 0.18122 | 0 | 0
8713 | 1 | 7.4283e-05 | 0.00023253 | 0 | 2.3497e-06 | 0.00011416 | 0 | 0.022395 | 0 | 0.17841 | 0.18149 | 0 | 0
8714 | 1 | 6.1474e-05 | 0.00023568 | 0 | 1.1748e-06 | 0.00011416 | 0 | 0.035479 | 0 | 0.1511 | 0.18158 | 0 | 0
8715 | 1 | 5.7758e-05 | 0.00023877 | 0 | 1.4098e-05 | 0.00011416 | 0 | 0.066832 | 0 | 0.087184 | 0.17662 | 0 | 0
8716 | 1 | 5.2536e-05 | 0.00024192 | 0 | 3.7595e-05 | 0.00011416 | 0 | 0.10985 | 0 | 0.082293 | 0.17427 | 0 | 0
8717 | 1 | 5.6444e-05 | 0.00024507 | 0 | 9.3987e-05 | 0.00011416 | 0 | 0.091584 | 0 | 0.076054 | 0.17242 | 0 | 0
8718 | 1 | 6.8012e-05 | 0.00024773 | 0 | 0.0001821 | 0.00011416 | 0 | 0.10997 | 0 | 0.17622 | 0.18397 | 0 | 0
8719 | 1 | 8.6489e-05 | 0.0002501 | 0 | 0.0001586 | 0.00011416 | 0.013629 | 0.21629 | 0 | 0.18769 | 0.20557 | 0 | 0
8720 | 1 | 0.00011029 | 0.0002479 | 0 | 0.00014685 | 0.00011416 | 0.028109 | 0.23197 | 0 | 0.26965 | 0.19903 | 0 | 0
8721 | 1 | 0.00012586 | 0.00023308 | 0 | 0.00016448 | 0.00011416 | 0.077087 | 0.21888 | 0 | 0.32774 | 0.2026 | 0 | 0.54667
8722 | 1 | 0.00013608 | 0.00021469 | 0 | 0.00018797 | 0.00011416 | 0.14651 | 0.19272 | 0 | 0.34713 | 0.18212 | 0 | 0.72134
8723 | 1 | 0.00013888 | 0.00019974 | 0 | 0.00020677 | 0.00011416 | 0.20784 | 0.19272 | 0 | 0.34637 | 0.17617 | 0 | 0.78807
8724 | 1 | 0.00013817 | 0.00018981 | 0 | 0.00018797 | 0.00011416 | 0.23765 | 0.17397 | 0 | 0.31948 | 0.17684 | 0 | 0.79937
8725 | 1 | 0.00013639 | 0.00018794 | 0 | 0.00019032 | 0.00011416 | 0.21763 | 0.20226 | 0 | 0.28946 | 0.17414 | 0 | 0.69938
8726 | 1 | 0.00012911 | 0.00019707 | 0 | 0.00021382 | 0.00011416 | 0.15417 | 0.20509 | 0 | 0.25497 | 0.17716 | 0 | 0
8727 | 1 | 0.00012216 | 0.0002284 | 0 | 0.00022322 | 0.00011416 | 0.074532 | 0.19448 | 0 | 0.25438 | 0.19123 | 0 | 0
8728 | 1 | 0.00011871 | 0.00026642 | 0 | 0.00022322 | 0.00011416 | 0.025128 | 0.26167 | 0 | 0.32867 | 0.21063 | 0 | 0
8729 | 1 | 0.00012653 | 0.00027813 | 0 | 0.00016448 | 0.00011416 | 0.011925 | 0.32013 | 0 | 0.3387 | 0.20954 | 0 | 0
8730 | 1 | 0.00013808 | 0.00028379 | 0 | 0.00011748 | 0.00011416 | 0.011925 | 0.42468 | 0 | 0.31889 | 0.21148 | 0 | 0
8731 | 1 | 0.00013357 | 0.00028788 | 0 | 8.8113e-05 | 0.00011416 | 0 | 0.5356 | 0 | 0.25093 | 0.21847 | 0 | 0
8732 | 1 | 0.00011895 | 0.00029284 | 0 | 5.8742e-05 | 0.00011416 | 0 | 0.60797 | 0 | 0.12395 | 0.20544 | 0 | 0
8733 | 1 | 0.00010391 | 0.00029656 | 0 | 3.7595e-05 | 0.00011416 | 0 | 0.655 | 0 | 0.074368 | 0.18402 | 0 | 0
8734 | 1 | 8.8112e-05 | 0.00030006 | 0 | 2.3497e-05 | 0.00011416 | 0 | 0.67739 | 0 | 0.089207 | 0.16764 | 0 | 0
8735 | 1 | 8.8128e-05 | 0.00030286 | 0 | 9.3987e-06 | 0.00011416 | 0 | 0.68034 | 0 | 0.086341 | 0.16543 | 0 | 0
8736 | 1 | 7.4487e-05 | 0.00030572 | 0 | 5.8742e-06 | 0.00011416 | 0 | 0.63708 | 0 | 0.084486 | 0.1713 | 0 | 0
8737 | 1 | 6.8584e-05 | 0.00030795 | 0 | 2.3497e-06 | 0.00011416 | 0 | 0.64592 | 0 | 0.080354 | 0.17021 | 0 | 0
8738 | 1 | 5.8456e-05 | 0.00030926 | 0 | 1.1748e-06 | 0.00011416 | 0 | 0.70285 | 0 | 0.091906 | 0.17333 | 0 | 0
8739 | 1 | 5.3753e-05 | 0.00030924 | 0 | 1.4098e-05 | 0.00011416 | 0 | 0.69472 | 0 | 0.099494 | 0.17387 | 0 | 0
8740 | 1 | 4.7447e-05 | 0.00030904 | 0 | 3.7595e-05 | 0.00011416 | 0 | 0.66843 | 0 | 0.10734 | 0.17423 | 0 | 0
8741 | 1 | 4.9808e-05 | 0.0003087 | 0 | 9.3987e-05 | 0.00011416 | 0 | 0.67834 | 0 | 0.1172 | 0.17148 | 0 | 0
8742 | 1 | 5.9022e-05 | 0.00030904 | 0 | 0.0001821 | 0.00011416 | 0 | 0.72749 | 0 | 0.091653 | 0.17283 | 0 | 0
8743 | 1 | 7.0008e-05 | 0.0003087 | 0 | 0.0001586 | 0.00011416 | 0.013629 | 0.73279 | 0 | 0.077656 | 0.17414 | 0 | 0
8744 | 1 | 9.03e-05 | 0.00029902 | 0 | 0.00014685 | 0.00011416 | 0.029387 | 0.67574 | 0 | 0.10877 | 0.17969 | 0 | 0
8745 | 1 | 0.0001078 | 0.00027557 | 0 | 0.00016448 | 0.00011416 | 0.086031 | 0.58263 | 0 | 0.086425 | 0.18447 | 0 | 0.52611
8746 | 1 | 0.00011942 | 0.00025171 | 0 | 0.00018797 | 0.00011416 | 0.15716 | 0.57626 | 0 | 0.24865 | 0.18992 | 0 | 0.78584
8747 | 1 | 0.00012363 | 0.00023171 | 0 | 0.00020677 | 0.00011416 | 0.21039 | 0.56825 | 0 | 0.19975 | 0.1883 | 0 | 0.88674
8748 | 1 | 0.00012404 | 0.00021939 | 0 | 0.00018797 | 0.00011416 | 0.23509 | 0.6049 | 0 | 0.25202 | 0.19227 | 0 | 0.80037
8749 | 1 | 0.0001206 | 0.00021612 | 0 | 0.00019032 | 0.00011416 | 0.21422 | 0.61893 | 0 | 0.15725 | 0.18979 | 0 | 0.5422
8750 | 1 | 0.00011403 | 0.0002229 | 0 | 0.00021382 | 0.00011416 | 0.15417 | 0.61669 | 0 | 0.13499 | 0.18753 | 0 | 0
8751 | 1 | 0.0001062 | 0.00024017 | 0 | 0.00022322 | 0.00011416 | 0.077087 | 0.57119 | 0 | 0.12799 | 0.1892 | 0 | 0
8752 | 1 | 0.00010388 | 0.00025687 | 0 | 0.00022322 | 0.00011416 | 0.026405 | 0.48456 | 0 | 0.23761 | 0.19277 | 0 | 0
8753 | 1 | 0.00011479 | 0.00026075 | 0 | 0.00016448 | 0.00011416 | 0.011925 | 0.45721 | 0 | 0.3473 | 0.19894 | 0 | 0
8754 | 1 | 0.00012681 | 0.00026259 | 0 | 0.00011748 | 0.00011416 | 0.011925 | 0.43494 | 0 | 0.33685 | 0.22023 | 0 | 0
8755 | 1 | 0.00012229 | 0.00026386 | 0 | 8.8113e-05 | 0.00011416 | 0 | 0.40712 | 0 | 0.25228 | 0.22177 | 0 | 0
8756 | 1 | 0.00011115 | 0.0002641 | 0 | 5.8742e-05 | 0.00011416 | 0 | 0.345 | 0 | 0.18094 | 0.21662 | 0 | 0
8757 | 1 | 9.7305e-05 | 0.00026275 | 0 | 3.7595e-05 | 0.00011416 | 0 | 0.28324 | 0 | 0.1371 | 0.20891 | 0 | 0
8758 | 1 | 8.8211e-05 | 0.00026144 | 0 | 2.3497e-05 | 0.00011416 | 0 | 0.19767 | 0 | 0.19831 | 0.19687 | 0 | 0
8759 | 1 | 9.4762e-05 | 0.00026025 | 0 | 9.3987e-06 | 0.00011416 | 0 | 0.15299 | 0 | 0.2129 | 0.19069 | 0 | 0
8760 | 1 | 8.5981e-05 | 0.00025872 | 0 | 5.8742e-06 | 0.00011416 | 0 | 0.10809 | 0 | 0.065683 | 0.21288 | 0 | 0
CHECK | 8760 | 1 | 1 | 1 | 1 | 1 | 1396.6793 | 2315.6141 | 0 | 1018.7118 | 3492.0793 | 0 | 788.5045
|  | 1 | 1 | 1 | 1 | 1 | 0.15944 | 0.26434 | 0 | 0.11629 | 0.39864 | 0 | 0.090012
|  | ENTSOE | Processed based onMERRA-2 T | Processed based onMERRA-2 T | Same as before | Same as before | Entsoe | Entsoe | MERRA-2 | ENTSOE | ENTSOE |  | See Methodo
Note on D14: ====== ID#AAAAGdnL9_8 Stefano Moret (2020-04-29 12:37:16) reduced by 0.0001 to have the sum exactly to 1

## 2.1 RESOURCES
[6 empty] | JRC TIMES table 5 Ref scenario 2030 | gwp direct (used for CCS). Data from :https://www.volker-quaschning.de/datserv/CO2-spez/index_e.php
{RESOURCES} | avail_local [GWh/y] | avail_exterior [GWh/y] | gwp_op [ktCO2-eq./GWh] | gwp_op_exterior [ktCO2-eq./GWh] | c_op_local [M€/GWh] | c_op_exterior [M€/GWh]
ELECTRICITY | 0 | 0 | 0 | 0 | 0 | 0
GASOLINE | 0 | 100000000 | 0.3448 | 0.3448 | 0.082366 | 0.082366
DIESEL | 0 | 100000000 | 0.3148 | 0.3148 | 0.079744 | 0.079744
BIOETHANOL | 0 | 100000000 | 0 | 0 | 0.22571 | 0.22571
BIODIESEL | 0 | 100000000 | 0 | 0 | 0.24 | 0.24
LFO | 0 | 100000000 | 0.3115 | 0.3115 | 0.05674 | 0.05674
NG | 0 | 100000000 | 0.2666 | 0.2666 | 0.041454 | 0.041454
SNG | 0 | 100000000 | 0 | 0 | 0.19714 | 0.19714
WOOD | 98471.21 | 0 | 0.0118 | 0.0118 | 0.020384 | 0.02664
WET_BIOMASS | 6070.86 | 0 | 0.0118 | 0.0118 | 0.0076602 | 0.004674
WASTE | 9524.97 | 0 | 0.1501 | 0.1501 | 0.0061052 | 0.02664
COAL | 0 | 100000000 | 0.4014 | 0.4014 | 0.017642 | 0.017642
URANIUM | 0 | 100000000 | 0.0039 | 0.0039 | 0.0038765 | 0.0038765
H2 | 0 | 1000000 | 0 | 0 | 0.17714 | 0.17714
SLF | 0 | 1000000 | 0 | 0 | 0.21143 | 0.21143
CO2_EMISSIONS | 0 | 100000000 | 0 | 0 | 0 | 0
RES_WIND | 0 | 100000000 | 0 | 0 | 0 | 0
RES_SOLAR | 0 | 100000000 | 0 | 0 | 0 | 0
RES_HYDRO | 0 | 100000000 | 0 | 0 | 0 | 0
RES_GEO | 0 | 100000000 | 0 | 0 | 0 | 0
CO2_ATM | 0 | 100000000 | 0 | 0 | 0 | 0
CO2_INDUSTRY | 0 | 0 | 0 | 0 | 0 | 0
CO2_CAPTURED | 0 | 0 | 0 | 0 | 0 | 0
PT_HEAT | 0 | 0 | 0 | 0 | 0 | 0
ST_HEAT | 0 | 0 | 0 | 0 | 0 | 0
Sources
Data sources - availability
MSW
Original Source (Nasato): European Environment Agency, Municipal waste management in Switzerland, 2013 - https://www.google.ch/url?sa=t&rct=j&q=&esrc=s&source=web&cd=5&ved=0ahUKEwjPi-zzmoTNAhUCchQKHQd2Bx0QFghFMAQ&url=http%3A%2F%2Fwww.eea.europa.eu%2Fpublications%2Fmanaging-municipal-solid-waste%2Fswitzerland-municipal-waste-management&usg=AFQjCNG-EhU5wC33CffxE8WAP7ebqEP4dg&sig2=tvnZsemhLdBvRyWaL9halQ
Data of this report are taken from Eurostat, municipal solid waste database. http://ec.europa.eu/eurostat/statistics-explained/index.php/Municipal_waste_statistics |  |  | Source
|  | kg/ca | Data for CH in 2014, from http://ec.europa.eu/eurostat/statistics-explained/index.php/Municipal_waste_statistics
Average prod CH |  | - | Estimated from EEA report. In CH there's more or less 50% recycling - 50% incineration
% recycled |  | ha | from energyscope, average for 2035 projection. http://www.bfs.admin.ch/bfs/portal/fr/index/news/publikationen.html?publicationID=3988
Population |  | kg
Available MSW |  | MJ/kg | Value for Lausanne, see Geo&Bio paper
LHV MSW |  | MJ
Available MSW |  | GWh
Available MSW
Wood wet (50%)
Source: Steubing et al, Bioenergy in Switzerland: Assessing the domestic sustainable biomass potential, 2010
kg_H20/kg_wet_wood
Humidity |  | MJ/kg_wet
LHV
Sust. Pot [t_dry/y]
1502374
Forest energy wood |  | 420000
Industrial wood residues |  | 263444
Wood from landscape maintenance |  | 484093
Waste wood |  | 2669911
Total potential [t_dry] |  | 2669911
Total potential [t_wet] |  | 0
Total potenital [GWh]
Data sources - operating emissions
Source: ecoinvent v3.2 (allocation at the point of substitution). Most values already available in Geo&Bio paper. Other are sourced here from ecoinvent
|  |  | IPCC 2013 - GWP 100a | Unit | Source
Coal |  |  | 1.0837 | kgCO2-eq./kWh_e | ecoinvent entry "electricity production, hard coal, DE"
Emission of electricity production |  | 0.86347 | 0
market for chlorine, gaseous [RER] |  | 0.43586 | 0
market for hard coal [WEU] |  | 0.011909 | 0
market for hard coal ash [GLO] |  | 132309540 | 0
market for hard coal power plant [GLO] |  | 0.55834 | 0
market for light fuel oil [Europe without Switzerland] |  | 0.82344 | 0
market for NOx retained, by selective catalytic reduction [GLO] |  | 0.022335 | 0
market for residue from cooling tower [GLO] |  | 0.65755 | 0
market for SOx retained, in hard coal flue gas desulfurisation [GLO] |  | 2.5347e-05 | 0
market for water, completely softened, from decarbonised water, at user [GLO] |  | 7.9857e-06 | 0
market for water, decarbonised, at user [GLO] |  |  | 1.0837 | kgCO2-eq./kWh_e
Difference (coal combustion) |  |  | #DIV/0! | kgCO2-eq./kg_coal
Difference (coal combustion)
|  | - | ecoinvent entry "electricity production, hard coal, DE"
Efficiency |  | kWh_coal/kWh_e
Coal input |  | kWh/kg_coal
Coal LHV |  | kgCO2-eq/kWh_coal
Coal gwp transport/production |  | kgCO2-eq/kWh_coal
Coal gwp combustion
Nuclear |  | kgCO2-eq/kg_u | ecoinvent entry "market for uranium, enriched 3.8%, in fuel element for light water reactor [GLO]"
Uranium transport |  | GJ/kg_u | Uranium enriched to 3.5%, in LWR. From: http://www.world-nuclear.org/information-library/facts-and-figures/heat-values-of-various-fuels.aspx
Uranium LHV |  | kgCO2-eq/kWh_u
Uranium gwp transport/production
Note on D2: ====== ID#AAAAGdnL9_o Stefano Moret (2020-04-29 12:37:16) Mostly from Geo&Bio paper. Includes transport/, extraction/production + combustion
Note on D6: ====== ID#AAAAGdnL9_g Stefano Moret (2020-04-29 12:37:16) As there is no import, set to 0
Note on E2: ====== ID#AAAAGdnL9_o Stefano Moret (2020-04-29 12:37:16) Mostly from Geo&Bio paper. Includes transport/, extraction/production + combustion
Note on E6: ====== ID#AAAAGdnL9_g Stefano Moret (2020-04-29 12:37:16) As there is no import, set to 0

## 2.2 User defined
Typical days inputs :
Typical Days
Number (min 1, max 365) | 12
Weights |  | Cell importance
Electricity (%_elec) | 3 | 45095.22
Space Heating (%_sh) | 3 | 80107.03
PV | 1.5 | 7.8936 | Weight changed : 3 for RE, and 50-50 between sun and wind
Wind_onshore | 0.75 | 10.8004
Wind_offshore | 0.75 | 0
Space Cooling | 1 | 3000
Hydro_dam | 0 | 0.34492
Economical input
Interest rate | i_rate | 0.015 | [-] | TBC
Political inputs
re_share | re_share | 0 | [-] |  |  |  | From Belgium heating road map (http://vbn.aau.dk/files/287929422/Country_Roadmap_Belgium_20181005.pdf)
CO2 limit | gwp_limit | 482200 | [tCO2_eq/year]
Land available for solar limit | solar_area | 1000000 | km2
Solar characteristics
Power density [GW/km2] | power_density_pv | 0.2367 | PV : 1 kW/4.22m2 => 0.2367 kW/m2 => 0.2367 GW/km2
| power_density_solar_thermal | 0.2857 | Solar thermal : 1 kW/3.5m2 => 0.2857 kW/m2 => 0.2857 GW/km2
Technologies shares
min/max share | min. |  | max.
share_mobility_public | %_public,min | 0.199 | %_public,max | 0.5 |  | TBC
share_freight_train | %_rail,min | 0.109 | %_rail,max | 0.25 |  | TBC
share_freight_boat | %_boat,min | 0.156 | %_boat,max | 0.3 |  | TBC
share_freight_truck | %_truck,min | 0 | %_truck,max | 3 |  | TBC
share_heat_dhn | %_dhn,min | 0.02 | %_dhn,max | 0.37 |  | TBC
Electric vehicles
Max number of cars | vehicuke_capacity ('PHEV') | 50.4 | # km-pass/h/veh. : Gives the equivalence between capacity and number of vehicles.
| vehicuke_capacity ('BEV') | 50.4 | # km-pass/h/veh. : Gives the equivalence between capacity and number of vehicles. |  | TBC
Electric vehicle Battery size | ev_batt,size('PHEV') | 4.4e-06 | Battery of PHEV = 4.4kWh per car |  |  |  | From Belgium statistiques : https://mobilit.belgium.be/sites/default/files/chiffres_cles_mobilite_2017.pdf
| ev_batt,size('BEV') | 2.4e-05 | Battery of BEV = 24kWh per car |  |  |  | Interpretation : %pub_min = 18%
%_rail_min = 12.4%
Network
loss_network
ELECTRICITY | 0.061239 | [-]
HEAT_LOW_T_DHN | 0.07 | [-] | TBC
Cost to enforce power grid to full RE potential
c_grid_enforce | 367.8 | M€/GW of renewables | TBC
Interconnection capacity:
elec_import_capacity | 12.56 | GW

## 2.3 EUD
end_uses_demand_year :
param end_uses_demand_year: | HOUSEHOLDS | SERVICES | INDUSTRY | TRANSPORTATION
ELECTRICITY | 4337.08 | 4059.76 | 10948.09 | 0 | [GWh].
LIGHTING | 10110.22 | 9463.76 | 25521.24 | 0 | [GWh]
HEAT_HIGH_T | 0 | 0 | 51374.75 | 0 | [GWh]
HEAT_LOW_T_SH | 47056.06 | 19688.38 | 13362.59 | 0 | [GWh]
HEAT_LOW_T_HW | 12028.1 | 4413.51 | 3461.99 | 0 | [GWh]
PROCESS_COOLING | 0 | 6000 | 3000 | 0
SPACE_COOLING | 206.5 | 1793.5 | 1000 | 0
MOBILITY_PASSENGER | 0 | 0 | 0 | 135000 | [Mpkm]
MOBILITY_FREIGHT | 0 | 0 | 0 | 84000 | [Mtkm]
NON_ENERGY | 0 | 0 | 28412.09 | 0 | [GWh]
Note on B2: ====== ID#AAAAGdnL9_E Stefano Moret (2020-04-29 12:37:16) Excluding gas for cooking
Note on C7: ====== ID#AAAAGdnL9-U Stefano Moret (2020-04-29 12:37:16) Intermediate scenario in PROGNOS. In the SES Excel different value because there the average between the 3 scenarios is taken.
Note on D5: ====== ID#AAAAGdnL9_Q Stefano Moret (2020-04-29 12:37:16) Intermediate scenario in PROGNOS. In the SES Excel different value because there the average between the 3 scenarios is taken.
Note on D7: ====== ID#AAAAGdnL-AI Stefano Moret (2020-04-29 12:37:16) Intermediate scenario in PROGNOS. In the SES Excel different value because there the average between the 3 scenarios is taken.
Note on G18: ====== ID#AAAAGdnL9-4 Stefano Moret (2020-04-29 12:37:16) Intermediate scenario in PROGNOS. In the SES Excel different value because there the average between the 3 scenarios is taken.
Note on I17: ====== ID#AAAAGdrQhng Stefano Moret (2020-04-29 12:37:16) Intermediate scenario in PROGNOS. In the SES Excel different value because there the average between the 3 scenarios is taken.
Note on I18: ====== ID#AAAAGdrQhnk Stefano Moret (2020-04-29 12:37:16) Intermediate scenario in PROGNOS. In the SES Excel different value because there the average between the 3 scenarios is taken.

## 3.1 layers_in_out
param layers_in_out: | ELECTRICITY | GASOLINE | DIESEL | LFO | NG | WOOD | WET_BIOMASS | COAL | URANIUM | WASTE | H2 | SLF | HEAT_HIGH_T | HEAT_LOW_T_DHN | HEAT_LOW_T_DECEN | SPACE_COOLING | PROCESS_COOLING | MOB_PUBLIC | MOB_PRIVATE | MOB_FREIGHT_RAIL | MOB_FREIGHT_ROAD | MOB_FREIGHT_BOAT | RES_WIND | RES_SOLAR | RES_HYDRO | RES_GEO | NON_ENERGY | CO2_ATM | CO2_INDUSTRY | CO2_CAPTURED | PT_HEAT | ST_HEAT:=
ELECTRICITY | 1 | 0 | 0 | 0 | 0 | 0 | 0 | 0 | 0 | 0 | 0 | 0 | 0 | 0 | 0 | 0 | 0 | 0 | 0 | 0 | 0 | 0 | 0 | 0 | 0 | 0 | 0 | 0 | 0 | 0 | 0 | 0
GASOLINE | 0 | 1 | 0 | 0 | 0 | 0 | 0 | 0 | 0 | 0 | 0 | 0 | 0 | 0 | 0 | 0 | 0 | 0 | 0 | 0 | 0 | 0 | 0 | 0 | 0 | 0 | 0 | 0 | 0 | 0 | 0 | 0
DIESEL | 0 | 0 | 1 | 0 | 0 | 0 | 0 | 0 | 0 | 0 | 0 | 0 | 0 | 0 | 0 | 0 | 0 | 0 | 0 | 0 | 0 | 0 | 0 | 0 | 0 | 0 | 0 | 0 | 0 | 0 | 0 | 0
BIOETHANOL | 0 | 1 | 0 | 0 | 0 | 0 | 0 | 0 | 0 | 0 | 0 | 0 | 0 | 0 | 0 | 0 | 0 | 0 | 0 | 0 | 0 | 0 | 0 | 0 | 0 | 0 | 0 | 0 | 0 | 0 | 0 | 0
BIODIESEL | 0 | 0 | 1 | 0 | 0 | 0 | 0 | 0 | 0 | 0 | 0 | 0 | 0 | 0 | 0 | 0 | 0 | 0 | 0 | 0 | 0 | 0 | 0 | 0 | 0 | 0 | 0 | 0 | 0 | 0 | 0 | 0
LFO | 0 | 0 | 0 | 1 | 0 | 0 | 0 | 0 | 0 | 0 | 0 | 0 | 0 | 0 | 0 | 0 | 0 | 0 | 0 | 0 | 0 | 0 | 0 | 0 | 0 | 0 | 0 | 0 | 0 | 0 | 0 | 0
NG | 0 | 0 | 0 | 0 | 1 | 0 | 0 | 0 | 0 | 0 | 0 | 0 | 0 | 0 | 0 | 0 | 0 | 0 | 0 | 0 | 0 | 0 | 0 | 0 | 0 | 0 | 0 | 0 | 0 | 0 | 0 | 0
SNG | 0 | 0 | 0 | 0 | 1 | 0 | 0 | 0 | 0 | 0 | 0 | 0 | 0 | 0 | 0 | 0 | 0 | 0 | 0 | 0 | 0 | 0 | 0 | 0 | 0 | 0 | 0 | 0 | 0 | 0 | 0 | 0
WOOD | 0 | 0 | 0 | 0 | 0 | 1 | 0 | 0 | 0 | 0 | 0 | 0 | 0 | 0 | 0 | 0 | 0 | 0 | 0 | 0 | 0 | 0 | 0 | 0 | 0 | 0 | 0 | 0 | 0 | 0 | 0 | 0
WET_BIOMASS | 0 | 0 | 0 | 0 | 0 | 0 | 1 | 0 | 0 | 0 | 0 | 0 | 0 | 0 | 0 | 0 | 0 | 0 | 0 | 0 | 0 | 0 | 0 | 0 | 0 | 0 | 0 | 0 | 0 | 0 | 0 | 0
COAL | 0 | 0 | 0 | 0 | 0 | 0 | 0 | 1 | 0 | 0 | 0 | 0 | 0 | 0 | 0 | 0 | 0 | 0 | 0 | 0 | 0 | 0 | 0 | 0 | 0 | 0 | 0 | 0 | 0 | 0 | 0 | 0
URANIUM | 0 | 0 | 0 | 0 | 0 | 0 | 0 | 0 | 1 | 0 | 0 | 0 | 0 | 0 | 0 | 0 | 0 | 0 | 0 | 0 | 0 | 0 | 0 | 0 | 0 | 0 | 0 | 0 | 0 | 0 | 0 | 0
WASTE | 0 | 0 | 0 | 0 | 0 | 0 | 0 | 0 | 0 | 1 | 0 | 0 | 0 | 0 | 0 | 0 | 0 | 0 | 0 | 0 | 0 | 0 | 0 | 0 | 0 | 0 | 0 | 0 | 0 | 0 | 0 | 0
H2 | 0 | 0 | 0 | 0 | 0 | 0 | 0 | 0 | 0 | 0 | 1 | 0 | 0 | 0 | 0 | 0 | 0 | 0 | 0 | 0 | 0 | 0 | 0 | 0 | 0 | 0 | 0 | 0 | 0 | 0 | 0 | 0
SLF | 0 | 0 | 0 | 0 | 0 | 0 | 0 | 0 | 0 | 0 | 0 | 1 | 0 | 0 | 0 | 0 | 0 | 0 | 0 | 0 | 0 | 0 | 0 | 0 | 0 | 0 | 0 | 0 | 0 | 0 | 0 | 0
ELEC_EXPORT | -1 | 0 | 0 | 0 | 0 | 0 | 0 | 0 | 0 | 0 | 0 | 0 | 0 | 0 | 0 | 0 | 0 | 0 | 0 | 0 | 0 | 0 | 0 | 0 | 0 | 0 | 0 | 0 | 0 | 0 | 0 | 0
CO2_EMISSIONS | 0 | 0 | 0 | 0 | 0 | 0 | 0 | 0 | 0 | 0 | 0 | 0 | 0 | 0 | 0 | 0 | 0 | 0 | 0 | 0 | 0 | 0 | 0 | 0 | 0 | 0 | 0 | 0 | -1 | 0 | 0 | 0
RES_WIND | 0 | 0 | 0 | 0 | 0 | 0 | 0 | 0 | 0 | 0 | 0 | 0 | 0 | 0 | 0 | 0 | 0 | 0 | 0 | 0 | 0 | 0 | 1 | 0 | 0 | 0 | 0 | 0 | 0 | 0 | 0 | 0
RES_SOLAR | 0 | 0 | 0 | 0 | 0 | 0 | 0 | 0 | 0 | 0 | 0 | 0 | 0 | 0 | 0 | 0 | 0 | 0 | 0 | 0 | 0 | 0 | 0 | 1 | 0 | 0 | 0 | 0 | 0 | 0 | 0 | 0
RES_HYDRO | 0 | 0 | 0 | 0 | 0 | 0 | 0 | 0 | 0 | 0 | 0 | 0 | 0 | 0 | 0 | 0 | 0 | 0 | 0 | 0 | 0 | 0 | 0 | 0 | 1 | 0 | 0 | 0 | 0 | 0 | 0 | 0
RES_GEO | 0 | 0 | 0 | 0 | 0 | 0 | 0 | 0 | 0 | 0 | 0 | 0 | 0 | 0 | 0 | 0 | 0 | 0 | 0 | 0 | 0 | 0 | 0 | 0 | 0 | 1 | 0 | 0 | 0 | 0 | 0 | 0
CO2_ATM | 0 | 0 | 0 | 0 | 0 | 0 | 0 | 0 | 0 | 0 | 0 | 0 | 0 | 0 | 0 | 0 | 0 | 0 | 0 | 0 | 0 | 0 | 0 | 0 | 0 | 0 | 0 | 1 | 0 | 0 | 0 | 0
CO2_INDUSTRY | 0 | 0 | 0 | 0 | 0 | 0 | 0 | 0 | 0 | 0 | 0 | 0 | 0 | 0 | 0 | 0 | 0 | 0 | 0 | 0 | 0 | 0 | 0 | 0 | 0 | 0 | 0 | 0 | 1 | 0 | 0 | 0
CO2_CAPTURED | 0 | 0 | 0 | 0 | 0 | 0 | 0 | 0 | 0 | 0 | 0 | 0 | 0 | 0 | 0 | 0 | 0 | 0 | 0 | 0 | 0 | 0 | 0 | 0 | 0 | 0 | 0 | 0 | 0 | 1 | 0 | 0
PT_HEAT | 0 | 0 | 0 | 0 | 0 | 0 | 0 | 0 | 0 | 0 | 0 | 0 | 0 | 0 | 0 | 0 | 0 | 0 | 0 | 0 | 0 | 0 | 0 | 0 | 0 | 0 | 0 | 0 | 0 | 0 | 1 | 0
ST_HEAT | 0 | 0 | 0 | 0 | 0 | 0 | 0 | 0 | 0 | 0 | 0 | 0 | 0 | 0 | 0 | 0 | 0 | 0 | 0 | 0 | 0 | 0 | 0 | 0 | 0 | 0 | 0 | 0 | 0 | 0 | 0 | 1
NUCLEAR | 1 | 0 | 0 | 0 | 0 | 0 | 0 | 0 | -2.7027 | 0 | 0 | 0 | 0 | 0 | 0 | 0 | 0 | 0 | 0 | 0 | 0 | 0 | 0 | 0 | 0 | 0 | 0 | 0 | 0 | 0 | 0 | 0
CCGT | 1 | 0 | 0 | 0 | -1.5873 | 0 | 0 | 0 | 0 | 0 | 0 | 0 | 0 | 0 | 0 | 0 | 0 | 0 | 0 | 0 | 0 | 0 | 0 | 0 | 0 | 0 | 0 | 0 | 0.31746 | 0 | 0 | 0
COAL_US | 1 | 0 | 0 | 0 | 0 | 0 | 0 | -2.0408 | 0 | 0 | 0 | 0 | 0 | 0 | 0 | 0 | 0 | 0 | 0 | 0 | 0 | 0 | 0 | 0 | 0 | 0 | 0 | 0 | 0.73469 | 0 | 0 | 0
COAL_IGCC | 1 | 0 | 0 | 0 | 0 | 0 | 0 | -1.8519 | 0 | 0 | 0 | 0 | 0 | 0 | 0 | 0 | 0 | 0 | 0 | 0 | 0 | 0 | 0 | 0 | 0 | 0 | 0 | 0 | 0.66668 | 0 | 0 | 0
PV | 1 | 0 | 0 | 0 | 0 | 0 | 0 | 0 | 0 | 0 | 0 | 0 | 0 | 0 | 0 | 0 | 0 | 0 | 0 | 0 | 0 | 0 | 0 | -1 | 0 | 0 | 0 | 0 | 0 | 0 | 0 | 0
PT_POWER_BLOCK | 1 | 0 | 0 | 0 | 0 | 0 | 0 | 0 | 0 | 0 | 0 | 0 | 0 | 0 | 0 | 0 | 0 | 0 | 0 | 0 | 0 | 0 | 0 | 0 | 0 | 0 | 0 | 0 | 0 | 0 | -4.86 | 0
ST_POWER_BLOCK | 1 | 0 | 0 | 0 | 0 | 0 | 0 | 0 | 0 | 0 | 0 | 0 | 0 | 0 | 0 | 0 | 0 | 0 | 0 | 0 | 0 | 0 | 0 | 0 | 0 | 0 | 0 | 0 | 0 | 0 | 0 | -3.9
STIRLING_DISH | 1 | 0 | 0 | 0 | 0 | 0 | 0 | 0 | 0 | 0 | 0 | 0 | 0 | 0 | 0 | 0 | 0 | 0 | 0 | 0 | 0 | 0 | 0 | -1 | 0 | 0 | 0 | 0 | 0 | 0 | 0 | 0
WIND_ONSHORE | 1 | 0 | 0 | 0 | 0 | 0 | 0 | 0 | 0 | 0 | 0 | 0 | 0 | 0 | 0 | 0 | 0 | 0 | 0 | 0 | 0 | 0 | -1 | 0 | 0 | 0 | 0 | 0 | 0 | 0 | 0 | 0
WIND_OFFSHORE | 1 | 0 | 0 | 0 | 0 | 0 | 0 | 0 | 0 | 0 | 0 | 0 | 0 | 0 | 0 | 0 | 0 | 0 | 0 | 0 | 0 | 0 | -1 | 0 | 0 | 0 | 0 | 0 | 0 | 0 | 0 | 0
HYDRO_DAM | 1 | 0 | 0 | 0 | 0 | 0 | 0 | 0 | 0 | 0 | 0 | 0 | 0 | 0 | 0 | 0 | 0 | 0 | 0 | 0 | 0 | 0 | 0 | 0 | -1 | 0 | 0 | 0 | 0 | 0 | 0 | 0
HYDRO_RIVER | 1 | 0 | 0 | 0 | 0 | 0 | 0 | 0 | 0 | 0 | 0 | 0 | 0 | 0 | 0 | 0 | 0 | 0 | 0 | 0 | 0 | 0 | 0 | 0 | -1 | 0 | 0 | 0 | 0 | 0 | 0 | 0
NEW_TIDAL_STREAM | 1 | 0 | 0 | 0 | 0 | 0 | 0 | 0 | 0 | 0 | 0 | 0 | 0 | 0 | 0 | 0 | 0 | 0 | 0 | 0 | 0 | 0 | 0 | 0 | -1 | 0 | 0 | 0 | 0 | 0 | 0 | 0
TIDAL_STREAM | 1 | 0 | 0 | 0 | 0 | 0 | 0 | 0 | 0 | 0 | 0 | 0 | 0 | 0 | 0 | 0 | 0 | 0 | 0 | 0 | 0 | 0 | 0 | 0 | -1 | 0 | 0 | 0 | 0 | 0 | 0 | 0
TIDAL_RANGE | 1 | 0 | 0 | 0 | 0 | 0 | 0 | 0 | 0 | 0 | 0 | 0 | 0 | 0 | 0 | 0 | 0 | 0 | 0 | 0 | 0 | 0 | 0 | 0 | -1 | 0 | 0 | 0 | 0 | 0 | 0 | 0
WAVE | 1 | 0 | 0 | 0 | 0 | 0 | 0 | 0 | 0 | 0 | 0 | 0 | 0 | 0 | 0 | 0 | 0 | 0 | 0 | 0 | 0 | 0 | 0 | 0 | -1 | 0 | 0 | 0 | 0 | 0 | 0 | 0
GEOTHERMAL | 1 | 0 | 0 | 0 | 0 | 0 | 0 | 0 | 0 | 0 | 0 | 0 | 0 | 0 | 0 | 0 | 0 | 0 | 0 | 0 | 0 | 0 | 0 | 0 | 0 | -1 | 0 | 0 | 0 | 0 | 0 | 0
IND_COGEN_GAS | 0.9565 | 0 | 0 | 0 | -2.1739 | 0 | 0 | 0 | 0 | 0 | 0 | 0 | 1 | 0 | 0 | 0 | 0 | 0 | 0 | 0 | 0 | 0 | 0 | 0 | 0 | 0 | 0 | 0 | 0.43478 | 0 | 0 | 0
IND_COGEN_WOOD | 0.3396 | 0 | 0 | 0 | 0 | -1.8868 | 0 | 0 | 0 | 0 | 0 | 0 | 1 | 0 | 0 | 0 | 0 | 0 | 0 | 0 | 0 | 0 | 0 | 0 | 0 | 0 | 0 | 0 | 0.73585 | 0 | 0 | 0
IND_COGEN_WASTE | 0.4444 | 0 | 0 | 0 | 0 | 0 | 0 | 0 | 0 | -2.2222 | 0 | 0 | 1 | 0 | 0 | 0 | 0 | 0 | 0 | 0 | 0 | 0 | 0 | 0 | 0 | 0 | 0 | 0 | 0 | 0 | 0 | 0
IND_BOILER_GAS | 0 | 0 | 0 | 0 | -1.0785 | 0 | 0 | 0 | 0 | 0 | 0 | 0 | 1 | 0 | 0 | 0 | 0 | 0 | 0 | 0 | 0 | 0 | 0 | 0 | 0 | 0 | 0 | 0 | 0.2157 | 0 | 0 | 0
IND_BOILER_WOOD | 0 | 0 | 0 | 0 | 0 | -1.1568 | 0 | 0 | 0 | 0 | 0 | 0 | 1 | 0 | 0 | 0 | 0 | 0 | 0 | 0 | 0 | 0 | 0 | 0 | 0 | 0 | 0 | 0 | 0.45115 | 0 | 0 | 0
IND_BOILER_OIL | 0 | 0 | 0 | -1.1461 | 0 | 0 | 0 | 0 | 0 | 0 | 0 | 0 | 1 | 0 | 0 | 0 | 0 | 0 | 0 | 0 | 0 | 0 | 0 | 0 | 0 | 0 | 0 | 0 | 0.30945 | 0 | 0 | 0
IND_BOILER_COAL | 0 | 0 | 0 | 0 | 0 | 0 | 0 | -1.2195 | 0 | 0 | 0 | 0 | 1 | 0 | 0 | 0 | 0 | 0 | 0 | 0 | 0 | 0 | 0 | 0 | 0 | 0 | 0 | 0 | 0.43902 | 0 | 0 | 0
IND_BOILER_WASTE | 0 | 0 | 0 | 0 | 0 | 0 | 0 | 0 | 0 | -1.2195 | 0 | 0 | 1 | 0 | 0 | 0 | 0 | 0 | 0 | 0 | 0 | 0 | 0 | 0 | 0 | 0 | 0 | 0 | 0 | 0 | 0 | 0
IND_DIRECT_ELEC | -1 | 0 | 0 | 0 | 0 | 0 | 0 | 0 | 0 | 0 | 0 | 0 | 1 | 0 | 0 | 0 | 0 | 0 | 0 | 0 | 0 | 0 | 0 | 0 | 0 | 0 | 0 | 0 | 0 | 0 | 0 | 0
DHN_HP_ELEC | -0.25 | 0 | 0 | 0 | 0 | 0 | 0 | 0 | 0 | 0 | 0 | 0 | 0 | 1 | 0 | 0 | 0 | 0 | 0 | 0 | 0 | 0 | 0 | 0 | 0 | 0 | 0 | 0 | 0 | 0 | 0 | 0
DHN_COGEN_GAS | 1.25 | 0 | 0 | 0 | -2.5 | 0 | 0 | 0 | 0 | 0 | 0 | 0 | 0 | 1 | 0 | 0 | 0 | 0 | 0 | 0 | 0 | 0 | 0 | 0 | 0 | 0 | 0 | 0 | 0.5 | 0 | 0 | 0
DHN_COGEN_WOOD | 0.3396 | 0 | 0 | 0 | 0 | -1.8868 | 0 | 0 | 0 | 0 | 0 | 0 | 0 | 1 | 0 | 0 | 0 | 0 | 0 | 0 | 0 | 0 | 0 | 0 | 0 | 0 | 0 | 0 | 0.73585 | 0 | 0 | 0
DHN_COGEN_WASTE | 0.4444 | 0 | 0 | 0 | 0 | 0 | 0 | 0 | 0 | -2.2222 | 0 | 0 | 0 | 1 | 0 | 0 | 0 | 0 | 0 | 0 | 0 | 0 | 0 | 0 | 0 | 0 | 0 | 0 | 0 | 0 | 0 | 0
DHN_COGEN_WET_BIOMASS | 0.875 | 0 | 0 | 0 | 0 | 0 | -2.5 | 0 | 0 | 0 | 0 | 0 | 0 | 1 | 0 | 0 | 0 | 0 | 0 | 0 | 0 | 0 | 0 | 0 | 0 | 0 | 0 | 0 | 0.975 | 0 | 0 | 0
DHN_BOILER_GAS | 0 | 0 | 0 | 0 | -1.0785 | 0 | 0 | 0 | 0 | 0 | 0 | 0 | 0 | 1 | 0 | 0 | 0 | 0 | 0 | 0 | 0 | 0 | 0 | 0 | 0 | 0 | 0 | 0 | 0.2157 | 0 | 0 | 0
DHN_BOILER_WOOD | 0 | 0 | 0 | 0 | 0 | -1.1568 | 0 | 0 | 0 | 0 | 0 | 0 | 0 | 1 | 0 | 0 | 0 | 0 | 0 | 0 | 0 | 0 | 0 | 0 | 0 | 0 | 0 | 0 | 0.45115 | 0 | 0 | 0
DHN_BOILER_OIL | 0 | 0 | 0 | -1.1461 | 0 | 0 | 0 | 0 | 0 | 0 | 0 | 0 | 0 | 1 | 0 | 0 | 0 | 0 | 0 | 0 | 0 | 0 | 0 | 0 | 0 | 0 | 0 | 0 | 0.30945 | 0 | 0 | 0
DHN_DEEP_GEO | 0 | 0 | 0 | 0 | 0 | 0 | 0 | 0 | 0 | 0 | 0 | 0 | 0 | 1 | 0 | 0 | 0 | 0 | 0 | 0 | 0 | 0 | 0 | 0 | 0 | -1 | 0 | 0 | 0 | 0 | 0 | 0
DHN_SOLAR | 0 | 0 | 0 | 0 | 0 | 0 | 0 | 0 | 0 | 0 | 0 | 0 | 0 | 1 | 0 | 0 | 0 | 0 | 0 | 0 | 0 | 0 | 0 | -1 | 0 | 0 | 0 | 0 | 0 | 0 | 0 | 0
DEC_HP_ELEC | -0.3333 | 0 | 0 | 0 | 0 | 0 | 0 | 0 | 0 | 0 | 0 | 0 | 0 | 0 | 1 | 0 | 0 | 0 | 0 | 0 | 0 | 0 | 0 | 0 | 0 | 0 | 0 | 0 | 0 | 0 | 0 | 0
DEC_THHP_GAS | 0 | 0 | 0 | 0 | -0.6667 | 0 | 0 | 0 | 0 | 0 | 0 | 0 | 0 | 0 | 1 | 0 | 0 | 0 | 0 | 0 | 0 | 0 | 0 | 0 | 0 | 0 | 0 | 0 | 0 | 0 | 0 | 0
DEC_COGEN_GAS | 0.9565 | 0 | 0 | 0 | -2.1739 | 0 | 0 | 0 | 0 | 0 | 0 | 0 | 0 | 0 | 1 | 0 | 0 | 0 | 0 | 0 | 0 | 0 | 0 | 0 | 0 | 0 | 0 | 0 | 0 | 0 | 0 | 0
DEC_COGEN_OIL | 0.907 | 0 | 0 | -2.3256 | 0 | 0 | 0 | 0 | 0 | 0 | 0 | 0 | 0 | 0 | 1 | 0 | 0 | 0 | 0 | 0 | 0 | 0 | 0 | 0 | 0 | 0 | 0 | 0 | 0 | 0 | 0 | 0
DEC_ADVCOGEN_GAS | 2.6364 | 0 | 0 | 0 | -4.5455 | 0 | 0 | 0 | 0 | 0 | 0 | 0 | 0 | 0 | 1 | 0 | 0 | 0 | 0 | 0 | 0 | 0 | 0 | 0 | 0 | 0 | 0 | 0 | 0 | 0 | 0 | 0
DEC_ADVCOGEN_H2 | 2.6364 | 0 | 0 | 0 | 0 | 0 | 0 | 0 | 0 | 0 | -4.5455 | 0 | 0 | 0 | 1 | 0 | 0 | 0 | 0 | 0 | 0 | 0 | 0 | 0 | 0 | 0 | 0 | 0 | 0 | 0 | 0 | 0
DEC_BOILER_GAS | 0 | 0 | 0 | 0 | -1.1111 | 0 | 0 | 0 | 0 | 0 | 0 | 0 | 0 | 0 | 1 | 0 | 0 | 0 | 0 | 0 | 0 | 0 | 0 | 0 | 0 | 0 | 0 | 0 | 0 | 0 | 0 | 0
DEC_BOILER_WOOD | 0 | 0 | 0 | 0 | 0 | -1.1765 | 0 | 0 | 0 | 0 | 0 | 0 | 0 | 0 | 1 | 0 | 0 | 0 | 0 | 0 | 0 | 0 | 0 | 0 | 0 | 0 | 0 | 0 | 0 | 0 | 0 | 0
DEC_BOILER_OIL | 0 | 0 | 0 | -1.1765 | 0 | 0 | 0 | 0 | 0 | 0 | 0 | 0 | 0 | 0 | 1 | 0 | 0 | 0 | 0 | 0 | 0 | 0 | 0 | 0 | 0 | 0 | 0 | 0 | 0 | 0 | 0 | 0
DEC_SOLAR | 0 | 0 | 0 | 0 | 0 | 0 | 0 | 0 | 0 | 0 | 0 | 0 | 0 | 0 | 1 | 0 | 0 | 0 | 0 | 0 | 0 | 0 | 0 | -1 | 0 | 0 | 0 | 0 | 0 | 0 | 0 | 0
DEC_DIRECT_ELEC | -1 | 0 | 0 | 0 | 0 | 0 | 0 | 0 | 0 | 0 | 0 | 0 | 0 | 0 | 1 | 0 | 0 | 0 | 0 | 0 | 0 | 0 | 0 | 0 | 0 | 0 | 0 | 0 | 0 | 0 | 0 | 0
BIG_SPLIT | -0.1613 | 0 | 0 | 0 | 0 | 0 | 0 | 0 | 0 | 0 | 0 | 0 | 0 | 0 | 0 | 1 | 0 | 0 | 0 | 0 | 0 | 0 | 0 | 0 | 0 | 0 | 0 | 0 | 0 | 0 | 0 | 0
CHILLER_WC | -0.1449 | 0 | 0 | 0 | 0 | 0 | 0 | 0 | 0 | 0 | 0 | 0 | 0 | 0 | 0 | 0 | 1 | 0 | 0 | 0 | 0 | 0 | 0 | 0 | 0 | 0 | 0 | 0 | 0 | 0 | 0 | 0
TRAMWAY_TROLLEY | -0.1653 | 0 | 0 | 0 | 0 | 0 | 0 | 0 | 0 | 0 | 0 | 0 | 0 | 0 | 0 | 0 | 0 | 1 | 0 | 0 | 0 | 0 | 0 | 0 | 0 | 0 | 0 | 0 | 0 | 0 | 0 | 0
BUS_COACH_DIESEL | 0 | 0 | -0.2655 | 0 | 0 | 0 | 0 | 0 | 0 | 0 | 0 | 0 | 0 | 0 | 0 | 0 | 0 | 1 | 0 | 0 | 0 | 0 | 0 | 0 | 0 | 0 | 0 | 0 | 0 | 0 | 0 | 0
BUS_COACH_HYDIESEL | 0 | 0 | -0.1828 | 0 | 0 | 0 | 0 | 0 | 0 | 0 | 0 | 0 | 0 | 0 | 0 | 0 | 0 | 1 | 0 | 0 | 0 | 0 | 0 | 0 | 0 | 0 | 0 | 0 | 0 | 0 | 0 | 0
BUS_COACH_CNG_STOICH | 0 | 0 | 0 | 0 | -0.3062 | 0 | 0 | 0 | 0 | 0 | 0 | 0 | 0 | 0 | 0 | 0 | 0 | 1 | 0 | 0 | 0 | 0 | 0 | 0 | 0 | 0 | 0 | 0 | 0 | 0 | 0 | 0
BUS_COACH_FC_HYBRIDH2 | 0 | 0 | 0 | 0 | 0 | 0 | 0 | 0 | 0 | 0 | -0.2255 | 0 | 0 | 0 | 0 | 0 | 0 | 1 | 0 | 0 | 0 | 0 | 0 | 0 | 0 | 0 | 0 | 0 | 0 | 0 | 0 | 0
TRAIN_PUB | -0.0917 | 0 | 0 | 0 | 0 | 0 | 0 | 0 | 0 | 0 | 0 | 0 | 0 | 0 | 0 | 0 | 0 | 1 | 0 | 0 | 0 | 0 | 0 | 0 | 0 | 0 | 0 | 0 | 0 | 0 | 0 | 0
CAR_GASOLINE | 0 | -0.4297 | 0 | 0 | 0 | 0 | 0 | 0 | 0 | 0 | 0 | 0 | 0 | 0 | 0 | 0 | 0 | 0 | 1 | 0 | 0 | 0 | 0 | 0 | 0 | 0 | 0 | 0 | 0 | 0 | 0 | 0
CAR_DIESEL | 0 | 0 | -0.3868 | 0 | 0 | 0 | 0 | 0 | 0 | 0 | 0 | 0 | 0 | 0 | 0 | 0 | 0 | 0 | 1 | 0 | 0 | 0 | 0 | 0 | 0 | 0 | 0 | 0 | 0 | 0 | 0 | 0
CAR_NG | 0 | 0 | 0 | 0 | -0.4826 | 0 | 0 | 0 | 0 | 0 | 0 | 0 | 0 | 0 | 0 | 0 | 0 | 0 | 1 | 0 | 0 | 0 | 0 | 0 | 0 | 0 | 0 | 0 | 0 | 0 | 0 | 0
CAR_HEV | 0 | -0.2471 | 0 | 0 | 0 | 0 | 0 | 0 | 0 | 0 | 0 | 0 | 0 | 0 | 0 | 0 | 0 | 0 | 1 | 0 | 0 | 0 | 0 | 0 | 0 | 0 | 0 | 0 | 0 | 0 | 0 | 0
CAR_PHEV | -0.045 | -0.176 | 0 | 0 | 0 | 0 | 0 | 0 | 0 | 0 | 0 | 0 | 0 | 0 | 0 | 0 | 0 | 0 | 1 | 0 | 0 | 0 | 0 | 0 | 0 | 0 | 0 | 0 | 0 | 0 | 0 | 0
CAR_BEV | -0.107 | 0 | 0 | 0 | 0 | 0 | 0 | 0 | 0 | 0 | 0 | 0 | 0 | 0 | 0 | 0 | 0 | 0 | 1 | 0 | 0 | 0 | 0 | 0 | 0 | 0 | 0 | 0 | 0 | 0 | 0 | 0
CAR_FUEL_CELL | 0 | 0 | 0 | 0 | 0 | 0 | 0 | 0 | 0 | 0 | -0.1794 | 0 | 0 | 0 | 0 | 0 | 0 | 0 | 1 | 0 | 0 | 0 | 0 | 0 | 0 | 0 | 0 | 0 | 0 | 0 | 0 | 0
TRAIN_FREIGHT | -0.0683 | 0 | 0 | 0 | 0 | 0 | 0 | 0 | 0 | 0 | 0 | 0 | 0 | 0 | 0 | 0 | 0 | 0 | 0 | 1 | 0 | 0 | 0 | 0 | 0 | 0 | 0 | 0 | 0 | 0 | 0 | 0
BOAT_FREIGHT_DIESEL | 0 | 0 | -0.107 | 0 | 0 | 0 | 0 | 0 | 0 | 0 | 0 | 0 | 0 | 0 | 0 | 0 | 0 | 0 | 0 | 0 | 0 | 1 | 0 | 0 | 0 | 0 | 0 | 0 | 0 | 0 | 0 | 0
BOAT_FREIGHT_NG | 0 | 0 | 0 | 0 | -0.123 | 0 | 0 | 0 | 0 | 0 | 0 | 0 | 0 | 0 | 0 | 0 | 0 | 0 | 0 | 0 | 0 | 1 | 0 | 0 | 0 | 0 | 0 | 0 | 0 | 0 | 0 | 0
TRUCK_DIESEL | 0 | 0 | -0.5126 | 0 | 0 | 0 | 0 | 0 | 0 | 0 | 0 | 0 | 0 | 0 | 0 | 0 | 0 | 0 | 0 | 0 | 1 | 0 | 0 | 0 | 0 | 0 | 0 | 0 | 0 | 0 | 0 | 0
TRUCK_FUEL_CELL | 0 | 0 | 0 | 0 | 0 | 0 | 0 | 0 | 0 | 0 | -0.44 | 0 | 0 | 0 | 0 | 0 | 0 | 0 | 0 | 0 | 1 | 0 | 0 | 0 | 0 | 0 | 0 | 0 | 0 | 0 | 0 | 0
TRUCK_NG | 0 | 0 | 0 | 0 | -0.59 | 0 | 0 | 0 | 0 | 0 | 0 | 0 | 0 | 0 | 0 | 0 | 0 | 0 | 0 | 0 | 1 | 0 | 0 | 0 | 0 | 0 | 0 | 0 | 0 | 0 | 0 | 0
NON_ENERGY_OIL | 0 | 0 | 0 | -1 | 0 | 0 | 0 | 0 | 0 | 0 | 0 | 0 | 0 | 0 | 0 | 0 | 0 | 0 | 0 | 0 | 0 | 0 | 0 | 0 | 0 | 0 | 1 | 0 | 0 | 0 | 0 | 0
NON_ENERGY_NG | 0 | 0 | 0 | 0 | -1 | 0 | 0 | 0 | 0 | 0 | 0 | 0 | 0 | 0 | 0 | 0 | 0 | 0 | 0 | 0 | 0 | 0 | 0 | 0 | 0 | 0 | 1 | 0 | 0 | 0 | 0 | 0
EFFICIENCY | 0 | 0 | 0 | 0 | 0 | 0 | 0 | 0 | 0 | 0 | 0 | 0 | 0 | 0 | 0 | 0 | 0 | 0 | 0 | 0 | 0 | 0 | 0 | 0 | 0 | 0 | 0 | 0 | 0 | 0 | 0 | 0
DHN | 0 | 0 | 0 | 0 | 0 | 0 | 0 | 0 | 0 | 0 | 0 | 0 | 0 | 0 | 0 | 0 | 0 | 0 | 0 | 0 | 0 | 0 | 0 | 0 | 0 | 0 | 0 | 0 | 0 | 0 | 0 | 0
GRID | 0 | 0 | 0 | 0 | 0 | 0 | 0 | 0 | 0 | 0 | 0 | 0 | 0 | 0 | 0 | 0 | 0 | 0 | 0 | 0 | 0 | 0 | 0 | 0 | 0 | 0 | 0 | 0 | 0 | 0 | 0 | 0
PT_COLLECTOR | 0 | 0 | 0 | 0 | 0 | 0 | 0 | 0 | 0 | 0 | 0 | 0 | 0 | 0 | 0 | 0 | 0 | 0 | 0 | 0 | 0 | 0 | 0 | -1 | 0 | 0 | 0 | 0 | 0 | 0 | 1 | 0
ST_COLLECTOR | 0 | 0 | 0 | 0 | 0 | 0 | 0 | 0 | 0 | 0 | 0 | 0 | 0 | 0 | 0 | 0 | 0 | 0 | 0 | 0 | 0 | 0 | 0 | -1 | 0 | 0 | 0 | 0 | 0 | 0 | 0 | 1
H2_ELECTROLYSIS | -1.1765 | 0 | 0 | 0 | 0 | 0 | 0 | 0 | 0 | 0 | 1 | 0 | 0 | 0 | 0 | 0 | 0 | 0 | 0 | 0 | 0 | 0 | 0 | 0 | 0 | 0 | 0 | 0 | 0 | 0 | 0 | 0
H2_NG | 0 | 0 | 0 | 0 | -1.3646 | 0 | 0 | 0 | 0 | 0 | 1 | 0 | 0 | 0 | 0 | 0 | 0 | 0 | 0 | 0 | 0 | 0 | 0 | 0 | 0 | 0 | 0 | 0 | 0.27292 | 0 | 0 | 0
H2_BIOMASS | 0 | 0 | 0 | 0 | 0 | -2.3121 | 0 | 0 | 0 | 0 | 1 | 0 | 0 | 0 | 0 | 0 | 0 | 0 | 0 | 0 | 0 | 0 | 0 | 0 | 0 | 0 | 0 | 0 | 0.90172 | 0 | 0 | 0
GASIFICATION_SNG | 0.0426 | 0 | 0 | 0 | 1 | -1.3514 | 0 | 0 | 0 | 0 | 0 | 0 | 0 | 0.1217 | 0 | 0 | 0 | 0 | 0 | 0 | 0 | 0 | 0 | 0 | 0 | 0 | 0 | 0 | 0.26352 | 0 | 0 | 0
PYROLYSIS | 0.0238 | 0 | 0 | 0 | 0 | -1.5017 | 0 | 0 | 0 | 0 | 0 | 1 | 0 | 0 | 0 | 0 | 0 | 0 | 0 | 0 | 0 | 0 | 0 | 0 | 0 | 0 | 0 | 0 | 0.29283 | 0 | 0 | 0
ATM_CCS | -1.3 | 0 | 0 | 0 | 0 | 0 | 0 | 0 | 0 | 0 | 0 | 0 | 0 | 0 | 0 | 0 | 0 | 0 | 0 | 0 | 0 | 0 | 0 | 0 | 0 | 0 | 0 | -1 | 0 | 1 | 0 | 0
INDUSTRY_CCS | -0.233 | 0 | 0 | 0 | 0 | 0 | 0 | 0 | 0 | 0 | 0 | 0 | 0 | 0 | 0 | 0 | 0 | 0 | 0 | 0 | 0 | 0 | 0 | 0 | 0 | 0 | 0 | 0 | -1 | 0.9 | 0 | 0
SYN_METHANOLATION | -0.72 | 0 | 0 | 0 | 0 | 0 | 0 | 0 | 0 | 0 | -0.746 | 1 | 0 | 0.261 | 0 | 0 | 0 | 0 | 0 | 0 | 0 | 0 | 0 | 0 | 0 | 0 | 0 | 0 | 0 | -0.247 | 0 | 0
SYN_METHANATION | -0.0213 | 0 | 0 | 0 | 1 | 0 | 0 | 0 | 0 | 0 | -1.28 | 0 | 0 | 0.295 | 0 | 0 | 0 | 0 | 0 | 0 | 0 | 0 | 0 | 0 | 0 | 0 | 0 | 0 | 0 | -0.198 | 0 | 0
BIOMETHANATION | 0 | 0 | 0 | 0 | 1 | 0 | -1.0707 | 0 | 0 | 0 | 0 | 0 | 0 | 0 | 0 | 0 | 0 | 0 | 0 | 0 | 0 | 0 | 0 | 0 | 0 | 0 | 0 | 0 | 0.20878 | 0 | 0 | 0
SLF_TO_DIESEL | 0 | 0 | 1 | 0 | 0 | 0 | 0 | 0 | 0 | 0 | 0 | -1 | 0 | 0 | 0 | 0 | 0 | 0 | 0 | 0 | 0 | 0 | 0 | 0 | 0 | 0 | 0 | 0 | 0 | 0 | 0 | 0
SLF_TO_GASOLINE | 0 | 1 | 0 | 0 | 0 | 0 | 0 | 0 | 0 | 0 | 0 | -1 | 0 | 0 | 0 | 0 | 0 | 0 | 0 | 0 | 0 | 0 | 0 | 0 | 0 | 0 | 0 | 0 | 0 | 0 | 0 | 0
SLF_TO_LFO | 0 | 0 | 0 | 1 | 0 | 0 | 0 | 0 | 0 | 0 | 0 | -1 | 0 | 0 | 0 | 0 | 0 | 0 | 0 | 0 | 0 | 0 | 0 | 0 | 0 | 0 | 0 | 0 | 0 | 0 | 0 | 0
;
Note on B50: ====== ID#AAAAJe0eBLg Stefano Moret (2020-04-29 14:18:32) Source is ecoinvent v3.2 (rounded values): heat and power co-generation, diesel, 200kW electrical, SCR-NOx reduction [CH]
Note on B84: ====== ID#AAAAJe0eBL4 Stefano Moret (2020-04-29 14:18:32) Output is scaled proportionally to difference in investment cost between Power2Gas and Gas2Power units
Note on B87: ====== ID#AAAAJe0eBKU Stefano Moret (2020-04-29 14:18:32) Source: geo&bio paper
Note on C47: ====== ID#AAAAJe0eBMg Stefano Moret (2020-04-29 14:18:32) Assumption. To differentiate from more efficient centralized option
Note on C86: ====== ID#AAAAJe0eBMw Stefano Moret (2020-04-29 14:18:32) update and put gassner's data in the costs_data_main
Note on C92: ====== ID#AAAAJe0eBMQ Gauthier Limpens (2020-04-29 14:18:32) Kind of thermodynimical realistic limit Sanz-Perez2016 is 0.189 et industrial cases are between 1.3 an d 2.44 Keith2018
Note on F44: ====== ID#AAAAJe0eBK8 Stefano Moret (2020-04-29 14:18:32) Efficiency updated, taking data from Geo&Bio paper
Note on F56: ====== ID#AAAAJe0eBMs Stefano Moret (2020-04-29 14:18:32) Updated value from geothermal-biomass paper
Note on G42: ====== ID#AAAAJe0eBNw Stefano Moret (2020-04-29 14:18:33) Efficiency updated, taking data from Geo&Bio paper
Note on G54: ====== ID#AAAAJe0eBMA Stefano Moret (2020-04-29 14:18:32) Update efficiencies, taken from Geo&Bio paper
Note on H43: ====== ID#AAAAJe0eBN0 Stefano Moret (2020-04-29 14:18:33) Efficiency updated, taken from Geo&Bio paper
Note on H55: ====== ID#AAAAJe0eBM0 Stefano Moret (2020-04-29 14:18:32) Update efficiencies from Pantaleo's data
Note on L1: ====== ID#AAAAJe0eBM4 Gauthier Limpens (2020-04-29 14:18:32) SLF : Synthetic liquid fuel
Note on U1: ====== ID#AAAAJe0eBNo Gauthier Limpens (2020-04-29 14:18:33) These 4 next resources are just used to compute RE share.

## 3.2 TECH
| param: | c_inv | c_maint | gwp_constr | lifetime | c_p | fmin_perc | fmax_perc | f_min | f_max:= |  |  | Belgium name | Swiss | Old rate | New | Current |  | c_inv new [€_2015/GWh] |  | €2015 to CHF | 1.0679
ELECTRICITY | NUCLEAR | 4845.7346 | 102.931 | 707.88 | 60 | 0.849 | 0 | 1 | 0 | 0 | En 2019, f_min = 63.129 GW en France |  | NUCLEAR | NUCLEAR | 1.0679 | 4845.7346 | 4845.7346 | -1 | 4845.7346 | 102.931
| CCGT | 771.9918 | 19.7303 | 183.79 | 25 | 0.85 | 0 | 1 | 0 | 1000 |  |  | CCGT | CCGT | 1.0679 | 771.9918 | 771.9918 |  | 771.9918 | 19.7303
| COAL_US | 2516.7057 | 29.7032 | 331.6 | 35 | 0.868 | 0 | 1 | 0 | 1000 |  |  | COAL_US | COAL_US | 1.0679 | 2516.7057 | 2516.7057 |  | 2516.7057 | 29.7032 | c_inv | c_maint | lifetime
| COAL_IGCC | 3245.8095 | 48.9465 | 331.6 | 35 | 0.856 | 0 | 1 | 0 | 1000 |  |  | COAL_IGCC | COAL_IGCC | 1.0679 | 3245.8095 | 3245.8095 |  | 3245.8095 | 48.9465
| PV | 870 | 10.815 | 2081.43 | 25 | 1 | 0 | 1 | 0.587 | 49.509 |  |  | PV | PV | 1.1494 | 936.4173 | 870 | -1 | 1000 | 8.4 | 1000 | 8.4 | 25 | From Technology Data for Energy Plants for Electricity and District heating generation. Here, I took the PV commercial in 2030. I neglected the Variable O&M (only the fixed one)
| PT_POWER_BLOCK | 1044.57 | 62.65 | 0 | 25 | 1 | 0 | 1 | 0 | 0 |  |  | PT_POWER_BLOCK | WIND | 1.4092 | 1372.4319 | 1044.57 | -1 | 1040 | 12.6 | 1040 | 12.6 | 30 | From Technology Data for Energy Plants for Electricity and District heating generation. Here, I took the Wind in 2030. I neglected the Variable O&M (only the fixed one)
| ST_POWER_BLOCK | 50 | 5 | 0 | 25 | 1 | 0 | 1 | 0 | 0.94402 |  |  | ST_POWER_BLOCK |  |  |  | 50 | -1 | 1660 | 34.25 | 1660 | 34.25 | 30 | From Technology Data for Energy Plants for Electricity and District heating generation. Here, I took the Wind offshore near-shore in 2030. I neglected the Variable O&M (only the fixed one)
| STIRLING_DISH | 6820 | 107.18 | 0 | 30 | 1 | 0 | 0 | 0 | 0 |  |  | STIRLING_DISH | HYDRO_RIVER | 1.0679 | 5044.9199 | 6820 | -1 | 5044.9199 | 50.4448
| WIND_ONSHORE | 1040 | 2.89 | 622.85 | 30 | 1 | 0 | 1 | 2.121 | 40.858 |  |  | WIND_ONSHORE | GEOTHERMAL | 1.531 | 10735.2093 | 1040 | -1 | 4470 | 80.46 | 4470 | 80.46 | 30 | From EnergyPLAN Technology and Costs Database 20181005 . Here, I took The Geothermal Elect. In 2030
| WIND_OFFSHORE | 4974.6339 | 9.78 | 622.85 | 30 | 1 | 0 | 1 | 0 | 0 |  |  | WIND_OFFSHORE | IND_COGEN_GAS | 1.0679 | 1408.0345 | 4974.6339 | -1 | 1408.0345 | 92.6117
| HYDRO_DAM | 4200.6993 | 21.0018 | 1692.88 | 40 | 1 | 0 | 1 | 2.965 | 2.966 |  |  | HYDRO_DAM | IND_COGEN_WOOD | 1.0679 | 1080.7941 | 4200.6993 | -1 | 1080.7941 | 40.4907
| HYDRO_RIVER | 5044.9199 | 50.4448 | 1262.82 | 40 | 1 | 0 | 1 | 5.542 | 5.543 |  |  | HYDRO_RIVER | IND_COGEN_WASTE | 1.0679 | 2927.8678 | 5044.9199 | -1 | 2927.8678 | 111.3213
| NEW_TIDAL_STREAM | 2769 | 4 | 0 | 20 | 1 | 0 | 0 | 0 | 0 |  |  | NEW_TIDAL_STREAM | IND_BOILER_GAS | 1.0679 | 58.8913 | 2769 | -1 | 58.8913 | 1.1799
| TIDAL_STREAM | 3752 | 165 | 0 | 20 | 1 | 0 | 1 | 0 | 0 |  |  | TIDAL_STREAM | IND_BOILER_WOOD | 1.0679 | 115.1793 | 3752 | -1 | 115.1793 | 2.3036
| TIDAL_RANGE | 2867 | 178 | 0 | 40 | 1 | 0 | 1 | 0 | 0 |  |  | TIDAL_RANGE | IND_BOILER_OIL | 1.0679 | 54.8553 | 2867 | -1 | 54.8553 | 1.1799
| WAVE | 1909 | 42 | 0 | 20 | 1 | 0 | 0 | 0 | 0 |  |  | WAVE | IND_BOILER_COAL | 1.0679 | 115.1793 | 1909 | -1 | 115.1793 | 2.3036
| GEOTHERMAL | 7488 | 142.272 | 24929.09 | 30 | 0.86 | 0 | 1 | 0 | 0.5 |  |  | GEOTHERMAL | IND_BOILER_WASTE | 1.0679 | 115.1793 | 7488 | -1 | 115.1793 | 2.3036
HEAT_HIGH_T (INDUSTRY) | IND_COGEN_GAS | 1408.0345 | 92.6117 | 1024.32 | 25 | 0.85 | 0 | 1 | 0 | 1000 |  |  | IND_COGEN_GAS | IND_DIRECT_ELEC | 1.0679 | 332.3439 | 1408.0345 | -1 | 332.3439 | 1.5076
| IND_COGEN_WOOD | 1080.7941 | 40.4907 | 165.33 | 25 | 0.85 | 0 | 1 | 0 | 1000 |  |  | IND_COGEN_WOOD | DHN_HP_ELEC | 1.0679 | 344.7607 | 1080.7941 | -1 | 344.7607 | 11.9955
| IND_COGEN_WASTE | 2927.8678 | 111.3213 | 647.82 | 25 | 0.85 | 0 | 1 | 0 | 1000 |  |  | IND_COGEN_WASTE | DHN_COGEN_GAS | 1.0679 | 1254.4901 | 2927.8678 | -1 | 1254.4901 | 37.5316
| IND_BOILER_GAS | 58.8913 | 1.1799 | 12.32 | 17 | 0.95 | 0 | 1 | 0 | 1000 |  |  | IND_BOILER_GAS | DHN_COGEN_WOOD | 1.0679 | 1080.7941 | 58.8913 | -1 | 1080.7941 | 40.4907
| IND_BOILER_WOOD | 115.1793 | 2.3036 | 28.87 | 17 | 0.9 | 0 | 1 | 0 | 1000 |  |  | IND_BOILER_WOOD | DHN_COGEN_WASTE | 1.0679 | 2927.8678 | 115.1793 | -1 | 2927.8678 | 111.3213
| IND_BOILER_OIL | 54.8553 | 1.1799 | 12.32 | 17 | 0.95 | 0 | 1 | 0 | 1000 |  |  | IND_BOILER_OIL |  |  |  | 54.8553 | -1 | [5 empty] | From mixed between Biomethanation and SES gas CHP
| IND_BOILER_COAL | 115.1793 | 2.3036 | 48.18 | 17 | 0.9 | 0 | 1 | 0 | 1000 |  |  | IND_BOILER_COAL | DHN_BOILER_GAS | 1.0679 | 58.8913 | 115.1793 | -1 | 58.8913 | 1.1799
| IND_BOILER_WASTE | 115.1793 | 2.3036 | 28.87 | 17 | 0.9 | 0 | 1 | 0 | 1000 |  |  | IND_BOILER_WASTE | DHN_BOILER_WOOD | 1.0679 | 115.1793 | 115.1793 |  | 115.1793 | 2.3036
| IND_DIRECT_ELEC | 332.3439 | 1.5076 | 1.47 | 15 | 0.95 | 0 | 1 | 0 | 1000 |  |  | IND_DIRECT_ELEC | DHN_BOILER_OIL | 1.0679 | 54.8553 | 332.3439 | -1 | 54.8553 | 1.1799
HEAT_LOW_T DHN | DHN_HP_ELEC | 344.7607 | 11.9955 | 174.79 | 25 | 0.95 | 0 | 1 | 0 | 1000 |  |  | DHN_HP_ELEC | DHN_DEEP_GEO | 1.0801 | 1517.1177 | 344.7607 | -1 | 1500 | 28 | 1500 | 28 | 30 | From Technology Data for Energy Plants for Electricity and District heating generation. Here, I took the Geothermal heat only plant with streal driven absoption heat pump 70°C in 2030. I neglected the Variable O&M (only the fixed one)
| DHN_COGEN_GAS | 1254.4901 | 37.5316 | 490.88 | 25 | 0.85 | 0 | 1 | 0 | 1000 |  |  | DHN_COGEN_GAS |  |  |  | 1254.4901 | -1 | 362 | 0.433 | 362 | 0.433 | 30 | From Technology Data for Energy Plants for Electricity and District heating generation. Here, I took the Solar District heating in 2030.
| DHN_COGEN_WOOD | 1080.7941 | 40.4907 | 165.33 | 25 | 0.85 | 0 | 1 | 0 | 1000 |  |  | DHN_COGEN_WOOD | DEC_HP_ELEC | 1.0679 | 492.0405 | 1080.7941 | -1 | 492.0405 | 21.0507
| DHN_COGEN_WASTE | 2927.8678 | 111.3213 | 647.82 | 25 | 0.85 | 0 | 1 | 0 | 1000 |  |  | DHN_COGEN_WASTE | DEC_THHP_GAS | 1.0679 | 315.685 | 2927.8678 | -1 | 315.685 | 9.4672
| DHN_COGEN_WET_BIOMASS | 2287 | 228.7 | 1024 | 25 | 0.75 | 0 | 1 | 0 | 1000 |  |  | DHN_COGEN_WET_BIOMASS | DEC_COGEN_GAS | 1.0679 | 1408.0345 | 2287 | -1 | 1408.0345 | 92.6117
| DHN_COGEN_BIO_HYDROLYSIS | 4536.8997 | 221.6894 | 647.8 | 15 | 0.85 | 0 | 1 | 0 | 1000
| DHN_BOILER_GAS | 58.8913 | 1.1799 | 12.32 | 17 | 0.95 | 0 | 1 | 0 | 1000 |  |  | DHN_BOILER_GAS | DEC_COGEN_OIL | 1.0679 | 1305.5623 | 58.8913 | -1 | 1305.5623 | 81.9646
| DHN_BOILER_WOOD | 115.1793 | 2.3036 | 28.87 | 17 | 0.9 | 0 | 1 | 0 | 1000 |  |  | DHN_BOILER_WOOD | DEC_ADVCOGEN_GAS | 1.0679 | 7242.2792 | 115.1793 | -1 | 7242.2792 | 144.845
| DHN_BOILER_OIL | 54.8553 | 1.1799 | 12.32 | 17 | 0.95 | 0 | 1 | 0 | 1000 |  |  | DHN_BOILER_OIL | DEC_ADVCOGEN_H2 | 1.0679 | 7242.2792 | 54.8553 | -1 | 7242.2792 | 144.845
| DHN_DEEP_GEO | 1500 | 57.04 | 808.76 | 30 | 0.85 | 0 | 1 | 0 | 0 |  |  | DHN_DEEP_GEO | DEC_BOILER_GAS | 1.0679 | 158.5354 | 1500 | -1 | 158.5354 | 4.757
| DHN_SOLAR | 362 | 0.433 | 221.22 | 30 | 1 | 0 | 1 | 0 | 1000 |  |  | DHN_SOLAR | DEC_BOILER_WOOD | 1.0679 | 462.4403 | 362 | -1 | 462.4403 | 16.1813
HEAT_LOW_T DECEN | DEC_HP_ELEC | 492.0405 | 21.0507 | 164.89 | 18 | 1 | 0 | 1 | 0 | 1000 |  |  | DEC_HP_ELEC | DEC_BOILER_OIL | 1.0679 | 142.3822 | 492.0405 | -1 | 142.3822 | 8.5401
| DEC_THHP_GAS | 315.685 | 9.4672 | 381.93 | 20 | 1 | 0 | 0 | 0 | 1000 |  |  | DEC_THHP_GAS | DEC_SOLAR | 1.0679 | 719.0748 | 315.685 | -1 | 719.0748 | 8.0906
| DEC_COGEN_GAS | 1408.0345 | 92.6117 | 1024.32 | 20 | 1 | 0 | 1 | 0 | 1000 |  |  | DEC_COGEN_GAS | DEC_DIRECT_ELEC | 1.0679 | 39.9757 | 1408.0345 | -1 | 39.9757 | 0.17792
| DEC_COGEN_OIL | 1305.5623 | 81.9646 | 1024.32 | 20 | 1 | 0 | 1 | 0 | 1000 |  |  | DEC_COGEN_OIL | TRAMWAY_TROLLEY | #DIV/0! | 0 | 1305.5623 | -1 | 0 | 0
| DEC_ADVCOGEN_GAS | 7242.2792 | 144.845 | 2193.45 | 20 | 1 | 0 | 1 | 0 | 1000 |  |  | DEC_ADVCOGEN_GAS | BUS_COACH_DIESEL | #DIV/0! | 0 | 7242.2792 | -1 | 0 | 0
| DEC_ADVCOGEN_H2 | 7242.2792 | 144.845 | 2193.45 | 20 | 1 | 0 | 1 | 0 | 1000 |  |  | DEC_ADVCOGEN_H2 | BUS_COACH_HYDIESEL | #DIV/0! | 0 | 7242.2792 | -1 | 0 | 0
| DEC_BOILER_GAS | 158.5354 | 4.757 | 21.09 | 17 | 1 | 0 | 1 | 0 | 1000 |  |  | DEC_BOILER_GAS | BUS_COACH_CNG_STOICH | #DIV/0! | 0 | 158.5354 | -1 | 0 | 0
| DEC_BOILER_WOOD | 462.4403 | 16.1813 | 21.09 | 17 | 1 | 0 | 1 | 0 | 1000 |  |  | DEC_BOILER_WOOD | BUS_COACH_FC_HYBRIDH2 | #DIV/0! | 0 | 462.4403 | -1 | 0 | 0
| DEC_BOILER_OIL | 142.3822 | 8.5401 | 21.09 | 17 | 1 | 0 | 1 | 0 | 1000 |  |  | DEC_BOILER_OIL | TRAIN_PUB | #DIV/0! | 0 | 142.3822 | -1 | 0 | 0
COOLING | DEC_SOLAR | 719.0748 | 8.0906 | 221.22 | 20 | 1 | 0 | 1 | 0 | 1000 |  |  | DEC_SOLAR | CAR_GASOLINE | #DIV/0! | 0 | 719.0748 | -1 | 6070.3671 | 182.111
| DEC_DIRECT_ELEC | 39.9757 | 0.17792 | 1.47 | 15 | 1 | 0 | 1 | 0 | 1000 |  |  | DEC_DIRECT_ELEC | CAR_DIESEL | #DIV/0! | 0 | 39.9757 | -1 | 6611.2971 | 198.3389
| BIG_SPLIT | 232 | 9.333 | 0 | 15 | 1 | 0 | 1 | 0 | 1000 |  |  | BIG_SPLIT | CAR_NG | #DIV/0! | 0 | 232 | -1 | 6476.1429 | 194.2843
| CHILLER_WC | 119 | 4.76 | 0 | 20 | 1 | 0 | 1 | 0 | 1000 |  |  | CHILLER_WC | CAR_HEV | #DIV/0! | 0 | 119 | -1 | 6396.6771 | 191.9003
PUBLIC MOBILITY | TRAMWAY_TROLLEY | 625 | 12.5 | 0 | 30 | 0.34247 | 0 | 0.3 | 0 | 1000 |  |  | TRAMWAY_TROLLEY | CAR_PHEV | #DIV/0! | 0 | 625 | -1 | 6401.2412 | 192.0372
| BUS_COACH_DIESEL | 611.1111 | 30.5556 | 0 | 15 | 0.2968 | 0 | 1 | 0 | 1000 |  |  | BUS_COACH_DIESEL | CAR_BEV | #DIV/0! | 0 | 611.1111 | -1 | 7352.4741 | 73.5247
| BUS_COACH_HYDIESEL | 833.3333 | 33.3333 | 0 | 15 | 0.2968 | 0 | 1 | 0 | 1000 |  |  | BUS_COACH_HYDIESEL | CAR_FUEL_CELL | #DIV/0! | 0 | 833.3333 | -1 | 7228.5459 | 216.8564
| BUS_COACH_CNG_STOICH | 611.1111 | 30.5556 | 0 | 15 | 0.2968 | 0 | 1 | 0 | 1000 |  |  | BUS_COACH_CNG_STOICH | TRAIN_FREIGHT | #DIV/0! | 0 | 611.1111 | -1 | 0 | 0
| BUS_COACH_FC_HYBRIDH2 | 1041.6667 | 31.25 | 0 | 15 | 0.2968 | 0 | 1 | 0 | 1000 |  |  | BUS_COACH_FC_HYBRIDH2 |  | #DIV/0! | 0 | 1041.6667 | -1 | 0 | 0
| TRAIN_PUB | 1506.0241 | 54.3527 | 0 | 40 | 0.27507 | 0 | 0.5 | 0 | 1000 |  |  | TRAIN_PUB |  | #DIV/0! | 0 | 1506.0241 | -1 | 0 | 0
PRIVATE MOBILITY | CAR_GASOLINE | 420.2864 | 13.7975 | 342 | 10 | 0.05137 | 0 | 1 | 0 | 1000 |  |  | CAR_GASOLINE |  | #DIV/0! | 0 | 420.2864 | -1 | 561.43 | 28.0715
| CAR_DIESEL | 434.4536 | 14.7049 | 346 | 10 | 0.05137 | 0 | 1 | 0 | 1000 |  |  | CAR_DIESEL |  | #DIV/0! | 2920.133 | 434.4536 | -1 | 672.93 | 33.6465
| CAR_NG | 429.3758 | 17.8185 | 342 | 10 | 0.05137 | 0 | 1 | 0 | 1000 |  |  | CAR_NG |  | #DIV/0! | 1737.9904 | 429.3758 | -1 | 872 | 43.6
| CAR_HEV | 429.4116 | 8.9774 | 519 | 10 | 0.05137 | 0 | 1 | 0 | 1000 |  | TBC | CAR_HEV |  | #DIV/0! | 825.8826 | 429.4116 | -1 | 0 | 0
| CAR_PHEV | 456.3671 | 9.505 | 519 | 10 | 0.05137 | 0 | 1 | 0 | 1000 |  | TBC | CAR_PHEV |  | #DIV/0! | 57215.095 | 456.3671 | -1 | 0 | 0
| CAR_BEV | 449.8248 | 6.8685 | 385 | 10 | 0.05137 | 0 | 1 | 0 | 1000 |  |  | CAR_BEV | EFFICIENCY | 0.55904 | 1737.9904 | 449.8248 | -1 | 1737.9904 | 0
| CAR_FUEL_CELL | 434.7741 | 2.6878 | 786 | 10 | 0.05137 | 0 | 1 | 0 | 100000 |  |  | CAR_FUEL_CELL | DHN | 1.0679 | 825.8826 | 434.7741 | -1 | 825.8826 | 0
FREIGHT | TRAIN_FREIGHT | 104.4156 | 2.0883 | 0 | 40 | 0.34247 | 0 | 1 | 0 | 1000 |  |  | TRAIN_FREIGHT | GRID | 0.81555 | 57215.095 | 104.4156 | -1 | 57215.095 | 0
| BOAT_FREIGHT_DIESEL | 76.3889 | 3.8194 | 0 | 40 | 0.11416 | 0 | 1 | 0 | 1000 |  |  | BOAT_FREIGHT_DIESEL | H2_ELECTROLYSIS | 1.0679 | 307.585 | 76.3889 | -1 | 307.585 | 30.7613
| BOAT_FREIGHT_NG | 76.3889 | 3.8194 | 0 | 40 | 0.11416 | 0 | 1 | 0 | 1000 |  |  | BOAT_FREIGHT_NG | H2_NG | 1.0679 | 681.2436 | 76.3889 | -1 | 681.2436 | 64.4349
| TRUCK_DIESEL | 371.1111 | 18.5556 | 0 | 15 | 0.092593 | 0 | 1 | 0 | 1000 |  |  | TRUCK_DIESEL | H2_BIOMASS | 1.0679 | 2525.3863 | 371.1111 | -1 | 2525.3863 | 195.7018
| TRUCK_FUEL_CELL | 402.2222 | 12.0667 | 0 | 15 | 0.092593 | 0 | 1 | 0 | 1000 |  |  | TRUCK_FUEL_CELL | GASIFICATION_SNG | 1.0679 | 2743.8056 | 402.2222 | -1 | 2743.8056 | 139.9382 | c_inv | c_maint
| TRUCK_ELEC | 771.1111 | 23.1333 | 0 | 15 | 0.092593 | 0 | 1 | 0 | 1000 |  | TBC | TRUCK_ELEC |  |  |  | 771.1111 | -1 | 2580 | 64.8 | 2580 | 64.8 |  | Arbitrary
| TRUCK_NG | 371.1111 | 18.5556 | 0 | 15 | 0.092593 | 0 | 1 | 0 | 1000 |  |  | TRUCK_NG | PYROLYSIS | 1.0679 | 1344.2176 | 371.1111 | -1 | 1344.2176 | 67.2067 | [M€/ktCO2/h] | [M€/ktCO2/h/y]
NON ENERGY | NON_ENERGY_OIL | 1e-07 | 0 | 0 | 1 | 1 | 0 | 1 | 0 | 100000 |  | TBC | NON_ENERGY_OIL |  |  |  | 1e-07 | -1 | 2580 | 64.8 | 2580 | 64.8 |  | Arbitrary
| NON_ENERGY_NG | 1e-07 | 0 | 0 | 1 | 1 | 0 | 1 | 0 | 100000 |  | TBC | NON_ENERGY_NG |  |  |  | 1e-07 | -1 | 2580 | 64.8 | 2580 | 64.8 |  | From Technology Data for Energy Plants for Electricity and District heating generation - Feb. 2019. We computed the data based on a case of CCS over a Coal fired PP
INFRASTRUCTURE | EFFICIENCY | 3320 | 0 | 0 | 1 | 1 | 0 | 1 | 0 | 1000 |  |  | EFFICIENCY |  |  |  | 3320 | -1
| DHN | 825.8826 | 0 | 0 | 60 | 1 | 0 | 1 | 0 | 1000 |  | TBC | DHN |  |  |  | 825.8826 | -1 | 1888 | 74.6 | 1888 | 74.6 |  | From Technology Data for Renewable Fuels p211: SNG production process. Here I did some calculation as the technology proposes transforms biogas to SNG by adding H2. I removed the CH4 part of the biogas
| GRID | 73290.9454 | 0 | 0 | 80 | 1 | 0 | 1 | 0 | 1000 |  | TBC | GRID |  |  |  | 73290.9454 | -1 | 1661 | 14 | 1661 | 14 | 20 | From Technology Data for Renewable Fuels p34 + BIOGAS UPGRADING - TECHNICAL REVIEW p62. Here I took column 2030 and Specific investment. For Maintenance, I took an arbitrary value of 10% of inv cost of cleaner
| # MOTORWAYS | 339 | 11.865 | 0 | 60 | 1 | 0 | 1 | 0 | 1000 |  |  | # MOTORWAYS |  |  |  | 339 | -1
| # ROADS | 2800 | 98 | 0 | 60 | 1 | 0 | 1 | 0 | 1000 |  |  | # ROADS | BATT_LI | 3.3113 | 936.4173 | 2800 | -1 | 302 | 0.5418 |  |  |  | From Technology data for Energy storage p132. Here I took column 2030 and Specific investment. For Maintenance, I took Fixed + variable O&M and assumed that 1 MW/MWh | In addition, the gwp_constr other source : 110 ktCO2/GWh (J.F. Peters, M. Baumann, B. Zimmermann, J. Braun, M. Weil. The environmental impact of Li- Ion batteries and the role of key parameters – A review, Renew. Sustain. Energy Rev. 67 (2017) 491–506. doi:10.1016/j.rser.2016.08.039) | Cost include capacity components => 3x more exepnsive than just a 'pack'p33 of Danish 'Technology data for energy storage'
| # RAILWAYS | 1780 | 62.3 | 0 | 60 | 1 | 0 | 1 | 0 | 1000 |  |  | # RAILWAYS | BEV_BATT | #DIV/0! | 0 | 1780 | -1 | 0 | 0
| PT_COLLECTOR | 4504.7143 | 62.65 | 0 | 25 | 1 | 0 | 1 | 0 | 1000 |  |  | PT_COLLECTOR |  |  |  | 4504.7143 | -1
| ST_COLLECTOR | 100 | 5 | 0 | 25 | 1 | 0 | 1 | 0 | 1000 |  |  | ST_COLLECTOR |  |  |  | 100 | -1
| H2_ELECTROLYSIS | 696.2025 | 19.1456 | 0 | 15 | 0.9 | 0 | 1 | 0 | 1000 |  |  | H2_ELECTROLYSIS |  |  |  | 696.2025 | -1
| H2_NG | 681.2436 | 64.4349 | 0 | 25 | 0.86 | 0 | 1 | 0 | 1000 |  |  | H2_NG | BATT_LI | 3.3113 | 936.4173 | 681.2436 | -1 | 302 | 0.5418 |  |  |  | From Technology data for Energy storage p132. Here I took column 2030 and Specific investment. For Maintenance, I took Fixed + variable O&M and assumed that 1 MW/MWh | In addition, the gwp_constr other source : 110 ktCO2/GWh (J.F. Peters, M. Baumann, B. Zimmermann, J. Braun, M. Weil. The environmental impact of Li- Ion batteries and the role of key parameters – A review, Renew. Sustain. Energy Rev. 67 (2017) 491–506. doi:10.1016/j.rser.2016.08.039) | Cost include capacity components => 3x more exepnsive than just a 'pack'p33 of Danish 'Technology data for energy storage'
| H2_BIOMASS | 2525.3863 | 195.7018 | 0 | 25 | 0.86 | 0 | 1 | 0 | 1000 |  |  | H2_BIOMASS | BEV_BATT | #DIV/0! | 0 | 2525.3863 | -1 | 0 | 0
| GASIFICATION_SNG | 2743.8056 | 139.9382 | 0 | 25 | 0.85 | 0 | 1 | 0 | 1000 |  |  | GASIFICATION_SNG | PHEV_BATT | #DIV/0! | 0 | 2743.8056 | -1 | 0 | 0
| PYROLYSIS | 1344.2176 | 67.2067 | 0 | 25 | 0.85 | 0 | 1 | 0 | 1000 |  |  | PYROLYSIS | PHS | 0.084694 | 4.6634 | 1344.2176 | -1 | 4.6634 | 0.018728 | c_inv | c_maint | lifetime
| ATM_CCS | 5160 | 129.6 | 0 | 40 | 1 | 0 | 1 | 0 | 1000 |  | TBC | ATM_CCS | TS_DEC_DIRECT_ELEC | 1.0679 | 18.9718 | 5160 | -1 | 18.9718 | 36.12 |  | 36.12 | 20 | From EnergyPLAN Technology and Costs Database 20181005 . Here, I took the 7% of maintenance cost
| INDUSTRY_CCS | 2580 | 64.8 | 0 | 40 | 1 | 0 | 1 | 0 | 1000 |  | TBC | INDUSTRY_CCS | TS_DEC_HP_ELEC | 1.0679 | 18.9718 | 2580 | -1 | 18.9718 | 18.06 |  | 18.06 | 20 | From EnergyPLAN Technology and Costs Database 20181005 . Here, I took the 7% of maintenance cost
| SYN_METHANOLATION | 1679.6517 | 47.6649 | 0 | 20 | 0.95 | 0 | 1 | 0 | 1000 |  | TBC | SYN_METHANOLATION | TS_DEC_THHP_GAS | 1.0679 | 18.9718 | 1679.6517 | -1 | 18.9718 | 11.7576 |  | 11.7576 | 20 | From EnergyPLAN Technology and Costs Database 20181005 . Here, I took the 7% of maintenance cost
| SYN_METHANATION | 262.1968 | 66.9928 | 0 | 40 | 1 | 0 | 1 | 0 | 1000 |  | TBC | SYN_METHANATION | TS_DEC_COGEN_GAS | 1.0679 | 18.9718 | 262.1968 | -1 | 18.9718 | 1.8354 |  | 1.8354 | 20 | From EnergyPLAN Technology and Costs Database 20181005 . Here, I took the 7% of maintenance cost
| BIOMETHANATION | 986.0474 | 13.6591 | 0 | 20 | 0.85 | 0 | 1 | 0 | 1000 |  | TBC | BIOMETHANATION | TS_DEC_COGEN_OIL | 1.0679 | 18.9718 | 986.0474 | -1 | 18.9718 | 6.9023 |  | 6.9023 | 20 | From EnergyPLAN Technology and Costs Database 20181005 . Here, I took the 7% of maintenance cost
| BIO_HYDROLYSIS | 1591.9094 | 108.5375 | 0 | 15 | 0.85 | 0 | 1 | 0 | 1000 |  | TBC | BIO_HYDROLYSIS |  |  |  | 1591.9094 | -1 |  |  | 0.04713 | 0.0013092 | 50 | From Technology data for Energy storage p68. Here I took the total investment cost of 254M€ for Lille Torup which is 4.965TWh (see https://gasstorage.dk/Our-storage). For Maintenance, I took 6.5 M€ for the Lille Torup case
| METHANE_TO_METHANOL | 958.5823 | 41.9152 | 0 | 25 | 0.85 | 0 | 1 | 0 | 1000 |  | TBC | METHANE_TO_METHANOL |  |  |  | 958.5823 | -1 | 0.13466 | 0.0037405 | 0.13466 | 0.0037405 | 25 | From EnergyPLAN Technology and Costs Database 20181005 . Here, I took the hydrogen storage in steel tanks
| SLF_TO_DIESEL | 1e-07 | 0 | 0 | 1 | 1 | 0 | 1 | 0 | 100000 |  | TBC | SLF_TO_DIESEL | TS_DEC_BOILER_GAS | 1.0679 | 18.9718 | 1e-07 | -1 | 18.9718 | 7e-10 |  | 7e-10 | 20 | From EnergyPLAN Technology and Costs Database 20181005 . Here, I took the 7% of maintenance cost
| SLF_TO_GASOLINE | 1e-07 | 0 | 0 | 1 | 1 | 0 | 1 | 0 | 100000 |  | TBC | SLF_TO_GASOLINE | TS_DEC_BOILER_WOOD | 1.0679 | 18.9718 | 1e-07 | -1 | 18.9718 | 7e-10 |  | 7e-10 | 20 | From EnergyPLAN Technology and Costs Database 20181005 . Here, I took the 7% of maintenance cost
| SLF_TO_LFO | 1e-07 | 0 | 0 | 1 | 1 | 0 | 1 | 0 | 100000 |  | TBC | SLF_TO_LFO | TS_DEC_BOILER_OIL | 1.0679 | 18.9718 | 1e-07 | -1 | 18.9718 | 7e-10 |  | 7e-10 | 20 | From EnergyPLAN Technology and Costs Database 20181005 . Here, I took the 7% of maintenance cost
STORAGE | BATT_LI | 302 | 0.62 | 61.3 | 15 | 1 | 0 | 1 | 0 | 100000 |  | TBC | BATT_LI | TS_DHN_DAILY | 3.3767 | 9.4859 | 302 | -1 | 9.4859 | 2.114 |  | 2.114 | 20 | From EnergyPLAN Technology and Costs Database 20181005 . Here, I took the 7% of maintenance cost
| CAES | 38.938 | 3.1799 | 0 | 50 | 1 | 0 | 1 | 0 | 0 |  | TBC | CAES | TS_DHN_SEASONAL | 6.2222 | 3.1464 | 38.938 | -1 | 0.54 | 0.003 | 0.54 | 0.003 | 25 | From : Thermal storage (from Technology Data for Energy From EnergyPLAN Technology and Costs Database 20181005 . Here, I took the 7% of maintenance cost
| BEV_BATT | 0 | 0 | 0 | 1 | 1 | 0 | 1 | 0 | 100000 |  | TBC | BEV_BATT |  |  |  | 0 |  |  |  | 0.04713 | 0.0013092 | 50 | From Technology data for Energy storage p68. Here I took the total investment cost of 254M€ for Lille Torup which is 4.965TWh (see https://gasstorage.dk/Our-storage). For Maintenance, I took 6.5 M€ for the Lille Torup case
| PHEV_BATT | 0 | 0 | 0 | 1 | 1 | 0 | 1 | 0 | 100000 |  | TBC | PHEV_BATT |  |  |  | 0 |  | 0.13466 | 0.0037405 | 0.13466 | 0.0037405 | 25 | From EnergyPLAN Technology and Costs Database 20181005 . Here, I took the hydrogen storage in steel tanks
| DAM_STORAGE | 0 | 0 | 0 | 1 | 1 | 0 | 1 | 1335 | 1335.5 |  | TBC | DAM_STORAGE |  |  |  | 0 |  | 49.5 | 0.495 | 49.5 | 0.495 | 30 | From an industry website for a CO2 tank. We assumed 1% of maintenance and 30y of life time (similar to hot water)
| PHS | 58.8 | 0 | 8.33 | 50 | 1 | 0 | 1 | 125 | 439 |  |  | PHS |  |  |  | 58.8 | -1
| TS_DEC_DIRECT_ELEC | 18.9718 | 0.1328 | 0 | 25 | 1 | 0 | 1 | 0 | 100000
| TS_DEC_HP_ELEC | 18.9718 | 0.1328 | 0 | 25 | 1 | 0 | 1 | 0 | 100000
| TS_DEC_THHP_GAS | 18.9718 | 0.1328 | 0 | 25 | 1 | 0 | 1 | 0 | 100000
| TS_DEC_COGEN_GAS | 18.9718 | 0.1328 | 0 | 25 | 1 | 0 | 1 | 0 | 100000
| TS_DEC_COGEN_OIL | 18.9718 | 0.1328 | 0 | 25 | 1 | 0 | 1 | 0 | 100000
| TS_DEC_ADVCOGEN_GAS | 18.9718 | 0.1328 | 0 | 25 | 1 | 0 | 1 | 0 | 100000
| TS_DEC_ADVCOGEN_H2 | 18.9718 | 0.1328 | 0 | 25 | 1 | 0 | 1 | 0 | 100000
| TS_DEC_BOILER_GAS | 18.9718 | 0.1328 | 0 | 25 | 1 | 0 | 1 | 0 | 100000
| TS_DEC_BOILER_WOOD | 18.9718 | 0.1328 | 0 | 25 | 1 | 0 | 1 | 0 | 100000
| TS_DEC_BOILER_OIL | 18.9718 | 0.1328 | 0 | 25 | 1 | 0 | 1 | 0 | 100000
| TS_DHN_DAILY | 3 | 0.0086 | 0 | 40 | 1 | 0 | 1 | 0 | 100000
| TS_DHN_SEASONAL | 0.54 | 0.003 | 0 | 25 | 1 | 0 | 1 | 0 | 100000
| TS_HIGH_TEMP | 28.03 | 0.28 | 0 | 25 | 1 | 0 | 1 | 0 | 100000
| SEASONAL_NG | 0.051158 | 0.0013092 | 0 | 30 | 1 | 0 | 1 | 0 | 100000
| SEASONAL_H2 | 6.19 | 0.03 | 0 | 20 | 1 | 0 | 1 | 0 | 100000
| CO2_STORAGE | 49.5 | 0.495 | 0 | 20 | 1 | 0 | 1 | 0 | 100000
| SLF_STO | 0.00635 | 0.000397 | 0 | 20 | 1 | 0 | 1 | 0 | 100000
| PT_STORAGE | 36.9568 | 0.3695 | 0 | 25 | 1 | 0 | 1 | 0 | 100000
| ST_STORAGE | 19.099 | 0.1909 | 0 | 25 | 1 | 0 | 1 | 0 | 100000
| TS_COLD | 25 | 0.3 | 0 | 20 | 1 | 0 | 1 | 0 | 100000
;
Sources
Data sources - emissions
Source: ecoinvent v3.2 (allocation at the point of substitution). Most values already available in Geo&Bio paper. Other are sourced here from ecoinvent
Technology | IPCC 2013 - GWP 100 | Unit | Source
Nuclear | 707880000 | kgCO2-eq/GWe | ecoinvent entry: "market for nuclear power plant, boiling water reactor 1000MW, GLO"
CCGT | 73514000 | kgCO2-eq/unit | ecoinvent entry: "gas power plant construction, combined cycle, 400MW electrical, RER"
CCGT | 183785000 | kgCO2-eq/GWe
Coal | 165800000 | kgCO2-eq/unit | ecoinvent entry: "hard coal power plant construction, 500MW, GLO"
Coal | 331600000 | kgCO2-eq/GWe
PV | 6244.3 | kgCO2-eq/unit | ecoinvent entry: "market for photovoltaic slanted-roof installation, 3kWp, multi-Si, panel, mounted, on roof"
PV | 2081433333.3333 | kgCO2-eq/GWe
Wind | 1245700 | kgCO2-eq/unit | ecoinvent entry: "market for wind turbine, 2MW, onshore"
Wind | 622850000 | kgCO2-eq/GWe
Hydro dam | 15456000000 | kgCO2-eq/unit | ecoinvent entry: "hydropower plant construction, reservoir, alpine region, RER" (size 9.130MW)
Hydro dam | 1692880613.3625 | kgCO2-eq/GWe
Hydro river | 4798700000 | kgCO2-eq/unit | ecoinvent entry: "hydropower plant construction, run-of-river, CH" (size not specified. But written that this is value for entire CH plants)
Hydro river | #DIV/0! | kgCO2-eq/GWe
Geothermal ORC 6km | #REF! | kgCO2-eq/unit | from Geo&Bio paper. Size 7.554 MW
Geothermal ORC 6km | #REF! | kgCO2-eq/GWe | Value from Geo&Bio. Too low!
Geothermal power plant | 137110000 | kgCO2-eq/unit | ecoinvent entry: "geothermal power plant construction" (5.5 MWel, 5km well)
Geothermal power plant | 24929090909.0909 | kgCO2-eq/GWe
Geothermal EGS 6km | #REF! | kgCO2-eq/unit | from Geo&Bio paper. 6km well needed for 7.554MW cycle
Geothermal EGS 6km | #REF! | kgCO2-eq/GWe
Geothermal EGS 4.2km | #REF! | kgCO2-eq/unit | from Geo&Bio paper. 4.2km well, 22841 kW/th (assumes 3 wells)
Geothermal EGS 4.2km | #REF! | kgCO2-eq/GWth
Geothermal EGS 4.2km | 1466.1 | kgCO2-eq/m | ecoinvent entry: "deep well drilling, for deep geothermal power, CH"
Geothermal EGS 4.2km | 18472860 | kgCO2-eq/unit | Assuming 3*4.2km wells, as in Geo&Bio.
Geothermal EGS 4.2km | 808758810.9102 | kgCO2-eq/GWth
Dec NG cogen | 37317.001 | kgCO2-eq/unit | ecoinvent entry: "market for heat and power co-generation unit, 50kW electrical, common components for heat+electricity [GLO]". Fuel is natural gas
Dec NG cogen | 5925.5203 | kgCO2-eq/unit | ecoinvent entry: "market for heat and power co-generation unit, 50kW electrical, components for electricity only [GLO]". Fuel is natural gas
Dec NG cogen | 10301.575 | kgCO2-eq/unit | ecoinvent entry: "market for heat and power co-generation unit, 50kW electrical, components for heat only [GLO]". Fuel is natural gas
Dec NG cogen | 1070881926 | kgCO2-eq/GWe
Coal industrial boiler | 240890 | kgCO2-eq/unit | ecoinvent entry: "industrial furnace production, coal, 1-10MW, RER".
Coal industrial boiler | 48178000 | kgCO2-eq/GWth
Direct el. Heat | 7.3357 | kgCO2-eq/unit | ecoinvent entry: "auxiliary heating unit production, electric, 5kW, CH"
Direct el. Heat | 1467140 | kgCO2-eq/GWth
Dec HP | 1648.9 | kgCO2-eq/unit | ecoinvent entry: "heat pump production, brine-water, 10kW, CH"
Dec HP | 164890000 | kgCO2-eq/GWth
DHN HP | 5243.6 | kgCO2-eq/unit | ecoinvent entry: "heat pump production, 30kW, RER"
DHN HP | 174786666.6667 | kgCO2-eq/GWth
Th HP | 1527.7 | kgCO2-eq/unit | ecoinvent entry: "heat pump production, diffusion absorption, 4kW, future, CH"
Th HP | 381925000 | kgCO2-eq/GWth
FC | 104000 | kgCO2-eq/unit | ecoinvent entry: "fuel cell production, solid oxide, 125kW electrical, future, CH"
FC | 832000000 | kgCO2-eq/GWe
FC | #DIV/0! | kgCO2-eq/GWth
Dec Solar - panels/MJ_heat | 2.5707e-07 | unit/MJ_heat | ecoinvent entry: "operation, solar collector system, Cu flat plate collector, multiple dwelling, for hot water, CH"
Dec Solar - heat production lifetime | 1080553.0703 | kWh_heat/lifetime
Dec Solar - lifetime | 20 | years
c_p | 0.11346 | -
Size | 54.3568 | kW_th/panel
Dec Solar | 12025 | kgCO2-eq/unit | ecoinvent entry: "solar collector system installation, Cu flat plate collector, multiple dwelling, hot water, CH"
Dec Solar | 221223638.3521 | kgCO2-eq/GWth
Oil boiler | 12320 | kgCO2-eq/unit | ecoinvent entry: "industrial furnace production, 1MW, oil, CH"
Oil boiler | 12320000 | kgCO2-eq/GWth
Wood boiler | 28865 | kgCO2-eq/unit | ecoinvent entry: "furnace production, wood chips, average storage area, 1000kW, CH"
Wood boiler | 28865000 | kgCO2-eq/GWth
BATT_LI | 400 | [MCHF/GWh] | From Chen 2009, Figure 1 (The future cost of electrical energy storage based on experience rates ) + Zakeri 2015 (Electrical energy storage systems: A comparative life cycle cost analysis) Table C1 |  | Personnal notes in GL presentation 180418-PRE1 - MILP with TD - Analyse of results_v2 | Warning : price is very high => never installing batteries (for Swiss case)
BATT_LI | 50 | [MCHF/GWh] | Arbitrary choosen based on the CAPEX
BATT_LI | 61.3 | kg tCO2-eq/GWh | From Limpens 2018, table 4 Life cycle assessment of lithium-ion batteries for greenhouse gas emissions (2016) Fig 5 & Fig 6. Ishihara 2002 'Life cycle analysis of large-size lithium-ion secondary batteries developed in the japanese national project'
BATT_LI | 15 | [years] | Zakeri 2015 (Electrical energy storage systems: A comparative life cycle cost analysis) Table B1 (5-15 years) + Limpens 2018, table 1
PHES | 4.98 | [MCHF/GWh] | Techno-economic review of existing and new pumped hydro energy storage plant (2009), table 5. Assessment of utility energy storage options for increased renewable energy penetration (2012) , Appendix Switzerland p72 + personnal post treatment presented in slide 7 of presentation 180418
PHES | 0.02 | [MCHF/GWh] | Arbitrary choosen based on the CAPEX
PHES | 8.33 | kg tCO2-eq/GWh | No source found.
PHES | 40 | [years] | Same as other HYDROs
PHES | 369 | [GWh] | Assessment of the European potential for pumped hydropower energy storage . A GIS- based assessment of pumped (2013) p72
PHES | 1700 | [GWh] | Assessment of the European potential for pumped hydropower energy storage . A GIS- based assessment of pumped (2013) p72
TS_DEC_BOILER_OIL | 20.26 | [MCHF/GWh] | c_inv |  | Adapted from PhD thesis (R. JAKOB) : "Urban Energy System Design from the Heat Perspective using mathematical Programming including thermal Storage". Post treatment done in excel sheet : "TS data.docx"
TS_DEC_BOILER_OIL | 0 | [MCHF/GWh] | c_maint
TS_DHN_DAILY | 10.13 | [MCHF/GWh] | c_inv
TS_DHN_DAILY | 0 | [MCHF/GWh] | c_maint
TS_DHN_SEASONAL | 3.36 | [MCHF/GWh] | c_inv
TS_DHN_SEASONAL | 0 | [MCHF/GWh] | c_maint
Note on B11: ====== ID#AAAAJe0eBMo Stefano Moret (2020-04-29 14:18:32) Cogen in industry same as DHN cogen. Apart from NG cogen, which is the same as decentralized gas cogen (for c_inv and c_maint)
Note on B69: ====== ID#AAAAJe0eBMI Stefano Moret (2020-04-29 14:18:32) Source: geo&bio paper. Data scaled per MW of main output
Note on B71: ====== ID#AAAAJe0eBKg Stefano Moret (2020-04-29 14:18:32) Source: geo&bio paper. Data scaled per MW of main output
Note on B84: ====== ID#AAAAJe0eBLU Gauthier Limpens (2020-04-29 14:18:32) DATA not necessary because it depends on the number of cars
Note on B85: ====== ID#AAAAJe0eBKk Gauthier Limpens (2020-04-29 14:18:32) DATA not necessary because it depends on the number of cars
Note on B175: ====== ID#AAAAGdnL9_U Stefano Moret (2020-04-29 12:37:16) Assuming 5MWth
Note on B202: ====== ID#AAAAGdnL9_0 Gauthier Limpens (2020-04-29 12:37:16) This number changes a lot depending on the country/geography. This data is based on study of Switzerland
Note on C1: ====== ID#AAAAGdrQhnQ Stefano Moret (2020-04-29 12:37:16) GW of main output. For mobility is Mpkm/h, for cogeneration is heat. Investment cost for cogen is translated into CHF/kW_th. For storage depends on the technology. For gasification/pyrolysis is biofuel output
Note on C6: ====== ID#AAAAJe0eBNY Stefano Moret (2020-04-29 14:18:32) Value changed based on expert opinion (Prof. Ballif, EPFL, email 19.04.2017)
Note on E1: ====== ID#AAAAGdnL994 Stefano Moret (2020-04-29 12:37:16) Global warming potential (GWP) emissions for the construction of technologies [kgCO2-eq./kW], with respect to main output of the technology. For heating and cogeneration technologies, the main output is heat. Greenhouse gas emissions including the technology construction only. For GHG emissions, LCA data are taken from the Ecoinvent database v3.2 using the 'allocation at the point of substitution' method. GWP is assessed with the 'GWP100a - IPCC2013' indicator.
Note on E13: ====== ID#AAAAJe0eBM8 Stefano Moret (2020-04-29 14:18:32) Taken impact per kw_MSW_in from Geo&Bio and scaled to efficiencies used in SES
Note on E15: ====== ID#AAAAJe0eBKQ Stefano Moret (2020-04-29 14:18:32) Using Geo&Bio value I would obtain 2.59. Probably too low (was obtained by Léda with expoential extrapolation to 50MW). Using ecoinvent value instead
Note on E16: ====== ID#AAAAJe0eBLE Stefano Moret (2020-04-29 14:18:32) Using Geo&Bio value I would obtain 2.59. Probably too low (was obtained by Léda with expoential extrapolation to 50MW). Using ecoinvent value instead
Note on E21: Stefano Moret: Taken impact per kw_MSW_in from Geo&Bio and scaled to efficiencies used in SES
Note on E23: Stefano Moret: Using Geo&Bio value I would obtain 2.59. Probably too low (was obtained by Léda with expoential extrapolation to 50MW). Using ecoinvent value instead
Note on E24: Stefano Moret: Using Geo&Bio value I would obtain 2.59. Probably too low (was obtained by Léda with expoential extrapolation to 50MW). Using ecoinvent value instead
Note on E37: Stefano Moret: Ecoinvent value. In ecoinvent I have 1466 kgCO2/m for drilling. If I consider 3 wells of 4.2km, as in Geo&Bio, the value is 3 times higher than the one in Geo&Bio. See comparison below. Chosen the value from ecoinvent
Note on G1: ====== ID#AAAAGdnL9_I Stefano Moret (2020-04-29 12:37:16) Yearly c_p. Different than 1 for technologies whose c_p is defined on an annual basis
Note on G6: ====== ID#AAAAJe0eBKw Gauthier Limpens (2020-04-29 14:18:32) Not necessary anymore
Note on G7: ====== ID#AAAAJe0eBMY Gauthier Limpens (2020-04-29 14:18:32) Not necessary
Note on G10: Gauthier Limpens: Not necessary
Note on H1: ====== ID#AAAAGdrQhnw Stefano Moret (2020-04-29 12:37:16) Limit to the Mult_t, expressed as % of total demand in each sector
Note on I1: ====== ID#AAAAGdnL9_c Stefano Moret (2020-04-29 12:37:16) Limit to the Mult_t, expressed as % of total demand in each sector
Note on J1: ====== ID#AAAAGdnL9-E Stefano Moret (2020-04-29 12:37:16) main output: Mpkm/h for the technologies, heat for cogen, storage level [GWh] for storage units
Note on K1: ====== ID#AAAAGdnL99w Stefano Moret (2020-04-29 12:37:15) main output: Mpkm/h for the technologies, heat for cogen, storage level [GWh] for storage units
Note on K2: ====== ID#AAAAGdnL9-w Gauthier Limpens (2020-04-29 12:37:16) Nuclear phase out (
Note on K7: ====== ID#AAAAGdnL9-A Stefano Moret (2020-04-29 12:37:16) Updated from: Energiestrategie 2050. Berechnung der Energiepotenziale fu ̈r Wind- und Sonnenenergie. Technical report, Office f ́ed ́eral de l’environnement (OFEV), Bern, Switzerland, September 2012.

## 3.3 STO
TBC
param storage_eff_in: | ELECTRICITY | GASOLINE | DIESEL | LFO | NG | WOOD | WET_BIOMASS | COAL | URANIUM | WASTE | H2 | SLF | HEAT_HIGH_T | HEAT_LOW_T_DHN | HEAT_LOW_T_DECEN | SPACE_COOLING | PROCESS_COOLING | MOB_PUBLIC | MOB_PRIVATE | MOB_FREIGHT_RAIL | MOB_FREIGHT_ROAD | MOB_FREIGHT_BOAT | RES_WIND | RES_SOLAR | RES_HYDRO | RES_GEO | NON_ENERGY | CO2_ATM | CO2_INDUSTRY | CO2_CAPTURED | PT_HEAT | ST_HEAT:=
DAM_STORAGE | 1 | 0 | 0 | 0 | 0 | 0 | 0 | 0 | 0 | 0 | 0 | 0 | 0 | 0 | 0 | 0 | 0 | 0 | 0 | 0 | 0 | 0 | 0 | 0 | 0 | 0 | 0 | 0 | 0 | 0 | 0 | 0
PHS | 0.866 | 0 | 0 | 0 | 0 | 0 | 0 | 0 | 0 | 0 | 0 | 0 | 0 | 0 | 0 | 0 | 0 | 0 | 0 | 0 | 0 | 0 | 0 | 0 | 0 | 0 | 0 | 0 | 0 | 0 | 0 | 0
BATT_LI | 0.95 | 0 | 0 | 0 | 0 | 0 | 0 | 0 | 0 | 0 | 0 | 0 | 0 | 0 | 0 | 0 | 0 | 0 | 0 | 0 | 0 | 0 | 0 | 0 | 0 | 0 | 0 | 0 | 0 | 0 | 0 | 0
BEV_BATT | 0.95 | 0 | 0 | 0 | 0 | 0 | 0 | 0 | 0 | 0 | 0 | 0 | 0 | 0 | 0 | 0 | 0 | 0 | 0 | 0 | 0 | 0 | 0 | 0 | 0 | 0 | 0 | 0 | 0 | 0 | 0 | 0
PHEV_BATT | 0.95 | 0 | 0 | 0 | 0 | 0 | 0 | 0 | 0 | 0 | 0 | 0 | 0 | 0 | 0 | 0 | 0 | 0 | 0 | 0 | 0 | 0 | 0 | 0 | 0 | 0 | 0 | 0 | 0 | 0 | 0 | 0
TS_DEC_DIRECT_ELEC | 0 | 0 | 0 | 0 | 0 | 0 | 0 | 0 | 0 | 0 | 0 | 0 | 0 | 0 | 1 | 0 | 0 | 0 | 0 | 0 | 0 | 0 | 0 | 0 | 0 | 0 | 0 | 0 | 0 | 0 | 0 | 0
TS_DEC_HP_ELEC | 0 | 0 | 0 | 0 | 0 | 0 | 0 | 0 | 0 | 0 | 0 | 0 | 0 | 0 | 1 | 0 | 0 | 0 | 0 | 0 | 0 | 0 | 0 | 0 | 0 | 0 | 0 | 0 | 0 | 0 | 0 | 0
TS_DEC_THHP_GAS | 0 | 0 | 0 | 0 | 0 | 0 | 0 | 0 | 0 | 0 | 0 | 0 | 0 | 0 | 1 | 0 | 0 | 0 | 0 | 0 | 0 | 0 | 0 | 0 | 0 | 0 | 0 | 0 | 0 | 0 | 0 | 0
TS_DEC_COGEN_GAS | 0 | 0 | 0 | 0 | 0 | 0 | 0 | 0 | 0 | 0 | 0 | 0 | 0 | 0 | 1 | 0 | 0 | 0 | 0 | 0 | 0 | 0 | 0 | 0 | 0 | 0 | 0 | 0 | 0 | 0 | 0 | 0
TS_DEC_COGEN_OIL | 0 | 0 | 0 | 0 | 0 | 0 | 0 | 0 | 0 | 0 | 0 | 0 | 0 | 0 | 1 | 0 | 0 | 0 | 0 | 0 | 0 | 0 | 0 | 0 | 0 | 0 | 0 | 0 | 0 | 0 | 0 | 0
TS_DEC_ADVCOGEN_GAS | 0 | 0 | 0 | 0 | 0 | 0 | 0 | 0 | 0 | 0 | 0 | 0 | 0 | 0 | 1 | 0 | 0 | 0 | 0 | 0 | 0 | 0 | 0 | 0 | 0 | 0 | 0 | 0 | 0 | 0 | 0 | 0
TS_DEC_ADVCOGEN_H2 | 0 | 0 | 0 | 0 | 0 | 0 | 0 | 0 | 0 | 0 | 0 | 0 | 0 | 0 | 1 | 0 | 0 | 0 | 0 | 0 | 0 | 0 | 0 | 0 | 0 | 0 | 0 | 0 | 0 | 0 | 0 | 0
TS_DEC_BOILER_GAS | 0 | 0 | 0 | 0 | 0 | 0 | 0 | 0 | 0 | 0 | 0 | 0 | 0 | 0 | 1 | 0 | 0 | 0 | 0 | 0 | 0 | 0 | 0 | 0 | 0 | 0 | 0 | 0 | 0 | 0 | 0 | 0
TS_DEC_BOILER_WOOD | 0 | 0 | 0 | 0 | 0 | 0 | 0 | 0 | 0 | 0 | 0 | 0 | 0 | 0 | 1 | 0 | 0 | 0 | 0 | 0 | 0 | 0 | 0 | 0 | 0 | 0 | 0 | 0 | 0 | 0 | 0 | 0
TS_DEC_BOILER_OIL | 0 | 0 | 0 | 0 | 0 | 0 | 0 | 0 | 0 | 0 | 0 | 0 | 0 | 0 | 1 | 0 | 0 | 0 | 0 | 0 | 0 | 0 | 0 | 0 | 0 | 0 | 0 | 0 | 0 | 0 | 0 | 0
TS_DHN_DAILY | 0 | 0 | 0 | 0 | 0 | 0 | 0 | 0 | 0 | 0 | 0 | 0 | 0 | 1 | 0 | 0 | 0 | 0 | 0 | 0 | 0 | 0 | 0 | 0 | 0 | 0 | 0 | 0 | 0 | 0 | 0 | 0
TS_DHN_SEASONAL | 0 | 0 | 0 | 0 | 0 | 0 | 0 | 0 | 0 | 0 | 0 | 0 | 0 | 1 | 0 | 0 | 0 | 0 | 0 | 0 | 0 | 0 | 0 | 0 | 0 | 0 | 0 | 0 | 0 | 0 | 0 | 0
SEASONAL_NG | 0 | 0 | 0 | 0 | 0.99 | 0 | 0 | 0 | 0 | 0 | 0 | 0 | 0 | 0 | 0 | 0 | 0 | 0 | 0 | 0 | 0 | 0 | 0 | 0 | 0 | 0 | 0 | 0 | 0 | 0 | 0 | 0
SEASONAL_H2 | 0 | 0 | 0 | 0 | 0 | 0 | 0 | 0 | 0 | 0 | 0.9 | 0 | 0 | 0 | 0 | 0 | 0 | 0 | 0 | 0 | 0 | 0 | 0 | 0 | 0 | 0 | 0 | 0 | 0 | 0 | 0 | 0
CO2_STORAGE | 0 | 0 | 0 | 0 | 0 | 0 | 0 | 0 | 0 | 0 | 0 | 0 | 0 | 0 | 0 | 0 | 0 | 0 | 0 | 0 | 0 | 0 | 0 | 0 | 0 | 0 | 0 | 0 | 0 | 1 | 0 | 0
SLF_STO | 0 | 0 | 0 | 0 | 0 | 0 | 0 | 0 | 0 | 0 | 0 | 1 | 0 | 0 | 0 | 0 | 0 | 0 | 0 | 0 | 0 | 0 | 0 | 0 | 0 | 0 | 0 | 0 | 0 | 0 | 0 | 0
PT_STORAGE | 0 | 0 | 0 | 0 | 0 | 0 | 0 | 0 | 0 | 0 | 0 | 0 | 0 | 0 | 0 | 0 | 0 | 0 | 0 | 0 | 0 | 0 | 0 | 0 | 0 | 0 | 0 | 0 | 0 | 0 | 1 | 0
ST_STORAGE | 0 | 0 | 0 | 0 | 0 | 0 | 0 | 0 | 0 | 0 | 0 | 0 | 0 | 0 | 0 | 0 | 0 | 0 | 0 | 0 | 0 | 0 | 0 | 0 | 0 | 0 | 0 | 0 | 0 | 0 | 0 | 1
TS_COLD | 0 | 0 | 0 | 0 | 0 | 0 | 0 | 0 | 0 | 0 | 0 | 0 | 0 | 0 | 0 | 1 | 0 | 0 | 0 | 0 | 0 | 0 | 0 | 0 | 0 | 0 | 0 | 0 | 0 | 0 | 0 | 0
TS_MOLTEN_SALT | 0 | 0 | 0 | 0 | 0 | 0 | 0 | 0 | 0 | 0 | 0 | 0 | 1 | 0 | 0 | 0 | 0 | 0 | 0 | 0 | 0 | 0 | 0 | 0 | 0 | 0 | 0 | 0 | 0 | 0 | 0 | 0
CAES | 0.825 | 0 | 0 | 0 | 0 | 0 | 0 | 0 | 0 | 0 | 0 | 0 | 0 | 0 | 0 | 0 | 0 | 0 | 0 | 0 | 0 | 0 | 0 | 0 | 0 | 0 | 0 | 0 | 0 | 0 | 0 | 0
TBC
param storage_eff_out: | ELECTRICITY | GASOLINE | DIESEL | LFO | NG | WOOD | WET_BIOMASS | COAL | URANIUM | WASTE | H2 | SLF | HEAT_HIGH_T | HEAT_LOW_T_DHN | HEAT_LOW_T_DECEN | SPACE_COOLING | PROCESS_COOLING | MOB_PUBLIC | MOB_PRIVATE | MOB_FREIGHT_RAIL | MOB_FREIGHT_ROAD | MOB_FREIGHT_BOAT | RES_WIND | RES_SOLAR | RES_HYDRO | RES_GEO | NON_ENERGY | CO2_ATM | CO2_INDUSTRY | CO2_CAPTURED | PT_HEAT | ST_HEAT:=
DAM_STORAGE | 1 | 0 | 0 | 0 | 0 | 0 | 0 | 0 | 0 | 0 | 0 | 0 | 0 | 0 | 0 | 0 | 0 | 0 | 0 | 0 | 0 | 0 | 0 | 0 | 0 | 0 | 0 | 0 | 0 | 0 | 0 | 0
PHS | 0.866 | 0 | 0 | 0 | 0 | 0 | 0 | 0 | 0 | 0 | 0 | 0 | 0 | 0 | 0 | 0 | 0 | 0 | 0 | 0 | 0 | 0 | 0 | 0 | 0 | 0 | 0 | 0 | 0 | 0 | 0 | 0
BATT_LI | 0.95 | 0 | 0 | 0 | 0 | 0 | 0 | 0 | 0 | 0 | 0 | 0 | 0 | 0 | 0 | 0 | 0 | 0 | 0 | 0 | 0 | 0 | 0 | 0 | 0 | 0 | 0 | 0 | 0 | 0 | 0 | 0
BEV_BATT | 0.95 | 0 | 0 | 0 | 0 | 0 | 0 | 0 | 0 | 0 | 0 | 0 | 0 | 0 | 0 | 0 | 0 | 0 | 0 | 0 | 0 | 0 | 0 | 0 | 0 | 0 | 0 | 0 | 0 | 0 | 0 | 0
PHEV_BATT | 0.95 | 0 | 0 | 0 | 0 | 0 | 0 | 0 | 0 | 0 | 0 | 0 | 0 | 0 | 0 | 0 | 0 | 0 | 0 | 0 | 0 | 0 | 0 | 0 | 0 | 0 | 0 | 0 | 0 | 0 | 0 | 0
TS_DEC_DIRECT_ELEC | 0 | 0 | 0 | 0 | 0 | 0 | 0 | 0 | 0 | 0 | 0 | 0 | 0 | 0 | 1 | 0 | 0 | 0 | 0 | 0 | 0 | 0 | 0 | 0 | 0 | 0 | 0 | 0 | 0 | 0 | 0 | 0
TS_DEC_HP_ELEC | 0 | 0 | 0 | 0 | 0 | 0 | 0 | 0 | 0 | 0 | 0 | 0 | 0 | 0 | 1 | 0 | 0 | 0 | 0 | 0 | 0 | 0 | 0 | 0 | 0 | 0 | 0 | 0 | 0 | 0 | 0 | 0
TS_DEC_THHP_GAS | 0 | 0 | 0 | 0 | 0 | 0 | 0 | 0 | 0 | 0 | 0 | 0 | 0 | 0 | 1 | 0 | 0 | 0 | 0 | 0 | 0 | 0 | 0 | 0 | 0 | 0 | 0 | 0 | 0 | 0 | 0 | 0
TS_DEC_COGEN_GAS | 0 | 0 | 0 | 0 | 0 | 0 | 0 | 0 | 0 | 0 | 0 | 0 | 0 | 0 | 1 | 0 | 0 | 0 | 0 | 0 | 0 | 0 | 0 | 0 | 0 | 0 | 0 | 0 | 0 | 0 | 0 | 0
TS_DEC_COGEN_OIL | 0 | 0 | 0 | 0 | 0 | 0 | 0 | 0 | 0 | 0 | 0 | 0 | 0 | 0 | 1 | 0 | 0 | 0 | 0 | 0 | 0 | 0 | 0 | 0 | 0 | 0 | 0 | 0 | 0 | 0 | 0 | 0
TS_DEC_ADVCOGEN_GAS | 0 | 0 | 0 | 0 | 0 | 0 | 0 | 0 | 0 | 0 | 0 | 0 | 0 | 0 | 1 | 0 | 0 | 0 | 0 | 0 | 0 | 0 | 0 | 0 | 0 | 0 | 0 | 0 | 0 | 0 | 0 | 0
TS_DEC_ADVCOGEN_H2 | 0 | 0 | 0 | 0 | 0 | 0 | 0 | 0 | 0 | 0 | 0 | 0 | 0 | 0 | 1 | 0 | 0 | 0 | 0 | 0 | 0 | 0 | 0 | 0 | 0 | 0 | 0 | 0 | 0 | 0 | 0 | 0
TS_DEC_BOILER_GAS | 0 | 0 | 0 | 0 | 0 | 0 | 0 | 0 | 0 | 0 | 0 | 0 | 0 | 0 | 1 | 0 | 0 | 0 | 0 | 0 | 0 | 0 | 0 | 0 | 0 | 0 | 0 | 0 | 0 | 0 | 0 | 0
TS_DEC_BOILER_WOOD | 0 | 0 | 0 | 0 | 0 | 0 | 0 | 0 | 0 | 0 | 0 | 0 | 0 | 0 | 1 | 0 | 0 | 0 | 0 | 0 | 0 | 0 | 0 | 0 | 0 | 0 | 0 | 0 | 0 | 0 | 0 | 0
TS_DEC_BOILER_OIL | 0 | 0 | 0 | 0 | 0 | 0 | 0 | 0 | 0 | 0 | 0 | 0 | 0 | 0 | 1 | 0 | 0 | 0 | 0 | 0 | 0 | 0 | 0 | 0 | 0 | 0 | 0 | 0 | 0 | 0 | 0 | 0
TS_DHN_DAILY | 0 | 0 | 0 | 0 | 0 | 0 | 0 | 0 | 0 | 0 | 0 | 0 | 0 | 1 | 0 | 0 | 0 | 0 | 0 | 0 | 0 | 0 | 0 | 0 | 0 | 0 | 0 | 0 | 0 | 0 | 0 | 0
TS_DHN_SEASONAL | 0 | 0 | 0 | 0 | 0 | 0 | 0 | 0 | 0 | 0 | 0 | 0 | 0 | 1 | 0 | 0 | 0 | 0 | 0 | 0 | 0 | 0 | 0 | 0 | 0 | 0 | 0 | 0 | 0 | 0 | 0 | 0
SEASONAL_NG | 0 | 0 | 0 | 0 | 0.995 | 0 | 0 | 0 | 0 | 0 | 0 | 0 | 0 | 0 | 0 | 0 | 0 | 0 | 0 | 0 | 0 | 0 | 0 | 0 | 0 | 0 | 0 | 0 | 0 | 0 | 0 | 0
SEASONAL_H2 | 0 | 0 | 0 | 0 | 0 | 0 | 0 | 0 | 0 | 0 | 0.98 | 0 | 0 | 0 | 0 | 0 | 0 | 0 | 0 | 0 | 0 | 0 | 0 | 0 | 0 | 0 | 0 | 0 | 0 | 0 | 0 | 0
CO2_STORAGE | 0 | 0 | 0 | 0 | 0 | 0 | 0 | 0 | 0 | 0 | 0 | 0 | 0 | 0 | 0 | 0 | 0 | 0 | 0 | 0 | 0 | 0 | 0 | 0 | 0 | 0 | 0 | 0 | 0 | 1 | 0 | 0
SLF_STO | 0 | 0 | 0 | 0 | 0 | 0 | 0 | 0 | 0 | 0 | 0 | 1 | 0 | 0 | 0 | 0 | 0 | 0 | 0 | 0 | 0 | 0 | 0 | 0 | 0 | 0 | 0 | 0 | 0 | 0 | 0 | 0
PT_STORAGE | 0 | 0 | 0 | 0 | 0 | 0 | 0 | 0 | 0 | 0 | 0 | 0 | 0 | 0 | 0 | 0 | 0 | 0 | 0 | 0 | 0 | 0 | 0 | 0 | 0 | 0 | 0 | 0 | 0 | 0 | 1 | 0
ST_STORAGE | 0 | 0 | 0 | 0 | 0 | 0 | 0 | 0 | 0 | 0 | 0 | 0 | 0 | 0 | 0 | 0 | 0 | 0 | 0 | 0 | 0 | 0 | 0 | 0 | 0 | 0 | 0 | 0 | 0 | 0 | 0 | 1
TS_COLD | 0 | 0 | 0 | 0 | 0 | 0 | 0 | 0 | 0 | 0 | 0 | 0 | 0 | 0 | 0 | 1 | 0 | 0 | 0 | 0 | 0 | 0 | 0 | 0 | 0 | 0 | 0 | 0 | 0 | 0 | 0 | 0
TS_MOLTEN_SALT | 0 | 0 | 0 | 0 | 0 | 0 | 0 | 0 | 0 | 0 | 0 | 0 | 1 | 0 | 0 | 0 | 0 | 0 | 0 | 0 | 0 | 0 | 0 | 0 | 0 | 0 | 0 | 0 | 0 | 0 | 0 | 0
CAES | 0.825 | 0 | 0 | 0 | 0 | 0 | 0 | 0 | 0 | 0 | 0 | 0 | 0 | 0 | 0 | 0 | 0 | 0 | 0 | 0 | 0 | 0 | 0 | 0 | 0 | 0 | 0 | 0 | 0 | 0 | 0 | 0
param : | storage_charge_time | storage_discharge_time | storage_availability | storage_losses | :=
DAM_STORAGE | 1 | 1 | 1 | 0
PHS | 37.14 | 37.14 | 1 | 0
BATT_LI | 4 | 4 | 1 | 0.0002 |  |  | % In this propose version, we assume a very high share of connected vehicles (cfr paper). To be more realistic, we advise 20% of storage_availability_share
CAES | 6.84 | 4.1 | 1 | 0.0208 |  |  | % In this propose version, we assume a very high share of connected vehicles (cfr paper). To be more realistic, we advise 20% of storage_availability_share
BEV_BATT | 10 | 4 | 0.2 | 0.0002
PHEV_BATT | 10 | 4 | 0.2 | 0.0002
TS_DEC_DIRECT_ELEC | 4 | 4 | 1 | 0.00824
TS_DEC_HP_ELEC | 4 | 4 | 1 | 0.00824
TS_DEC_THHP_GAS | 4 | 4 | 1 | 0.00824
TS_DEC_COGEN_GAS | 4 | 4 | 1 | 0.00824
TS_DEC_COGEN_OIL | 4 | 4 | 1 | 0.00824
TS_DEC_ADVCOGEN_GAS | 4 | 4 | 1 | 0.00824
TS_DEC_ADVCOGEN_H2 | 4 | 4 | 1 | 0.00824
TS_DEC_BOILER_GAS | 4 | 4 | 1 | 0.00824
TS_DEC_BOILER_WOOD | 4 | 4 | 1 | 0.00824 |  |  | 2 is arbitrary choosen
TS_DEC_BOILER_OIL | 4 | 4 | 1 | 0.00824 |  |  | 168 is arbitrary choosen (in the data, they say that the storage is suitable for weekly to seasonal storage).
TS_DHN_DAILY | 60.3 | 60.3 | 1 | 0.00833
TS_DHN_SEASONAL | 150 | 150 | 1 | 6.06e-05
SEASONAL_NG | 2256 | 752 | 1 | 0
SEASONAL_H2 | 4 | 4 | 1 | 0
CO2_STORAGE | 1 | 1 | 1 | 0
SLF_STO | 1 | 1 | 1 | 0
PT_STORAGE | 1.33 | 1.33 | 1 | 0.000355
ST_STORAGE | 1.33 | 1.33 | 1 | 0.000355
TS_COLD | 4 | 4 | 1 | 0.00824
TS_HIGH_TEMP | 1.33 | 1.33 | 1 | 0.000355
;
Sources
PHES | 203 | hours of charge | Based on Swiss energy capacity and power installed
BATT_LI | 4 | hours of charge | Zakeri 2015 (Electrical energy storage systems: A comparative life cycle cost analysis) Table B1
BEV_BATT | 10 | hours of charge | Arbitrary, based on Stationnary BATT_LI
PHEV_BATT | 10 | hours of charge | Arbitrary, based on Stationnary BATT_LI
Others | No constrained | (even for DHN because not compatible)
PHES | 203 | hours of discharge | Based on Swiss energy capacity and power installed
BATT_LI | 4 | hours of discharge | Zakeri 2015 (Electrical energy storage systems: A comparative life cycle cost analysis) Table B1
BEV_BATT | 4 | hours of discharge | Arbitrary, based on Stationnary BATT_LI
PHEV_BATT | 4 | hours of discharge | Arbitrary, based on Stationnary BATT_LI
Others | No constrained | (even for DHN because not compatible)
BEV vehicle | 20% | <=> only this share is available for charge/discharge at a time | Arbitrary
Others | 100% | <=> no constrained on the availability
BATT_LI |  | Limpens 2018, table 1 + Zakeri 2015 (Electrical energy storage systems: A comparative life cycle cost analysis) Table B1
BEV_BATT |  | Arbitrary based on BATT_Li
PHEV_BATT |  | Arbitrary based on BATT_Li
TS_DEC_HP_ELEC |  | Adapted from PhD thesis (R. JAKOB) : "Urban Energy System Design from the Heat Perspective using mathematical Programming including thermal Storage". Post treatment done in excel sheet : "TS data.docx"
TS_DEC_DIRECT_ELEC
TS_DEC_THHP_GAS
TS_DEC_COGEN_GAS
TS_DEC_COGEN_OIL
TS_DEC_ADVCOGEN_GAS
TS_DEC_ADVCOGEN_H2
TS_DEC_BOILER_GAS
TS_DEC_BOILER_WOOD
TS_DEC_BOILER_OIL
TS_DHN_DAILY
TS_DHN_SEASONAL
Note on B60: ====== ID#AAAAGdnL9_k Gauthier Limpens (2020-04-29 12:37:16) Time required to charge a storage If 1 <=> can be recharge within 1h, or it is constrained by the power capacity
Note on C60: ====== ID#AAAAGdnL998 Gauthier Limpens (2020-04-29 12:37:16) Time required to discharge a storage If 1, then can be recharge within 1 hour or is constrained by the power capacity