## README
EnergyScope TD data management file
Refer to papers: "Modelling of Low Carbon EnergySystems for 26 European Countrieswith EnergyScopeTD" Tychon and Dommisse 2020 and "EnergyScope TD: an open source model for national energy systems" Limpens2019
Spain Data by Jean-Louis Tychon and Jeroen Dommisse
Tabs structure :
1. Time series
1.1 End use demand and weather related (%_elec, %_sh…)
1.2 Technology related related to maintenance or weather (c_p_t)
2. Scenario
2.1 Resources (avail, gwp_op & c_op)
2.2 User defined (%_pub_min, fmin_%,re_share…)
2.3 Yearly energy end use demand
3. Technologies
3.1 layers_in_out (f)
3.2 Technologies caracteristiques (c_inv, lifetime …)
3.2 Storage (efficiency_in, charge time,…)
Color code :
User Input
Automatically computed
Default value

## 1.1 Time Series
|  | End Use Demands |  |  |  |  | Weather
{PERIODS} | period_duration [h] | Electricity (%_elec) | Space Heating (%_sh) | Space Cooling | Passanger mobility (%_pass) | Freight mobility (%_freight) | PV | Wind_onshore | Wind_offshore | Hydro_dam | Hydro_river | Tidal | Solar
1 | 1 | 3.5894e-05 | 0.00046485 | 0 | 2.3497e-06 | 0.00011416 | 0 | 0.3538 | 0.5899 | 0.10442 | 0.96866 | 0.039802 | 0
2 | 1 | 2.8519e-05 | 0.00047302 | 0 | 1.1748e-06 | 0.00011416 | 0 | 0.3434 | 0.5705 | 0.091164 | 0.92995 | 0.17527 | 0
3 | 1 | 1.8146e-05 | 0.00047724 | 0 | 1.4098e-05 | 0.00011416 | 0 | 0.3182 | 0.5279 | 0.075384 | 0.89677 | 0.22268 | 0
4 | 1 | 9.3678e-06 | 0.00047917 | 0 | 3.7595e-05 | 0.00011416 | 0 | 0.2894 | 0.5033 | 0.042833 | 0.87465 | 0.14009 | 0
5 | 1 | 2.9464e-06 | 0.00048172 | 0 | 9.3987e-05 | 0.00011416 | 0 | 0.2679 | 0.525 | 0.039589 | 0.87834 | 0.041147 | 0
6 | 1 | 4.474e-07 | 0.0004839 | 0 | 0.0001821 | 0.00011416 | 0 | 0.2557 | 0.5091 | 0.040853 | 0.87742 | 0.0013575 | 0
7 | 1 | 9.5253e-07 | 0.00048446 | 0 | 0.0001586 | 0.00011416 | 0 | 0.2482 | 0.4669 | 0.046627 | 0.88571 | 0.0053101 | 0
8 | 1 | 3.575e-06 | 0.00048187 | 0 | 0.00014685 | 0.00011416 | 0 | 0.2376 | 0.4639 | 0.055644 | 0.90599 | 0.068734 | 0
9 | 1 | 1.3997e-05 | 0.00041807 | 0 | 0.00016448 | 0.00011416 | 0.22 | 0.2101 | 0.5913 | 0.055809 | 0.92258 | 0.098975 | 0.18007
10 | 1 | 3.3916e-05 | 0.00032945 | 0 | 0.00018797 | 0.00011416 | 0.5 | 0.1344 | 0.4844 | 0.074614 | 0.95945 | 0.064153 | 0.4967
11 | 1 | 5.5838e-05 | 0.0002631 | 0 | 0.00020677 | 0.00011416 | 0.68 | 0.0949 | 0.2256 | 0.099907 | 0.95945 | 0.022253 | 0.69673
12 | 1 | 7.4035e-05 | 0.00020674 | 0 | 0.00018797 | 0.00011416 | 0.74 | 0.0964 | 0.1883 | 0.083356 | 0.98525 | 0.0013373 | 0.83641
13 | 1 | 8.5069e-05 | 0.00016641 | 0 | 0.00019032 | 0.00011416 | 0.76 | 0.0988 | 0.212 | 0.066201 | 0.96959 | 0.046976 | 0.882
14 | 1 | 9.1659e-05 | 0.00014939 | 0 | 0.00021382 | 0.00011416 | 0.74 | 0.1004 | 0.2701 | 0.07071 | 0.95945 | 0.20336 | 0.82338
15 | 1 | 9.0637e-05 | 0.00015353 | 0 | 0.00022322 | 0.00011416 | 0.62 | 0.0968 | 0.4128 | 0.056469 | 0.94747 | 0.25925 | 0.69761
16 | 1 | 7.5583e-05 | 0.00019797 | 0 | 0.00022322 | 0.00011416 | 0.46 | 0.1003 | 0.5981 | 0.063287 | 0.94286 | 0.1622 | 0.50371
17 | 1 | 5.8635e-05 | 0.00027498 | 0 | 0.00016448 | 0.00011416 | 0.23 | 0.1183 | 0.6921 | 0.063562 | 0.95115 | 0.047516 | 0
18 | 1 | 5.3247e-05 | 0.00031846 | 0 | 0.00011748 | 0.00011416 | 0 | 0.1359 | 0.7171 | 0.089405 | 0.95484 | 0.0014402 | 0
19 | 1 | 6.5954e-05 | 0.00033855 | 0 | 8.8113e-05 | 0.00011416 | 0 | 0.1515 | 0.7385 | 0.17611 | 1.0083 | 0.0070149 | 0
20 | 1 | 7.1727e-05 | 0.00035635 | 0 | 5.8742e-05 | 0.00011416 | 0 | 0.1668 | 0.7779 | 0.29323 | 1.0627 | 0.082421 | 0
21 | 1 | 7.4017e-05 | 0.00037478 | 0 | 3.7595e-05 | 0.00011416 | 0 | 0.1827 | 0.81 | 0.33997 | 1.1189 | 0.11489 | 0
22 | 1 | 7.4461e-05 | 0.00038954 | 0 | 2.3497e-05 | 0.00011416 | 0 | 0.1983 | 0.8294 | 0.34261 | 1.1244 | 0.072661 | 0
23 | 1 | 6.8888e-05 | 0.00040242 | 0 | 9.3987e-06 | 0.00011416 | 0 | 0.2118 | 0.8531 | 0.29466 | 1.0857 | 0.02419 | 0
24 | 1 | 5.4184e-05 | 0.00041156 | 0 | 5.8742e-06 | 0.00011416 | 0 | 0.2223 | 0.8543 | 0.19305 | 1.0092 | 0.0013373 | 0
25 | 1 | 3.867e-05 | 0.00041678 | 0 | 2.3497e-06 | 0.00011416 | 0 | 0.229 | 0.8451 | 0.1324 | 0.9235 | 0.052888 | 0
26 | 1 | 2.3625e-05 | 0.00042207 | 0 | 1.1748e-06 | 0.00011416 | 0 | 0.2301 | 0.8416 | 0.066201 | 0.87465 | 0.22628 | 0
27 | 1 | 1.4851e-05 | 0.00042588 | 0 | 1.4098e-05 | 0.00011416 | 0 | 0.2301 | 0.8381 | 0.040853 | 0.86267 | 0.28916 | 0
28 | 1 | 9.3276e-06 | 0.00043158 | 0 | 3.7595e-05 | 0.00011416 | 0 | 0.2317 | 0.8279 | 0.03497 | 0.85714 | 0.18023 | 0
29 | 1 | 6.3743e-06 | 0.00044013 | 0 | 9.3987e-05 | 0.00011416 | 0 | 0.231 | 0.8092 | 0.027767 | 0.84885 | 0.052702 | 0
30 | 1 | 8.9843e-06 | 0.00044516 | 0 | 0.0001821 | 0.00011416 | 0 | 0.2273 | 0.7906 | 0.029966 | 0.8553 | 0.0015043 | 0
31 | 1 | 2.0544e-05 | 0.00044671 | 0 | 0.0001586 | 0.00011416 | 0 | 0.2243 | 0.8257 | 0.049926 | 0.86267 | 0.0085089 | 0
32 | 1 | 2.1139e-05 | 0.00044357 | 0 | 0.00014685 | 0.00011416 | 0 | 0.2219 | 0.7437 | 0.064552 | 0.90323 | 0.0938 | 0
33 | 1 | 3.2863e-05 | 0.00038159 | 0 | 0.00016448 | 0.00011416 | 0.22 | 0.2022 | 0.6327 | 0.17754 | 0.95023 | 0.12789 | 0.19156
34 | 1 | 5.0431e-05 | 0.00028871 | 0 | 0.00018797 | 0.00011416 | 0.5 | 0.1347 | 0.4786 | 0.2515 | 0.99816 | 0.079513 | 0.49582
35 | 1 | 0.00012318 | 0.00021836 | 0 | 0.00020677 | 0.00011416 | 0.66 | 0.0849 | 0.3955 | 0.27855 | 1.0866 | 0.025714 | 0.70755
36 | 1 | 0.00013424 | 0.00015912 | 0 | 0.00018797 | 0.00011416 | 0.74 | 0.0676 | 0.2676 | 0.29455 | 1.0359 | 0.0013373 | 0.83713
37 | 1 | 0.00014216 | 0.00011723 | 0 | 0.00019032 | 0.00011416 | 0.76 | 0.0633 | 0.1967 | 0.24281 | 1.0313 | 0.059277 | 0.89722
38 | 1 | 0.00014544 | 9.9911e-05 | 0 | 0.00021382 | 0.00011416 | 0.74 | 0.0614 | 0.1099 | 0.24605 | 1.0793 | 0.25088 | 0.82366
39 | 1 | 0.00014344 | 0.00011046 | 0 | 0.00022322 | 0.00011416 | 0.63 | 0.0578 | 0.0539 | 0.24259 | 1.1207 | 0.32128 | 0.71296
40 | 1 | 0.00013381 | 0.00016141 | 0 | 0.00022322 | 0.00011416 | 0.46 | 0.0643 | 0.0392 | 0.18711 | 1.1097 | 0.19955 | 0.50619
41 | 1 | 0.00012015 | 0.00023361 | 0 | 0.00016448 | 0.00011416 | 0.22 | 0.0812 | 0.0662 | 0.18326 | 1.0995 | 0.058253 | 0
42 | 1 | 0.00011247 | 0.0002742 | 0 | 0.00011748 | 0.00011416 | 0 | 0.0953 | 0.1394 | 0.25755 | 1.1189 | 0.0015704 | 0
43 | 1 | 0.00010927 | 0.00029111 | 0 | 8.8113e-05 | 0.00011416 | 0 | 0.1077 | 0.2021 | 0.34019 | 1.1972 | 0.010201 | 0
44 | 1 | 0.00010636 | 0.00030654 | 0 | 5.8742e-05 | 0.00011416 | 0 | 0.1188 | 0.2676 | 0.37912 | 1.2101 | 0.10618 | 0
45 | 1 | 0.00011299 | 0.00032053 | 0 | 3.7595e-05 | 0.00011416 | 0 | 0.1277 | 0.343 | 0.39479 | 1.2249 | 0.14184 | 0
46 | 1 | 0.00010985 | 0.00033393 | 0 | 2.3497e-05 | 0.00011416 | 0 | 0.1391 | 0.3854 | 0.43069 | 1.1871 | 0.086783 | 0
47 | 1 | 9.8465e-05 | 0.00034721 | 0 | 9.3987e-06 | 0.00011416 | 0 | 0.1572 | 0.3403 | 0.39616 | 1.1465 | 0.0273 | 0
48 | 1 | 8.2209e-05 | 0.00035764 | 0 | 5.8742e-06 | 0.00011416 | 0 | 0.1824 | 0.2777 | 0.31841 | 1.1124 | 0.0013373 | 0
49 | 1 | 6.5407e-05 | 0.0003659 | 0 | 2.3497e-06 | 0.00011416 | 0 | 0.2084 | 0.2854 | 0.23627 | 1.0424 | 0.06616 | 0
50 | 1 | 4.9504e-05 | 0.00037256 | 0 | 1.1748e-06 | 0.00011416 | 0 | 0.2267 | 0.2564 | 0.14164 | 1.0074 | 0.27718 | 0
51 | 1 | 3.7922e-05 | 0.00037659 | 0 | 1.4098e-05 | 0.00011416 | 0 | 0.2429 | 0.3683 | 0.086105 | 0.86636 | 0.3557 | 0
52 | 1 | 3.1892e-05 | 0.00038088 | 0 | 3.7595e-05 | 0.00011416 | 0 | 0.2514 | 0.6544 | 0.05339 | 0.85253 | 0.2202 | 0
53 | 1 | 2.8566e-05 | 0.00038547 | 0 | 9.3987e-05 | 0.00011416 | 0 | 0.2553 | 0.8464 | 0.041018 | 0.84332 | 0.06418 | 0
54 | 1 | 2.8431e-05 | 0.00038932 | 0 | 0.0001821 | 0.00011416 | 0 | 0.2581 | 0.9345 | 0.036949 | 0.847 | 0.0016383 | 0
55 | 1 | 3.3005e-05 | 0.00038947 | 0 | 0.0001586 | 0.00011416 | 0 | 0.2584 | 0.9469 | 0.043273 | 0.84977 | 0.012104 | 0
56 | 1 | 4.1972e-05 | 0.00038362 | 0 | 0.00014685 | 0.00011416 | 0 | 0.2599 | 0.9587 | 0.05372 | 0.84424 | 0.11961 | 0
57 | 1 | 6.1971e-05 | 0.00032453 | 0 | 0.00016448 | 0.00011416 | 0.22 | 0.2429 | 0.9332 | 0.074944 | 0.89032 | 0.15676 | 0.19121
58 | 1 | 9.3661e-05 | 0.00023194 | 0 | 0.00018797 | 0.00011416 | 0.49 | 0.1753 | 0.9051 | 0.12503 | 0.91152 | 0.094484 | 0.50359
59 | 1 | 0.00012043 | 0.00016282 | 0 | 0.00020677 | 0.00011416 | 0.66 | 0.1142 | 0.8837 | 0.16429 | 0.95207 | 0.02895 | 0.69654
60 | 1 | 0.00013429 | 0.00010165 | 0 | 0.00018797 | 0.00011416 | 0.72 | 0.1072 | 0.9236 | 0.18123 | 0.96498 | 0.0013373 | 0.8377
61 | 1 | 0.00013923 | 5.7023e-05 | 0 | 0.00019032 | 0.00011416 | 0.75 | 0.1289 | 0.9198 | 0.13229 | 0.953 | 0.071033 | 0.8996
62 | 1 | 0.00014237 | 3.323e-05 | 0 | 0.00021382 | 0.00011416 | 0.72 | 0.1399 | 0.915 | 0.10821 | 0.94009 | 0.29571 | 0.84056
63 | 1 | 0.0001392 | 3.7966e-05 | 0 | 0.00022322 | 0.00011416 | 0.61 | 0.1329 | 0.9087 | 0.096333 | 0.92166 | 0.37996 | 0.72809
64 | 1 | 0.00012487 | 8.6294e-05 | 0 | 0.00022322 | 0.00011416 | 0.45 | 0.1359 | 0.9015 | 0.10002 | 0.93917 | 0.23473 | 0.5181
65 | 1 | 0.00010666 | 0.00016615 | 0 | 0.00016448 | 0.00011416 | 0.22 | 0.1695 | 0.9047 | 0.10073 | 0.93364 | 0.068347 | 0
66 | 1 | 9.9466e-05 | 0.00021222 | 0 | 0.00011748 | 0.00011416 | 0 | 0.195 | 0.9121 | 0.12877 | 0.95484 | 0.0016847 | 0
67 | 1 | 0.00011117 | 0.00023853 | 0 | 8.8113e-05 | 0.00011416 | 0 | 0.2094 | 0.8601 | 0.22983 | 1.0138 | 0.013496 | 0
68 | 1 | 0.00011309 | 0.00026391 | 0 | 5.8742e-05 | 0.00011416 | 0 | 0.2166 | 0.8287 | 0.28454 | 1.1069 | 0.12916 | 0
69 | 1 | 0.00011297 | 0.00028401 | 0 | 3.7595e-05 | 0.00011416 | 0 | 0.2185 | 0.7958 | 0.30901 | 1.129 | 0.16727 | 0
70 | 1 | 0.00011019 | 0.00030218 | 0 | 2.3497e-05 | 0.00011416 | 0 | 0.2223 | 0.7149 | 0.3177 | 1.1659 | 0.099862 | 0
71 | 1 | 9.968e-05 | 0.00031646 | 0 | 9.3987e-06 | 0.00011416 | 0 | 0.2274 | 0.6897 | 0.26167 | 1.1134 | 0.030087 | 0
72 | 1 | 8.4147e-05 | 0.00033204 | 0 | 5.8742e-06 | 0.00011416 | 0 | 0.2313 | 0.673 | 0.19547 | 1.0396 | 0.0013373 | 0
73 | 1 | 6.6696e-05 | 0.00034603 | 0 | 2.3497e-06 | 0.00011416 | 0 | 0.2356 | 0.6008 | 0.10183 | 0.89493 | 0.07614 | 0
74 | 1 | 5.0211e-05 | 0.00035579 | 0 | 1.1748e-06 | 0.00011416 | 0 | 0.2422 | 0.5322 | 0.062187 | 0.85253 | 0.31504 | 0
75 | 1 | 3.8856e-05 | 0.00036197 | 0 | 1.4098e-05 | 0.00011416 | 0 | 0.2474 | 0.4975 | 0.040249 | 0.83594 | 0.40529 | 0
76 | 1 | 3.1584e-05 | 0.00036767 | 0 | 3.7595e-05 | 0.00011416 | 0 | 0.2471 | 0.4581 | 0.029911 | 0.83041 | 0.24989 | 0
77 | 1 | 2.6896e-05 | 0.00037578 | 0 | 9.3987e-05 | 0.00011416 | 0 | 0.2421 | 0.3983 | 0.028152 | 0.84147 | 0.07269 | 0
78 | 1 | 2.6038e-05 | 0.00038333 | 0 | 0.0001821 | 0.00011416 | 0 | 0.2369 | 0.3293 | 0.029472 | 0.83134 | 0.0017319 | 0
79 | 1 | 2.7697e-05 | 0.0003881 | 0 | 0.0001586 | 0.00011416 | 0 | 0.2316 | 0.2828 | 0.041788 | 0.81659 | 0.014991 | 0
80 | 1 | 3.2715e-05 | 0.00038654 | 0 | 0.00014685 | 0.00011416 | 0 | 0.2242 | 0.2198 | 0.038819 | 0.83779 | 0.1392 | 0
81 | 1 | 4.9068e-05 | 0.00031975 | 0 | 0.00016448 | 0.00011416 | 0.22 | 0.1953 | 0.1672 | 0.041238 | 0.87097 | 0.17824 | 0.19064
82 | 1 | 7.7913e-05 | 0.00022332 | 0 | 0.00018797 | 0.00011416 | 0.49 | 0.1356 | 0.1046 | 0.064332 | 0.8977 | 0.10544 | 0.50232
83 | 1 | 0.00010475 | 0.00015124 | 0 | 0.00020677 | 0.00011416 | 0.65 | 0.1032 | 0.0383 | 0.06972 | 0.9106 | 0.031253 | 0.70937
84 | 1 | 0.00012328 | 8.1113e-05 | 0 | 0.00018797 | 0.00011416 | 0.73 | 0.1033 | 0.0246 | 0.062847 | 0.91244 | 0.0013373 | 0.85342
85 | 1 | 0.00013059 | 3.3748e-05 | 0 | 0.00019032 | 0.00011416 | 0.73 | 0.1038 | 0.0295 | 0.061143 | 0.90323 | 0.078782 | 0.9165
86 | 1 | 0.00013555 | 1.4395e-05 | 0 | 0.00021382 | 0.00011416 | 0.71 | 0.101 | 0.0272 | 0.060318 | 0.89677 | 0.32501 | 0.84259
87 | 1 | 0.00013402 | 1.9316e-05 | 0 | 0.00022322 | 0.00011416 | 0.62 | 0.1006 | 0.0189 | 0.066036 | 0.88203 | 0.41838 | 0.73
88 | 1 | 0.0001196 | 6.657e-05 | 0 | 0.00022322 | 0.00011416 | 0.46 | 0.1025 | 0.0135 | 0.068346 | 0.91705 | 0.25771 | 0.52976
89 | 1 | 9.9458e-05 | 0.00015549 | 0 | 0.00016448 | 0.00011416 | 0.23 | 0.1285 | 0.0162 | 0.06906 | 0.93733 | 0.074929 | 0
90 | 1 | 9.1114e-05 | 0.00020741 | 0 | 0.00011748 | 0.00011416 | 0 | 0.1549 | 0.0311 | 0.090449 | 0.94009 | 0.0017558 | 0
91 | 1 | 0.00010234 | 0.00023172 | 0 | 8.8113e-05 | 0.00011416 | 0 | 0.1623 | 0.0458 | 0.2317 | 0.98065 | 0.015778 | 0
92 | 1 | 0.00010547 | 0.00025792 | 0 | 5.8742e-05 | 0.00011416 | 0 | 0.1603 | 0.0656 | 0.27949 | 1.0571 | 0.14442 | 0
93 | 1 | 0.00010645 | 0.0002829 | 0 | 3.7595e-05 | 0.00011416 | 0 | 0.1538 | 0.091 | 0.33623 | 1.0977 | 0.1839 | 0
94 | 1 | 0.00010579 | 0.00029977 | 0 | 2.3497e-05 | 0.00011416 | 0 | 0.1391 | 0.1217 | 0.36273 | 1.1447 | 0.10831 | 0
95 | 1 | 9.8383e-05 | 0.0003105 | 0 | 9.3987e-06 | 0.00011416 | 0 | 0.123 | 0.1557 | 0.34063 | 1.1318 | 0.031847 | 0
96 | 1 | 8.4031e-05 | 0.00031883 | 0 | 5.8742e-06 | 0.00011416 | 0 | 0.1069 | 0.1821 | 0.29972 | 1.1189 | 0.0013373 | 0
97 | 1 | 6.5812e-05 | 0.00032615 | 0 | 2.3497e-06 | 0.00011416 | 0 | 0.0934 | 0.1936 | 0.20773 | 1.0074 | 0.078782 | 0
98 | 1 | 4.9772e-05 | 0.00033637 | 0 | 1.1748e-06 | 0.00011416 | 0 | 0.0834 | 0.2032 | 0.1191 | 0.96406 | 0.32501 | 0
99 | 1 | 3.8706e-05 | 0.00034873 | 0 | 1.4098e-05 | 0.00011416 | 0 | 0.0763 | 0.229 | 0.084786 | 0.92719 | 0.41838 | 0
100 | 1 | 3.2138e-05 | 0.00036075 | 0 | 3.7595e-05 | 0.00011416 | 0 | 0.0742 | 0.2867 | 0.059603 | 0.84885 | 0.25771 | 0
101 | 1 | 2.8164e-05 | 0.00037267 | 0 | 9.3987e-05 | 0.00011416 | 0 | 0.0771 | 0.364 | 0.047342 | 0.82857 | 0.074929 | 0
102 | 1 | 2.905e-05 | 0.0003827 | 0 | 0.0001821 | 0.00011416 | 0 | 0.0843 | 0.384 | 0.05119 | 0.82304 | 0.0017558 | 0
103 | 1 | 3.8262e-05 | 0.00038643 | 0 | 0.0001586 | 0.00011416 | 0 | 0.0933 | 0.2764 | 0.063562 | 0.81659 | 0.015778 | 0
104 | 1 | 5.5336e-05 | 0.00038529 | 0 | 0.00014685 | 0.00011416 | 0 | 0.1044 | 0.2313 | 0.10909 | 0.88018 | 0.14442 | 0
105 | 1 | 8.1405e-05 | 0.0003313 | 0 | 0.00016448 | 0.00011416 | 0.23 | 0.1055 | 0.1925 | 0.19943 | 0.9447 | 0.1839 | 0.18985
106 | 1 | 0.00011159 | 0.00025166 | 0 | 0.00018797 | 0.00011416 | 0.5 | 0.0771 | 0.1529 | 0.28746 | 0.98433 | 0.10831 | 0.50086
107 | 1 | 0.00013174 | 0.00018876 | 0 | 0.00020677 | 0.00011416 | 0.66 | 0.0606 | 0.1842 | 0.32655 | 0.98433 | 0.031847 | 0.70762
108 | 1 | 0.00014149 | 0.00013255 | 0 | 0.00018797 | 0.00011416 | 0.73 | 0.0692 | 0.1811 | 0.29911 | 1.0986 | 0.0013373 | 0.84052
109 | 1 | 0.00014426 | 9.3361e-05 | 0 | 0.00019032 | 0.00011416 | 0.76 | 0.0758 | 0.1438 | 0.251 | 1.0553 | 0.07614 | 0.90172
110 | 1 | 0.00014659 | 7.6043e-05 | 0 | 0.00021382 | 0.00011416 | 0.72 | 0.0792 | 0.1161 | 0.21862 | 1.0673 | 0.31504 | 0.84447
111 | 1 | 0.00014063 | 7.9448e-05 | 0 | 0.00022322 | 0.00011416 | 0.63 | 0.0763 | 0.0995 | 0.19058 | 1.0461 | 0.40529 | 0.7081
112 | 1 | 0.00012682 | 0.00011801 | 0 | 0.00022322 | 0.00011416 | 0.46 | 0.0759 | 0.1138 | 0.14994 | 1.0516 | 0.24989 | 0.51507
113 | 1 | 0.00010729 | 0.00020874 | 0 | 0.00016448 | 0.00011416 | 0.23 | 0.0946 | 0.1529 | 0.14873 | 1.0111 | 0.07269 | 0
114 | 1 | 9.7813e-05 | 0.00026295 | 0 | 0.00011748 | 0.00011416 | 0 | 0.1057 | 0.1811 | 0.16325 | 1.071 | 0.0017319 | 0
115 | 1 | 0.00010175 | 0.00028793 | 0 | 8.8113e-05 | 0.00011416 | 0 | 0.1112 | 0.1771 | 0.22802 | 1.0295 | 0.014991 | 0
116 | 1 | 9.9168e-05 | 0.0003058 | 0 | 5.8742e-05 | 0.00011416 | 0 | 0.1162 | 0.1548 | 0.241 | 1.0415 | 0.1392 | 0
117 | 1 | 9.6686e-05 | 0.00032338 | 0 | 3.7595e-05 | 0.00011416 | 0 | 0.1199 | 0.1359 | 0.27454 | 1.059 | 0.17824 | 0
118 | 1 | 9.49e-05 | 0.00033899 | 0 | 2.3497e-05 | 0.00011416 | 0 | 0.1222 | 0.1266 | 0.29125 | 1.1724 | 0.10544 | 0
119 | 1 | 8.6004e-05 | 0.00035291 | 0 | 9.3987e-06 | 0.00011416 | 0 | 0.1236 | 0.1153 | 0.24688 | 1.129 | 0.031253 | 0
120 | 1 | 7.3614e-05 | 0.00036527 | 0 | 5.8742e-06 | 0.00011416 | 0 | 0.1253 | 0.1046 | 0.22291 | 1.1041 | 0.0013373 | 0
121 | 1 | 5.7809e-05 | 0.00037722 | 0 | 2.3497e-06 | 0.00011416 | 0 | 0.1276 | 0.0952 | 0.14268 | 0.94101 | 0.073557 | 0
122 | 1 | 4.2393e-05 | 0.0003861 | 0 | 1.1748e-06 | 0.00011416 | 0 | 0.1328 | 0.1053 | 0.058173 | 0.88018 | 0.30527 | 0
123 | 1 | 3.0609e-05 | 0.00039243 | 0 | 1.4098e-05 | 0.00011416 | 0 | 0.1409 | 0.1421 | 0.048826 | 0.85253 | 0.39249 | 0
124 | 1 | 2.2779e-05 | 0.00039994 | 0 | 3.7595e-05 | 0.00011416 | 0 | 0.1503 | 0.2302 | 0.038599 | 0.82396 | 0.24223 | 0
125 | 1 | 1.8372e-05 | 0.00040797 | 0 | 9.3987e-05 | 0.00011416 | 0 | 0.1567 | 0.3361 | 0.043932 | 0.82212 | 0.070496 | 0
126 | 1 | 1.6901e-05 | 0.00041452 | 0 | 0.0001821 | 0.00011416 | 0 | 0.1564 | 0.3556 | 0.046517 | 0.80922 | 0.0017082 | 0
127 | 1 | 1.8594e-05 | 0.00041933 | 0 | 0.0001586 | 0.00011416 | 0 | 0.1539 | 0.3854 | 0.046462 | 0.81475 | 0.01423 | 0
128 | 1 | 2.2987e-05 | 0.00041915 | 0 | 0.00014685 | 0.00011416 | 0 | 0.1466 | 0.4317 | 0.070655 | 0.86544 | 0.13412 | 0
129 | 1 | 3.5767e-05 | 0.00036752 | 0 | 0.00016448 | 0.00011416 | 0.23 | 0.1184 | 0.461 | 0.066531 | 0.89401 | 0.17269 | 0.20603
130 | 1 | 5.8167e-05 | 0.00029859 | 0 | 0.00018797 | 0.00011416 | 0.48 | 0.0683 | 0.4143 | 0.091109 | 0.91613 | 0.10263 | 0.47586
131 | 1 | 8.1281e-05 | 0.00023894 | 0 | 0.00020677 | 0.00011416 | 0.64 | 0.0558 | 0.2932 | 0.14571 | 0.94747 | 0.030666 | 0.69617
132 | 1 | 9.6722e-05 | 0.00018532 | 0 | 0.00018797 | 0.00011416 | 0.7 | 0.0553 | 0.3103 | 0.14076 | 0.93548 | 0.0013373 | 0.70121
133 | 1 | 0.00010242 | 0.00015146 | 0 | 0.00019032 | 0.00011416 | 0.69 | 0.0591 | 0.3868 | 0.13229 | 0.9235 | 0.068568 | 0.8262
134 | 1 | 0.00010584 | 0.00013436 | 0 | 0.00021382 | 0.00011416 | 0.74 | 0.0665 | 0.4449 | 0.11877 | 0.95668 | 0.28635 | 0.90857
135 | 1 | 0.00010275 | 0.00013499 | 0 | 0.00022322 | 0.00011416 | 0.22 | 0.0715 | 0.3911 | 0.13009 | 0.95023 | 0.36769 | 0.787
136 | 1 | 8.9314e-05 | 0.00016648 | 0 | 0.00022322 | 0.00011416 | 0.44 | 0.0678 | 0.3334 | 0.10332 | 0.94747 | 0.22739 | 0.5004
137 | 1 | 7.263e-05 | 0.00023871 | 0 | 0.00016448 | 0.00011416 | 0.28 | 0.0796 | 0.2651 | 0.091989 | 0.9447 | 0.066242 | 0
138 | 1 | 6.6897e-05 | 0.00028334 | 0 | 0.00011748 | 0.00011416 | 0 | 0.0909 | 0.3184 | 0.1407 | 0.97512 | 0.0016614 | 0
139 | 1 | 7.8876e-05 | 0.0003051 | 0 | 8.8113e-05 | 0.00011416 | 0 | 0.092 | 0.4405 | 0.25106 | 1.0479 | 0.012788 | 0
140 | 1 | 8.4187e-05 | 0.00032519 | 0 | 5.8742e-05 | 0.00011416 | 0 | 0.0958 | 0.4742 | 0.26788 | 1.1364 | 0.12432 | 0
141 | 1 | 8.5747e-05 | 0.0003468 | 0 | 3.7595e-05 | 0.00011416 | 0 | 0.098 | 0.4259 | 0.29565 | 1.1244 | 0.16196 | 0
142 | 1 | 8.8399e-05 | 0.00036212 | 0 | 2.3497e-05 | 0.00011416 | 0 | 0.0957 | 0.3584 | 0.33881 | 1.0442 | 0.097148 | 0
143 | 1 | 8.2559e-05 | 0.0003737 | 0 | 9.3987e-06 | 0.00011416 | 0 | 0.0914 | 0.2932 | 0.35789 | 1.1263 | 0.029515 | 0
144 | 1 | 6.8056e-05 | 0.00038236 | 0 | 5.8742e-06 | 0.00011416 | 0 | 0.0884 | 0.2431 | 0.25529 | 1.0488 | 0.0013373 | 0
145 | 1 | 5.0888e-05 | 0.0003908 | 0 | 2.3497e-06 | 0.00011416 | 0 | 0.0845 | 0.2065 | 0.1258 | 0.85806 | 0.06381 | 0
146 | 1 | 3.6308e-05 | 0.00039987 | 0 | 1.1748e-06 | 0.00011416 | 0 | 0.0815 | 0.1925 | 0.064882 | 0.80737 | 0.26822 | 0
147 | 1 | 2.7019e-05 | 0.00040867 | 0 | 1.4098e-05 | 0.00011416 | 0 | 0.0817 | 0.2109 | 0.03475 | 0.79539 | 0.34396 | 0
148 | 1 | 2.2303e-05 | 0.000416 | 0 | 3.7595e-05 | 0.00011416 | 0 | 0.0823 | 0.2153 | 0.038214 | 0.79539 | 0.21317 | 0
149 | 1 | 2.1357e-05 | 0.00042103 | 0 | 9.3987e-05 | 0.00011416 | 0 | 0.0817 | 0.1925 | 0.045857 | 0.79539 | 0.062162 | 0
150 | 1 | 2.5843e-05 | 0.00042103 | 0 | 0.0001821 | 0.00011416 | 0 | 0.0815 | 0.1529 | 0.041788 | 0.80645 | 0.0016155 | 0
151 | 1 | 4.2302e-05 | 0.0004204 | 0 | 0.0001586 | 0.00011416 | 0 | 0.0773 | 0.0966 | 0.092759 | 0.79447 | 0.011446 | 0
152 | 1 | 6.7784e-05 | 0.00041996 | 0 | 0.00014685 | 0.00011416 | 0 | 0.0741 | 0.0357 | 0.16759 | 0.88203 | 0.11501 | 0
153 | 1 | 9.7746e-05 | 0.00037718 | 0 | 0.00016448 | 0.00011416 | 0.23 | 0.0624 | 0.002 | 0.24259 | 0.99724 | 0.15168 | 0.11942
154 | 1 | 0.00012257 | 0.00031616 | 0 | 0.00018797 | 0.00011416 | 0.5 | 0.039 | 0.0017 | 0.37593 | 1.0894 | 0.091868 | 0.28796
155 | 1 | 0.00014117 | 0.00025844 | 0 | 0.00020677 | 0.00011416 | 0.68 | 0.0237 | 0.009 | 0.406 | 1.0876 | 0.028393 | 0.26386
156 | 1 | 0.00015289 | 0.0002016 | 0 | 0.00018797 | 0.00011416 | 0.73 | 0.0188 | 0.0287 | 0.39743 | 1.0774 | 0.0013373 | 0.49518
157 | 1 | 0.00015664 | 0.00016482 | 0 | 0.00019032 | 0.00011416 | 0.76 | 0.0155 | 0.0777 | 0.30758 | 1.0562 | 0.057093 | 0.87401
158 | 1 | 0.00015926 | 0.00014346 | 0 | 0.00021382 | 0.00011416 | 0.74 | 0.0143 | 0.1266 | 0.28905 | 1.0194 | 0.24249 | 0.86434
159 | 1 | 0.00015226 | 0.00013958 | 0 | 0.00022322 | 0.00011416 | 0.63 | 0.0138 | 0.1741 | 0.28806 | 1.012 | 0.31032 | 0.73913
160 | 1 | 0.00014297 | 0.00016263 | 0 | 0.00022322 | 0.00011416 | 0.48 | 0.0166 | 0.3612 | 0.26761 | 1.0618 | 0.19297 | 0.53038
161 | 1 | 0.00012906 | 0.00023091 | 0 | 0.00016448 | 0.00011416 | 0.25 | 0.0261 | 0.5803 | 0.27751 | 1.0295 | 0.056361 | 0
162 | 1 | 0.00012324 | 0.00027897 | 0 | 0.00011748 | 0.00011416 | 0 | 0.0329 | 0.7171 | 0.2863 | 1.0184 | 0.0015481 | 0
163 | 1 | 0.00013256 | 0.00030625 | 0 | 8.8113e-05 | 0.00011416 | 0 | 0.0387 | 0.7888 | 0.39545 | 1.0977 | 0.0096143 | 0
164 | 1 | 0.00013506 | 0.00032856 | 0 | 5.8742e-05 | 0.00011416 | 0 | 0.046 | 0.8067 | 0.44988 | 1.1152 | 0.10194 | 0
165 | 1 | 0.00013247 | 0.00034773 | 0 | 3.7595e-05 | 0.00011416 | 0 | 0.0572 | 0.8367 | 0.46011 | 1.1051 | 0.13708 | 0
166 | 1 | 0.0001241 | 0.00036249 | 0 | 2.3497e-05 | 0.00011416 | 0 | 0.0715 | 0.8388 | 0.44075 | 0.98157 | 0.084313 | 0
167 | 1 | 0.00010533 | 0.0003767 | 0 | 9.3987e-06 | 0.00011416 | 0 | 0.0892 | 0.8242 | 0.42299 | 0.95484 | 0.026764 | 0
168 | 1 | 8.5105e-05 | 0.00038958 | 0 | 5.8742e-06 | 0.00011416 | 0 | 0.1079 | 0.8491 | 0.35564 | 0.90599 | 0.0013373 | 0
169 | 1 | 6.4369e-05 | 0.00040146 | 0 | 2.3497e-06 | 0.00011416 | 0 | 0.121 | 0.8451 | 0.22868 | 0.8129 | 0.048895 | 0
170 | 1 | 4.8411e-05 | 0.00041112 | 0 | 1.1748e-06 | 0.00011416 | 0 | 0.1332 | 0.8331 | 0.12855 | 0.78618 | 0.21082 | 0
171 | 1 | 3.9265e-05 | 0.00041926 | 0 | 1.4098e-05 | 0.00011416 | 0 | 0.1454 | 0.8257 | 0.071205 | 0.77419 | 0.26898 | 0
172 | 1 | 3.4285e-05 | 0.00042721 | 0 | 3.7595e-05 | 0.00011416 | 0 | 0.1526 | 0.7834 | 0.039589 | 0.77419 | 0.16807 | 0
173 | 1 | 3.2456e-05 | 0.00043313 | 0 | 9.3987e-05 | 0.00011416 | 0 | 0.1588 | 0.7215 | 0.037994 | 0.76682 | 0.049205 | 0
174 | 1 | 3.5579e-05 | 0.00043687 | 0 | 0.0001821 | 0.00011416 | 0 | 0.1594 | 0.7508 | 0.054819 | 0.75853 | 0.0014614 | 0
175 | 1 | 5.0432e-05 | 0.00043898 | 0 | 0.0001586 | 0.00011416 | 0 | 0.1563 | 0.7966 | 0.095233 | 0.77696 | 0.0074916 | 0
176 | 1 | 8.0169e-05 | 0.0004358 | 0 | 0.00014685 | 0.00011416 | 0 | 0.1518 | 0.8242 | 0.20405 | 0.81843 | 0.086105 | 0
177 | 1 | 0.00011269 | 0.00037555 | 0 | 0.00016448 | 0.00011416 | 0.2 | 0.1343 | 0.8842 | 0.30797 | 0.90783 | 0.11912 | 0.15239
178 | 1 | 0.00013326 | 0.00029929 | 0 | 0.00018797 | 0.00011416 | 0.49 | 0.0888 | 0.953 | 0.34409 | 1.0267 | 0.0749 | 0.33026
179 | 1 | 0.00015045 | 0.00023131 | 0 | 0.00020677 | 0.00011416 | 0.67 | 0.0793 | 0.9504 | 0.34679 | 0.9576 | 0.024691 | 0.53791
180 | 1 | 0.00016103 | 0.00016582 | 0 | 0.00018797 | 0.00011416 | 0.73 | 0.0899 | 0.9429 | 0.33876 | 0.97604 | 0.0013373 | 0.85758
181 | 1 | 0.00016473 | 0.00012189 | 0 | 0.00019032 | 0.00011416 | 0.77 | 0.0938 | 0.9038 | 0.29791 | 0.96037 | 0.041522 | 0.89229
182 | 1 | 0.00016689 | 0.00010087 | 0 | 0.00021382 | 0.00011416 | 0.75 | 0.1005 | 0.7704 | 0.2471 | 0.91336 | 0.18203 | 0.85125
183 | 1 | 0.00015906 | 9.9763e-05 | 0 | 0.00022322 | 0.00011416 | 0.64 | 0.0946 | 0.4961 | 0.19662 | 0.89862 | 0.23148 | 0.72767
184 | 1 | 0.00015018 | 0.00013366 | 0 | 0.00022322 | 0.00011416 | 0.48 | 0.0808 | 0.3926 | 0.18134 | 0.91152 | 0.14542 | 0.52488
185 | 1 | 0.00013399 | 0.00021163 | 0 | 0.00016448 | 0.00011416 | 0.25 | 0.0825 | 0.5222 | 0.18013 | 0.90876 | 0.042682 | 0
186 | 1 | 0.0001269 | 0.00026791 | 0 | 0.00011748 | 0.00011416 | 0 | 0.0991 | 0.555 | 0.22197 | 0.89309 | 0.0013779 | 0
187 | 1 | 0.00013491 | 0.00030229 | 0 | 8.8113e-05 | 0.00011416 | 0 | 0.1228 | 0.5579 | 0.33953 | 0.92258 | 0.0057069 | 0
188 | 1 | 0.00013725 | 0.00032956 | 0 | 5.8742e-05 | 0.00011416 | 0 | 0.1435 | 0.4961 | 0.33546 | 0.9318 | 0.072001 | 0
189 | 1 | 0.00013448 | 0.0003481 | 0 | 3.7595e-05 | 0.00011416 | 0 | 0.1694 | 0.525 | 0.33623 | 0.94101 | 0.10281 | 0
190 | 1 | 0.00012695 | 0.00035994 | 0 | 2.3497e-05 | 0.00011416 | 0 | 0.198 | 0.6656 | 0.29598 | 0.91336 | 0.066214 | 0
191 | 1 | 0.00010847 | 0.00037126 | 0 | 9.3987e-06 | 0.00011416 | 0 | 0.2204 | 0.8395 | 0.24391 | 0.88387 | 0.022727 | 0
192 | 1 | 8.7078e-05 | 0.00037937 | 0 | 5.8742e-06 | 0.00011416 | 0 | 0.2324 | 0.9033 | 0.16638 | 0.84516 | 0.0013373 | 0
193 | 1 | 6.8604e-05 | 0.00038629 | 0 | 2.3497e-06 | 0.00011416 | 0 | 0.244 | 0.8899 | 0.080662 | 0.79447 | 0.03493 | 0
194 | 1 | 5.2491e-05 | 0.0003948 | 0 | 1.1748e-06 | 0.00011416 | 0 | 0.2547 | 0.8668 | 0.037279 | 0.75853 | 0.15599 | 0
195 | 1 | 4.326e-05 | 0.00040342 | 0 | 1.4098e-05 | 0.00011416 | 0 | 0.2579 | 0.8697 | 0.03607 | 0.76037 | 0.19764 | 0
196 | 1 | 3.8382e-05 | 0.00041038 | 0 | 3.7595e-05 | 0.00011416 | 0 | 0.2487 | 0.8889 | 0.034475 | 0.73825 | 0.1249 | 0
197 | 1 | 3.6887e-05 | 0.00041604 | 0 | 9.3987e-05 | 0.00011416 | 0 | 0.2352 | 0.8919 | 0.03431 | 0.73088 | 0.036762 | 0
198 | 1 | 4.04e-05 | 0.00041718 | 0 | 0.0001821 | 0.00011416 | 0 | 0.2243 | 0.9444 | 0.033375 | 0.73456 | 0.0012976 | 0
199 | 1 | 5.588e-05 | 0.00041737 | 0 | 0.0001586 | 0.00011416 | 0 | 0.2185 | 0.9656 | 0.067026 | 0.7447 | 0.0042308 | 0
200 | 1 | 8.4635e-05 | 0.00041345 | 0 | 0.00014685 | 0.00011416 | 0 | 0.2182 | 0.9578 | 0.13389 | 0.78802 | 0.059529 | 0
201 | 1 | 0.00012003 | 0.00034014 | 0 | 0.00016448 | 0.00011416 | 0.21 | 0.2023 | 0.9358 | 0.24847 | 0.92719 | 0.088053 | 0.17907
202 | 1 | 0.00014444 | 0.00024386 | 0 | 0.00018797 | 0.00011416 | 0.49 | 0.1441 | 0.8692 | 0.29224 | 1.0203 | 0.058228 | 0.48457
203 | 1 | 0.00016159 | 0.00016881 | 0 | 0.00020677 | 0.00011416 | 0.66 | 0.1255 | 0.8195 | 0.27393 | 1.0129 | 0.020871 | 0.71085
204 | 1 | 0.00017159 | 0.00010265 | 0 | 0.00018797 | 0.00011416 | 0.71 | 0.1278 | 0.8613 | 0.24347 | 1.0009 | 0.0013373 | 0.84417
205 | 1 | 0.00017612 | 5.6727e-05 | 0 | 0.00019032 | 0.00011416 | 0.74 | 0.1289 | 0.8949 | 0.24028 | 0.97235 | 0.029075 | 0.87713
206 | 1 | 0.00017681 | 3.5783e-05 | 0 | 0.00021382 | 0.00011416 | 0.72 | 0.1278 | 0.8788 | 0.2101 | 0.92627 | 0.13256 | 0.8381
207 | 1 | 0.00016715 | 3.73e-05 | 0 | 0.00022322 | 0.00011416 | 0.62 | 0.1182 | 0.8416 | 0.14422 | 0.90968 | 0.16727 | 0.73102
208 | 1 | 0.00015482 | 7.7265e-05 | 0 | 0.00022322 | 0.00011416 | 0.47 | 0.1029 | 0.8464 | 0.12492 | 0.91613 | 0.1064 | 0.52631
209 | 1 | 0.00013769 | 0.00016041 | 0 | 0.00016448 | 0.00011416 | 0.25 | 0.1116 | 0.8692 | 0.13504 | 0.92258 | 0.031417 | 0
210 | 1 | 0.00012955 | 0.0002137 | 0 | 0.00011748 | 0.00011416 | 0 | 0.1291 | 0.8799 | 0.20113 | 0.91613 | 0.0012206 | 0
211 | 1 | 0.0001382 | 0.0002443 | 0 | 8.8113e-05 | 0.00011416 | 0 | 0.1456 | 0.8884 | 0.28685 | 0.95115 | 0.0030341 | 0
212 | 1 | 0.0001393 | 0.0002715 | 0 | 5.8742e-05 | 0.00011416 | 0 | 0.1595 | 0.8853 | 0.32468 | 0.96866 | 0.048587 | 0
213 | 1 | 0.00013558 | 0.00029233 | 0 | 3.7595e-05 | 0.00011416 | 0 | 0.1696 | 0.8992 | 0.31759 | 1.0175 | 0.074782 | 0
214 | 1 | 0.00012814 | 0.00030891 | 0 | 2.3497e-05 | 0.00011416 | 0 | 0.184 | 0.9074 | 0.27811 | 0.99263 | 0.050911 | 0
215 | 1 | 0.00011416 | 0.00032094 | 0 | 9.3987e-06 | 0.00011416 | 0 | 0.2061 | 0.8968 | 0.23374 | 0.95853 | 0.019119 | 0
216 | 1 | 9.7859e-05 | 0.00032756 | 0 | 5.8742e-06 | 0.00011416 | 0 | 0.2251 | 0.8904 | 0.214 | 0.85899 | 0.0013373 | 0
217 | 1 | 8.323e-05 | 0.00033056 | 0 | 2.3497e-06 | 0.00011416 | 0 | 0.238 | 0.8899 | 0.17172 | 0.78986 | 0.022727 | 0
218 | 1 | 6.7535e-05 | 0.00033311 | 0 | 1.1748e-06 | 0.00011416 | 0 | 0.2502 | 0.8904 | 0.057569 | 0.77051 | 0.10674 | 0
219 | 1 | 5.6469e-05 | 0.00033751 | 0 | 1.4098e-05 | 0.00011416 | 0 | 0.2621 | 0.9069 | 0.031506 | 0.74747 | 0.1339 | 0
220 | 1 | 4.9269e-05 | 0.00034695 | 0 | 3.7595e-05 | 0.00011416 | 0 | 0.2638 | 0.9258 | 0.032221 | 0.73825 | 0.085976 | 0
221 | 1 | 4.3938e-05 | 0.0003579 | 0 | 9.3987e-05 | 0.00011416 | 0 | 0.2646 | 0.9104 | 0.027932 | 0.73548 | 0.025498 | 0
222 | 1 | 4.1861e-05 | 0.00036719 | 0 | 0.0001821 | 0.00011416 | 0 | 0.2703 | 0.921 | 0.022434 | 0.72627 | 0.0011286 | 0
223 | 1 | 4.4224e-05 | 0.00037504 | 0 | 0.0001586 | 0.00011416 | 0 | 0.278 | 0.9186 | 0.029802 | 0.72627 | 0.0018864 | 0
224 | 1 | 5.2884e-05 | 0.00037641 | 0 | 0.00014685 | 0.00011416 | 0 | 0.2788 | 0.9125 | 0.031946 | 0.74009 | 0.036909 | 0
225 | 1 | 7.4705e-05 | 0.0003085 | 0 | 0.00016448 | 0.00011416 | 0.21 | 0.2447 | 0.9158 | 0.072304 | 0.76774 | 0.060161 | 0.18289
226 | 1 | 0.00010857 | 0.00020748 | 0 | 0.00018797 | 0.00011416 | 0.49 | 0.1557 | 0.9232 | 0.12542 | 0.80553 | 0.042662 | 0.48515
227 | 1 | 0.00013411 | 0.00013562 | 0 | 0.00020677 | 0.00011416 | 0.66 | 0.0997 | 0.9154 | 0.16209 | 0.83226 | 0.01707 | 0.68711
228 | 1 | 0.00014679 | 6.9901e-05 | 0 | 0.00018797 | 0.00011416 | 0.73 | 0.0967 | 0.928 | 0.17364 | 0.84147 | 0.0013373 | 0.8307
229 | 1 | 0.0001523 | 2.2795e-05 | 0 | 0.00019032 | 0.00011416 | 0.74 | 0.0949 | 0.9121 | 0.16913 | 0.83502 | 0.018372 | 0.87847
230 | 1 | 0.00015485 | 1.1471e-06 | 0 | 0.00021382 | 0.00011416 | 0.72 | 0.0943 | 0.8613 | 0.17969 | 0.81106 | 0.088676 | 0.84133
231 | 1 | 0.00015028 | 4.6255e-06 | 0 | 0.00022322 | 0.00011416 | 0.62 | 0.0937 | 0.8309 | 0.16578 | 0.8424 | 0.11065 | 0.70889
232 | 1 | 0.00013307 | 5.336e-05 | 0 | 0.00022322 | 0.00011416 | 0.46 | 0.0969 | 0.8345 | 0.13064 | 0.87465 | 0.071659 | 0.52991
233 | 1 | 0.00011253 | 0.00014953 | 0 | 0.00016448 | 0.00011416 | 0.26 | 0.1363 | 0.7519 | 0.11266 | 0.78618 | 0.021338 | 0
234 | 1 | 0.00010398 | 0.00020696 | 0 | 0.00011748 | 0.00011416 | 0 | 0.1788 | 0.6443 | 0.13856 | 0.82765 | 0.0010584 | 0
235 | 1 | 0.00011378 | 0.00023757 | 0 | 8.8113e-05 | 0.00011416 | 0 | 0.2089 | 0.5365 | 0.20856 | 0.90323 | 0.0012111 | 0
236 | 1 | 0.00011681 | 0.00026258 | 0 | 5.8742e-05 | 0.00011416 | 0 | 0.2314 | 0.4639 | 0.28537 | 0.94839 | 0.029044 | 0
237 | 1 | 0.00011623 | 0.00028316 | 0 | 3.7595e-05 | 0.00011416 | 0 | 0.2446 | 0.4172 | 0.29109 | 0.99355 | 0.049941 | 0
238 | 1 | 0.00011244 | 0.00030266 | 0 | 2.3497e-05 | 0.00011416 | 0 | 0.2576 | 0.4683 | 0.26981 | 0.94562 | 0.036744 | 0
239 | 1 | 0.00010086 | 0.00032042 | 0 | 9.3987e-06 | 0.00011416 | 0 | 0.2685 | 0.5033 | 0.22769 | 0.8977 | 0.01554 | 0
240 | 1 | 8.5324e-05 | 0.00033574 | 0 | 5.8742e-06 | 0.00011416 | 0 | 0.276 | 0.5004 | 0.15632 | 0.84424 | 0.0013373 | 0
241 | 1 | 6.8348e-05 | 0.00034813 | 0 | 2.3497e-06 | 0.00011416 | 0 | 0.285 | 0.4669 | 0.053445 | 0.77327 | 0.01376 | 0
242 | 1 | 5.2349e-05 | 0.00035779 | 0 | 1.1748e-06 | 0.00011416 | 0 | 0.2909 | 0.48 | 0.048386 | 0.75668 | 0.069123 | 0
243 | 1 | 4.0461e-05 | 0.00036464 | 0 | 1.4098e-05 | 0.00011416 | 0 | 0.2959 | 0.6116 | 0.031066 | 0.73641 | 0.08559 | 0
244 | 1 | 3.4268e-05 | 0.00036752 | 0 | 3.7595e-05 | 0.00011416 | 0 | 0.2998 | 0.6443 | 0.032441 | 0.73548 | 0.056119 | 0
245 | 1 | 3.2163e-05 | 0.00036575 | 0 | 9.3987e-05 | 0.00011416 | 0 | 0.3057 | 0.6742 | 0.024193 | 0.73088 | 0.016808 | 0
246 | 1 | 3.3361e-05 | 0.0003632 | 0 | 0.0001821 | 0.00011416 | 0 | 0.312 | 0.6826 | 0.027437 | 0.71889 | 0.00097493 | 0
247 | 1 | 3.5041e-05 | 0.00036767 | 0 | 0.0001586 | 0.00011416 | 0 | 0.3164 | 0.6802 | 0.027767 | 0.72903 | 0.00062252 | 0
248 | 1 | 3.9264e-05 | 0.00036882 | 0 | 0.00014685 | 0.00011416 | 0 | 0.3228 | 0.6862 | 0.026667 | 0.7318 | 0.020896 | 0
249 | 1 | 5.2596e-05 | 0.00031557 | 0 | 0.00016448 | 0.00011416 | 0.22 | 0.2954 | 0.6301 | 0.025843 | 0.72903 | 0.038885 | 0.18642
250 | 1 | 7.5364e-05 | 0.00024549 | 0 | 0.00018797 | 0.00011416 | 0.49 | 0.2465 | 0.4172 | 0.047396 | 0.7659 | 0.030151 | 0.51126
251 | 1 | 9.995e-05 | 0.00017799 | 0 | 0.00020677 | 0.00011416 | 0.65 | 0.2863 | 0.3655 | 0.056084 | 0.83041 | 0.01376 | 0.71262
252 | 1 | 0.00011822 | 0.0001116 | 0 | 0.00018797 | 0.00011416 | 0.73 | 0.3182 | 0.4961 | 0.057734 | 0.89217 | 0.0013373 | 0.84719
253 | 1 | 0.00012578 | 6.8976e-05 | 0 | 0.00019032 | 0.00011416 | 0.76 | 0.3204 | 0.4114 | 0.046242 | 0.78525 | 0.010683 | 0.91262
254 | 1 | 0.00013018 | 5.1732e-05 | 0 | 0.00021382 | 0.00011416 | 0.73 | 0.3076 | 0.3598 | 0.042283 | 0.77604 | 0.055732 | 0.85872
255 | 1 | 0.00012847 | 5.6542e-05 | 0 | 0.00022322 | 0.00011416 | 0.65 | 0.2785 | 0.3444 | 0.052895 | 0.76959 | 0.068513 | 0.72463
256 | 1 | 0.00011366 | 9.6026e-05 | 0 | 0.00022322 | 0.00011416 | 0.49 | 0.232 | 0.3911 | 0.043383 | 0.74839 | 0.045444 | 0.5425
257 | 1 | 9.322e-05 | 0.00018672 | 0 | 0.00016448 | 0.00011416 | 0.27 | 0.2134 | 0.5494 | 0.042008 | 0.73917 | 0.013684 | 0
258 | 1 | 8.3723e-05 | 0.00024486 | 0 | 0.00011748 | 0.00011416 | 0 | 0.2241 | 0.6717 | 0.065816 | 0.77235 | 0.00091137 | 0
259 | 1 | 9.5426e-05 | 0.00027379 | 0 | 8.8113e-05 | 0.00011416 | 0 | 0.23 | 0.7364 | 0.1583 | 0.80922 | 0.00032027 | 0
260 | 1 | 0.00010292 | 0.00029947 | 0 | 5.8742e-05 | 0.00011416 | 0 | 0.2341 | 0.7695 | 0.27322 | 0.85622 | 0.015602 | 0
261 | 1 | 0.00010452 | 0.00032397 | 0 | 3.7595e-05 | 0.00011416 | 0 | 0.2291 | 0.7761 | 0.32501 | 0.88111 | 0.031318 | 0
262 | 1 | 0.00010113 | 0.00034691 | 0 | 2.3497e-05 | 0.00011416 | 0 | 0.225 | 0.7861 | 0.33106 | 0.91244 | 0.025484 | 0
263 | 1 | 9.0409e-05 | 0.00036556 | 0 | 9.3987e-06 | 0.00011416 | 0 | 0.2192 | 0.8188 | 0.29922 | 0.89954 | 0.012438 | 0
264 | 1 | 7.4462e-05 | 0.0003794 | 0 | 5.8742e-06 | 0.00011416 | 0 | 0.2061 | 0.8451 | 0.21647 | 0.88203 | 0.0013373 | 0
265 | 1 | 5.6369e-05 | 0.00038784 | 0 | 2.3497e-06 | 0.00011416 | 0 | 0.2007 | 0.8594 | 0.075713 | 0.80553 | 0.0087032 | 0
266 | 1 | 4.2889e-05 | 0.00039036 | 0 | 1.1748e-06 | 0.00011416 | 0 | 0.2146 | 0.8697 | 0.045087 | 0.76498 | 0.046912 | 0
267 | 1 | 3.5367e-05 | 0.00038991 | 0 | 1.4098e-05 | 0.00011416 | 0 | 0.2307 | 0.8815 | 0.031011 | 0.74286 | 0.057314 | 0
268 | 1 | 3.2155e-05 | 0.00039113 | 0 | 3.7595e-05 | 0.00011416 | 0 | 0.2463 | 0.8899 | 0.026173 | 0.72903 | 0.038394 | 0
269 | 1 | 3.1866e-05 | 0.00039254 | 0 | 9.3987e-05 | 0.00011416 | 0 | 0.261 | 0.8904 | 0.026337 | 0.72995 | 0.011614 | 0
270 | 1 | 3.5452e-05 | 0.00039524 | 0 | 0.0001821 | 0.00011416 | 0 | 0.2758 | 0.8873 | 0.034365 | 0.72719 | 0.00086555 | 0
271 | 1 | 5.3466e-05 | 0.00039591 | 0 | 0.0001586 | 0.00011416 | 0 | 0.284 | 0.8873 | 0.05229 | 0.73917 | 0.00017275 | 0
272 | 1 | 8.3097e-05 | 0.00039494 | 0 | 0.00014685 | 0.00011416 | 0 | 0.2891 | 0.8815 | 0.11585 | 0.77327 | 0.012279 | 0
273 | 1 | 0.00011629 | 0.00033233 | 0 | 0.00016448 | 0.00011416 | 0.22 | 0.264 | 0.8638 | 0.23506 | 0.81014 | 0.026338 | 0.23845
274 | 1 | 0.0001384 | 0.00025359 | 0 | 0.00018797 | 0.00011416 | 0.51 | 0.207 | 0.8594 | 0.25007 | 0.88387 | 0.022319 | 0.47724
275 | 1 | 0.00015468 | 0.00018458 | 0 | 0.00020677 | 0.00011416 | 0.69 | 0.2197 | 0.8498 | 0.24941 | 0.86544 | 0.011505 | 0.71208
276 | 1 | 0.00016469 | 0.00012074 | 0 | 0.00018797 | 0.00011416 | 0.73 | 0.272 | 0.9029 | 0.23049 | 0.87373 | 0.0013373 | 0.80358
277 | 1 | 0.00016838 | 8.189e-05 | 0 | 0.00019032 | 0.00011416 | 0.76 | 0.3048 | 0.9269 | 0.21026 | 0.85622 | 0.0069846 | 0.93203
278 | 1 | 0.00016887 | 6.5016e-05 | 0 | 0.00021382 | 0.00011416 | 0.72 | 0.3063 | 0.9412 | 0.18717 | 0.84608 | 0.039075 | 0.84734
279 | 1 | 0.00016057 | 6.9383e-05 | 0 | 0.00022322 | 0.00011416 | 0.62 | 0.284 | 0.9273 | 0.13422 | 0.84793 | 0.047408 | 0.61678
280 | 1 | 0.00015 | 0.00010705 | 0 | 0.00022322 | 0.00011416 | 0.5 | 0.2503 | 0.9194 | 0.13042 | 0.8682 | 0.032113 | 0.44568
281 | 1 | 0.00013253 | 0.00019523 | 0 | 0.00016448 | 0.00011416 | 0.07 | 0.264 | 0.9194 | 0.14268 | 0.91613 | 0.0097645 | 0
282 | 1 | 0.00012608 | 0.00024308 | 0 | 0.00011748 | 0.00011416 | 0 | 0.3032 | 0.9229 | 0.19475 | 0.90138 | 0.0008213 | 0
283 | 1 | 0.00013657 | 0.00025977 | 0 | 8.8113e-05 | 0.00011416 | 0 | 0.3166 | 0.9284 | 0.26651 | 0.94654 | 7.933e-05 | 0
284 | 1 | 0.00014083 | 0.00027679 | 0 | 5.8742e-05 | 0.00011416 | 0 | 0.3278 | 0.9178 | 0.29543 | 0.93917 | 0.0094656 | 0
285 | 1 | 0.00013908 | 0.00028945 | 0 | 3.7595e-05 | 0.00011416 | 0 | 0.3406 | 0.915 | 0.30016 | 0.95023 | 0.021915 | 0
286 | 1 | 0.00013285 | 0.00029881 | 0 | 2.3497e-05 | 0.00011416 | 0 | 0.3584 | 0.9315 | 0.26827 | 1.0065 | 0.019427 | 0
287 | 1 | 0.00011631 | 0.00030736 | 0 | 9.3987e-06 | 0.00011416 | 0 | 0.3659 | 0.9384 | 0.18783 | 0.95576 | 0.010619 | 0
288 | 1 | 9.6255e-05 | 0.00031091 | 0 | 5.8742e-06 | 0.00011416 | 0 | 0.3644 | 0.948 | 0.08858 | 0.84332 | 0.0013373 | 0
289 | 1 | 7.9873e-05 | 0.00031368 | 0 | 2.3497e-06 | 0.00011416 | 0 | 0.3595 | 0.9653 | 0.063342 | 0.75668 | 0.0064666 | 0
290 | 1 | 6.5726e-05 | 0.00031835 | 0 | 1.1748e-06 | 0.00011416 | 0 | 0.3556 | 0.9734 | 0.041128 | 0.71797 | 0.036671 | 0
291 | 1 | 5.7322e-05 | 0.0003249 | 0 | 1.4098e-05 | 0.00011416 | 0 | 0.3602 | 0.9791 | 0.027602 | 0.7106 | 0.044379 | 0
292 | 1 | 5.2254e-05 | 0.00033307 | 0 | 3.7595e-05 | 0.00011416 | 0 | 0.3639 | 0.983 | 0.027107 | 0.69677 | 0.030183 | 0
293 | 1 | 5.0322e-05 | 0.00034221 | 0 | 9.3987e-05 | 0.00011416 | 0 | 0.3639 | 0.9867 | 0.032111 | 0.68203 | 0.0091946 | 0
294 | 1 | 5.2221e-05 | 0.00034965 | 0 | 0.0001821 | 0.00011416 | 0 | 0.363 | 0.9895 | 0.032221 | 0.68664 | 0.00080689 | 0
295 | 1 | 6.6146e-05 | 0.00035535 | 0 | 0.0001586 | 0.00011416 | 0 | 0.3616 | 0.9907 | 0.043548 | 0.69493 | 5.8079e-05 | 0
296 | 1 | 9.4174e-05 | 0.00035761 | 0 | 0.00014685 | 0.00011416 | 0 | 0.3566 | 0.9908 | 0.10546 | 0.7318 | 0.0086334 | 0
297 | 1 | 0.00012396 | 0.00030539 | 0 | 0.00016448 | 0.00011416 | 0.25 | 0.3176 | 0.9822 | 0.18898 | 0.88111 | 0.020559 | 0.19264
298 | 1 | 0.0001418 | 0.00023986 | 0 | 0.00018797 | 0.00011416 | 0.5 | 0.2551 | 0.9374 | 0.2256 | 0.90046 | 0.018522 | 0.49427
299 | 1 | 0.00015622 | 0.00017362 | 0 | 0.00020677 | 0.00011416 | 0.66 | 0.2797 | 0.8686 | 0.22643 | 0.85714 | 0.010334 | 0.71371
300 | 1 | 0.0001654 | 0.00011534 | 0 | 0.00018797 | 0.00011416 | 0.73 | 0.3238 | 0.8464 | 0.23962 | 0.86267 | 0.0013373 | 0.807
301 | 1 | 0.00016807 | 8.1261e-05 | 0 | 0.00019032 | 0.00011416 | 0.76 | 0.3403 | 0.8783 | 0.18711 | 0.86175 | 0.0064666 | 0.8857
302 | 1 | 0.00016824 | 6.5793e-05 | 0 | 0.00021382 | 0.00011416 | 0.72 | 0.3365 | 0.8973 | 0.13818 | 0.87281 | 0.036671 | 0.89475
303 | 1 | 0.00016031 | 6.8532e-05 | 0 | 0.00022322 | 0.00011416 | 0.64 | 0.3226 | 0.9029 | 0.07137 | 0.85346 | 0.044379 | 0.71791
304 | 1 | 0.00015091 | 9.9393e-05 | 0 | 0.00022322 | 0.00011416 | 0.49 | 0.2958 | 0.876 | 0.07093 | 0.86452 | 0.030183 | 0.53978
305 | 1 | 0.00013278 | 0.00018746 | 0 | 0.00016448 | 0.00011416 | 0.27 | 0.2924 | 0.814 | 0.084566 | 0.88387 | 0.0091946 | 0
306 | 1 | 0.00012489 | 0.00024493 | 0 | 0.00011748 | 0.00011416 | 0 | 0.2985 | 0.8444 | 0.14626 | 0.93364 | 0.00080689 | 0
307 | 1 | 0.00013453 | 0.00026776 | 0 | 8.8113e-05 | 0.00011416 | 0 | 0.2962 | 0.8721 | 0.24985 | 0.98802 | 5.8079e-05 | 0
308 | 1 | 0.00014045 | 0.00028586 | 0 | 5.8742e-05 | 0.00011416 | 0 | 0.2934 | 0.8992 | 0.32078 | 0.99263 | 0.0086334 | 0
309 | 1 | 0.00013775 | 0.00030173 | 0 | 3.7595e-05 | 0.00011416 | 0 | 0.2971 | 0.9543 | 0.32655 | 1.0415 | 0.020559 | 0
310 | 1 | 0.00013064 | 0.00031557 | 0 | 2.3497e-05 | 0.00011416 | 0 | 0.2994 | 0.9408 | 0.27657 | 1.0636 | 0.018522 | 0
311 | 1 | 0.00011179 | 0.00032741 | 0 | 9.3987e-06 | 0.00011416 | 0 | 0.3045 | 0.8968 | 0.15863 | 0.99908 | 0.010334 | 0
312 | 1 | 9.1523e-05 | 0.00033504 | 0 | 5.8742e-06 | 0.00011416 | 0 | 0.3204 | 0.8517 | 0.10354 | 0.9659 | 0.0013373 | 0
313 | 1 | 7.5064e-05 | 0.00033985 | 0 | 2.3497e-06 | 0.00011416 | 0 | 0.331 | 0.836 | 0.07093 | 0.90783 | 0.0069846 | 0
314 | 1 | 6.0816e-05 | 0.00034473 | 0 | 1.1748e-06 | 0.00011416 | 0 | 0.3288 | 0.8338 | 0.029637 | 0.77512 | 0.039075 | 0
315 | 1 | 5.268e-05 | 0.00034876 | 0 | 1.4098e-05 | 0.00011416 | 0 | 0.3131 | 0.8294 | 0.028427 | 0.76406 | 0.047408 | 0
316 | 1 | 4.8734e-05 | 0.00035095 | 0 | 3.7595e-05 | 0.00011416 | 0 | 0.2875 | 0.8783 | 0.033046 | 0.76682 | 0.032113 | 0
317 | 1 | 4.8154e-05 | 0.00035417 | 0 | 9.3987e-05 | 0.00011416 | 0 | 0.259 | 0.921 | 0.033101 | 0.76221 | 0.0097645 | 0
318 | 1 | 5.0319e-05 | 0.00035949 | 0 | 0.0001821 | 0.00011416 | 0 | 0.2303 | 0.9507 | 0.044262 | 0.75945 | 0.0008213 | 0
319 | 1 | 6.3856e-05 | 0.00036786 | 0 | 0.0001586 | 0.00011416 | 0 | 0.2101 | 0.9499 | 0.067411 | 0.77419 | 7.933e-05 | 0
320 | 1 | 9.1293e-05 | 0.00036897 | 0 | 0.00014685 | 0.00011416 | 0 | 0.1987 | 0.9269 | 0.19453 | 0.8341 | 0.0094656 | 0
321 | 1 | 0.000121 | 0.00031487 | 0 | 0.00016448 | 0.00011416 | 0.27 | 0.1669 | 0.8944 | 0.30016 | 0.94101 | 0.021915 | 0.26922
322 | 1 | 0.00013766 | 0.00025148 | 0 | 0.00018797 | 0.00011416 | 0.55 | 0.1337 | 0.7807 | 0.31215 | 0.91336 | 0.019427 | 0.50532
323 | 1 | 0.0001519 | 0.00019113 | 0 | 0.00020677 | 0.00011416 | 0.64 | 0.1493 | 0.6944 | 0.29373 | 0.953 | 0.010619 | 0.7036
324 | 1 | 0.00015944 | 0.00013925 | 0 | 0.00018797 | 0.00011416 | 0.76 | 0.1762 | 0.6314 | 0.30945 | 0.94009 | 0.0013373 | 0.82298
325 | 1 | 0.00016279 | 0.00010657 | 0 | 0.00019032 | 0.00011416 | 0.77 | 0.2055 | 0.5719 | 0.26008 | 1 | 0.0087032 | 0.93536
326 | 1 | 0.00016378 | 8.9846e-05 | 0 | 0.00021382 | 0.00011416 | 0.7 | 0.2291 | 0.6404 | 0.23088 | 0.95023 | 0.046912 | 0.86689
327 | 1 | 0.00015645 | 8.9328e-05 | 0 | 0.00022322 | 0.00011416 | 0.63 | 0.2416 | 0.7508 | 0.15346 | 1.0138 | 0.057314 | 0.73307
328 | 1 | 0.0001476 | 0.00011812 | 0 | 0.00022322 | 0.00011416 | 0.47 | 0.246 | 0.843 | 0.12031 | 0.98157 | 0.038394 | 0.53382
329 | 1 | 0.00013229 | 0.00019927 | 0 | 0.00016448 | 0.00011416 | 0.26 | 0.2459 | 0.9125 | 0.16149 | 0.99724 | 0.011614 | 0
330 | 1 | 0.00012457 | 0.00025488 | 0 | 0.00011748 | 0.00011416 | 0 | 0.2715 | 0.9578 | 0.20795 | 0.98433 | 0.00086555 | 0
331 | 1 | 0.00013393 | 0.00027616 | 0 | 8.8113e-05 | 0.00011416 | 0 | 0.3004 | 0.9802 | 0.2659 | 1.0138 | 0.00017275 | 0
332 | 1 | 0.00013963 | 0.00028967 | 0 | 5.8742e-05 | 0.00011416 | 0 | 0.3288 | 0.9872 | 0.30648 | 1.0046 | 0.012279 | 0
333 | 1 | 0.00013839 | 0.00029922 | 0 | 3.7595e-05 | 0.00011416 | 0 | 0.3487 | 0.9902 | 0.2863 | 0.99908 | 0.026338 | 0
334 | 1 | 0.00013251 | 0.00030502 | 0 | 2.3497e-05 | 0.00011416 | 0 | 0.3581 | 0.9909 | 0.19789 | 0.99631 | 0.022319 | 0
335 | 1 | 0.00011415 | 0.00031391 | 0 | 9.3987e-06 | 0.00011416 | 0 | 0.3712 | 0.9902 | 0.16704 | 0.94747 | 0.011505 | 0
336 | 1 | 9.2976e-05 | 0.00032419 | 0 | 5.8742e-06 | 0.00011416 | 0 | 0.3879 | 0.988 | 0.075548 | 0.9318 | 0.0013373 | 0
337 | 1 | 7.5243e-05 | 0.000333 | 0 | 2.3497e-06 | 0.00011416 | 0 | 0.4 | 0.9841 | 0.053445 | 0.85161 | 0.012157 | 0
338 | 1 | 6.1012e-05 | 0.00033918 | 0 | 1.1748e-06 | 0.00011416 | 0 | 0.4122 | 0.9819 | 0.054599 | 0.73272 | 0.062188 | 0
339 | 1 | 5.2389e-05 | 0.00034336 | 0 | 1.4098e-05 | 0.00011416 | 0 | 0.4295 | 0.9794 | 0.038159 | 0.73548 | 0.076735 | 0
340 | 1 | 4.9616e-05 | 0.00034791 | 0 | 3.7595e-05 | 0.00011416 | 0 | 0.4495 | 0.9702 | 0.033211 | 0.75668 | 0.050594 | 0
341 | 1 | 4.8141e-05 | 0.00035024 | 0 | 9.3987e-05 | 0.00011416 | 0 | 0.4738 | 0.9597 | 0.030516 | 0.75945 | 0.015193 | 0
342 | 1 | 5.1649e-05 | 0.00035391 | 0 | 0.0001821 | 0.00011416 | 0 | 0.4985 | 0.9536 | 0.028592 | 0.75484 | 0.00094279 | 0
343 | 1 | 6.4931e-05 | 0.00035846 | 0 | 0.0001586 | 0.00011416 | 0 | 0.5169 | 0.958 | 0.040139 | 0.75484 | 0.00045479 | 0
344 | 1 | 9.2723e-05 | 0.00035557 | 0 | 0.00014685 | 0.00011416 | 0 | 0.532 | 0.9608 | 0.067631 | 0.79355 | 0.01812 | 0
345 | 1 | 0.00012207 | 0.00029859 | 0 | 0.00016448 | 0.00011416 | 0.25 | 0.5176 | 0.9571 | 0.14571 | 0.82396 | 0.034965 | 0.18731
346 | 1 | 0.00013846 | 0.00024301 | 0 | 0.00018797 | 0.00011416 | 0.51 | 0.4835 | 0.9832 | 0.17897 | 0.86175 | 0.027752 | 0.38216
347 | 1 | 0.00015198 | 0.00018521 | 0 | 0.00020677 | 0.00011416 | 0.67 | 0.5334 | 0.9851 | 0.17776 | 0.88018 | 0.013088 | 0.43081
348 | 1 | 0.00015845 | 0.00014291 | 0 | 0.00018797 | 0.00011416 | 0.77 | 0.5524 | 0.9355 | 0.13856 | 0.9106 | 0.0013373 | 0.8239
349 | 1 | 0.00016105 | 0.00011512 | 0 | 0.00019032 | 0.00011416 | 0.8 | 0.5536 | 0.8309 | 0.099577 | 0.92719 | 0.016421 | 0.85867
350 | 1 | 0.00016153 | 0.00010335 | 0 | 0.00021382 | 0.00011416 | 0.74 | 0.5548 | 0.7364 | 0.08913 | 1.0249 | 0.080465 | 0.85525
351 | 1 | 0.00015347 | 0.00010876 | 0 | 0.00022322 | 0.00011416 | 0.64 | 0.548 | 0.6494 | 0.073404 | 0.92811 | 0.10011 | 0.75003
352 | 1 | 0.00014531 | 0.00013791 | 0 | 0.00022322 | 0.00011416 | 0.4 | 0.5226 | 0.699 | 0.06906 | 1.0396 | 0.065138 | 0.10913
353 | 1 | 0.00013389 | 0.00020027 | 0 | 0.00016448 | 0.00011416 | 0.27 | 0.4915 | 0.6656 | 0.081487 | 0.95668 | 0.019439 | 0
354 | 1 | 0.00012861 | 0.00024397 | 0 | 0.00011748 | 0.00011416 | 0 | 0.4967 | 0.6742 | 0.11096 | 1.0387 | 0.0010245 | 0
355 | 1 | 0.00013826 | 0.00025596 | 0 | 8.8113e-05 | 0.00011416 | 0 | 0.5056 | 0.6262 | 0.19739 | 1.1032 | 0.00094438 | 0
356 | 1 | 0.00014379 | 0.00026562 | 0 | 5.8742e-05 | 0.00011416 | 0 | 0.5041 | 0.5663 | 0.24034 | 1.1677 | 0.02557 | 0
357 | 1 | 0.00014092 | 0.00027561 | 0 | 3.7595e-05 | 0.00011416 | 0 | 0.4973 | 0.4888 | 0.22197 | 1.1724 | 0.045297 | 0
358 | 1 | 0.00013363 | 0.00028419 | 0 | 2.3497e-05 | 0.00011416 | 0 | 0.4858 | 0.4157 | 0.15863 | 1.1521 | 0.034002 | 0
359 | 1 | 0.00011786 | 0.00029148 | 0 | 9.3987e-06 | 0.00011416 | 0 | 0.4798 | 0.3626 | 0.11343 | 1.0959 | 0.014811 | 0
360 | 1 | 9.8413e-05 | 0.00029873 | 0 | 5.8742e-06 | 0.00011416 | 0 | 0.4655 | 0.3103 | 0.08847 | 1 | 0.0013373 | 0
361 | 1 | 8.3237e-05 | 0.00030539 | 0 | 2.3497e-06 | 0.00011416 | 0 | 0.4398 | 0.2713 | 0.061912 | 1 | 0.022727 | 0
362 | 1 | 6.8941e-05 | 0.00031268 | 0 | 1.1748e-06 | 0.00011416 | 0 | 0.4034 | 0.2739 | 0.043328 | 0.9871 | 0.10674 | 0
363 | 1 | 5.8371e-05 | 0.00032445 | 0 | 1.4098e-05 | 0.00011416 | 0 | 0.3768 | 0.35 | 0.03541 | 0.98157 | 0.1339 | 0
364 | 1 | 5.1729e-05 | 0.0003431 | 0 | 3.7595e-05 | 0.00011416 | 0 | 0.3653 | 0.4259 | 0.03607 | 0.98986 | 0.085976 | 0
365 | 1 | 4.8088e-05 | 0.00035875 | 0 | 9.3987e-05 | 0.00011416 | 0 | 0.3605 | 0.4581 | 0.028482 | 0.98802 | 0.025498 | 0
366 | 1 | 4.8934e-05 | 0.0003706 | 0 | 0.0001821 | 0.00011416 | 0 | 0.3578 | 0.4712 | 0.031836 | 0.96221 | 0.0011286 | 0
367 | 1 | 6.1585e-05 | 0.0003794 | 0 | 0.0001586 | 0.00011416 | 0 | 0.3626 | 0.5207 | 0.052895 | 1.0055 | 0.0018864 | 0
368 | 1 | 8.7573e-05 | 0.00038003 | 0 | 0.00014685 | 0.00011416 | 0 | 0.3758 | 0.5565 | 0.072139 | 1.0415 | 0.036909 | 0
369 | 1 | 0.00011098 | 0.00035228 | 0 | 0.00016448 | 0.00011416 | 0.15 | 0.3921 | 0.5294 | 0.1252 | 1.0857 | 0.060161 | 0.26646
370 | 1 | 0.00012319 | 0.00031901 | 0 | 0.00018797 | 0.00011416 | 0.4 | 0.4649 | 0.407 | 0.17666 | 1.1244 | 0.042662 | 0.49599
371 | 1 | 0.00013396 | 0.00028301 | 0 | 0.00020677 | 0.00011416 | 0.63 | 0.5213 | 0.2176 | 0.22313 | 1.1364 | 0.01707 | 0.73137
372 | 1 | 0.00013932 | 0.00025444 | 0 | 0.00018797 | 0.00011416 | 0.73 | 0.5507 | 0.152 | 0.17732 | 1.1327 | 0.0013373 | 0.8857
373 | 1 | 0.00014053 | 0.00023638 | 0 | 0.00019032 | 0.00011416 | 0.83 | 0.5773 | 0.2131 | 0.12866 | 1.0645 | 0.029075 | 0.92397
374 | 1 | 0.00013975 | 0.00022906 | 0 | 0.00021382 | 0.00011416 | 0.59 | 0.598 | 0.3252 | 0.10101 | 0.99263 | 0.13256 | 0.78347
375 | 1 | 0.00013151 | 0.0002339 | 0 | 0.00022322 | 0.00011416 | 0.61 | 0.5967 | 0.5062 | 0.058283 | 0.97143 | 0.16727 | 0.1763
376 | 1 | 0.00012451 | 0.00025414 | 0 | 0.00022322 | 0.00011416 | 0.12 | 0.5611 | 0.6288 | 0.06862 | 0.98618 | 0.1064 | 0.44004
377 | 1 | 0.00011304 | 0.00030506 | 0 | 0.00016448 | 0.00011416 | 0.2 | 0.5125 | 0.6644 | 0.06906 | 1.0396 | 0.031417 | 0
378 | 1 | 0.00010454 | 0.00035994 | 0 | 0.00011748 | 0.00011416 | 0 | 0.4987 | 0.6288 | 0.091714 | 1.0959 | 0.0012206 | 0
379 | 1 | 0.00011127 | 0.00038118 | 0 | 8.8113e-05 | 0.00011416 | 0 | 0.4974 | 0.6076 | 0.16814 | 1.1198 | 0.0030341 | 0
380 | 1 | 0.00011475 | 0.00039927 | 0 | 5.8742e-05 | 0.00011416 | 0 | 0.5037 | 0.6129 | 0.24682 | 1.13 | 0.048587 | 0
381 | 1 | 0.00011122 | 0.00041326 | 0 | 3.7595e-05 | 0.00011416 | 0 | 0.5059 | 0.6301 | 0.22972 | 1.1327 | 0.074782 | 0
382 | 1 | 0.0001046 | 0.00042814 | 0 | 2.3497e-05 | 0.00011416 | 0 | 0.4846 | 0.6262 | 0.2135 | 1.1373 | 0.050911 | 0
383 | 1 | 8.9326e-05 | 0.00044231 | 0 | 9.3987e-06 | 0.00011416 | 0 | 0.4589 | 0.5565 | 0.15033 | 1.0885 | 0.019119 | 0
384 | 1 | 7.1851e-05 | 0.00045471 | 0 | 5.8742e-06 | 0.00011416 | 0 | 0.424 | 0.4581 | 0.083356 | 1.0396 | 0.0013373 | 0
385 | 1 | 5.5996e-05 | 0.00046621 | 0 | 2.3497e-06 | 0.00011416 | 0 | 0.3885 | 0.3811 | 0.050256 | 0.99171 | 0.038131 | 0
386 | 1 | 4.1737e-05 | 0.00047687 | 0 | 1.1748e-06 | 0.00011416 | 0 | 0.3491 | 0.2997 | 0.042943 | 0.97327 | 0.16868 | 0
387 | 1 | 2.9968e-05 | 0.0004869 | 0 | 1.4098e-05 | 0.00011416 | 0 | 0.3176 | 0.2054 | 0.040853 | 0.96037 | 0.21411 | 0
388 | 1 | 2.2775e-05 | 0.0004943 | 0 | 3.7595e-05 | 0.00011416 | 0 | 0.3066 | 0.1394 | 0.039919 | 0.89954 | 0.1349 | 0
389 | 1 | 1.9169e-05 | 0.0005 | 0 | 9.3987e-05 | 0.00011416 | 0 | 0.3011 | 0.0842 | 0.03431 | 0.90046 | 0.039648 | 0
390 | 1 | 1.7609e-05 | 0.00050481 | 0 | 0.0001821 | 0.00011416 | 0 | 0.2846 | 0.0366 | 0.042063 | 0.85346 | 0.0013373 | 0
391 | 1 | 1.9712e-05 | 0.00050862 | 0 | 0.0001586 | 0.00011416 | 0 | 0.2726 | 0.0103 | 0.039589 | 0.85253 | 0.0049321 | 0
392 | 1 | 2.8832e-05 | 0.0005047 | 0 | 0.00014685 | 0.00011416 | 0 | 0.2604 | 0.0005 | 0.049981 | 0.86544 | 0.065567 | 0
393 | 1 | 4.8754e-05 | 0.00045016 | 0 | 0.00016448 | 0.00011416 | 0.23 | 0.2325 | 0.0061 | 0.084236 | 0.95945 | 0.09524 | 0.13111
394 | 1 | 7.6838e-05 | 0.00038954 | 0 | 0.00018797 | 0.00011416 | 0.36 | 0.2352 | 0.0222 | 0.16864 | 1.0793 | 0.062136 | 0.20913
395 | 1 | 0.00010222 | 0.00032434 | 0 | 0.00020677 | 0.00011416 | 0.57 | 0.2551 | 0.0493 | 0.20817 | 1.0977 | 0.021786 | 0.33763
396 | 1 | 0.00011306 | 0.00027483 | 0 | 0.00018797 | 0.00011416 | 0.76 | 0.2597 | 0.0896 | 0.20344 | 1.0949 | 0.0013373 | 0.85677
397 | 1 | 0.00011497 | 0.00024578 | 0 | 0.00019032 | 0.00011416 | 0.79 | 0.2438 | 0.1317 | 0.16792 | 1.059 | 0.048895 | 0.92821
398 | 1 | 0.000116 | 0.00023409 | 0 | 0.00021382 | 0.00011416 | 0.75 | 0.2238 | 0.1883 | 0.12729 | 1.0304 | 0.21082 | 0.85984
399 | 1 | 0.0001109 | 0.00023753 | 0 | 0.00022322 | 0.00011416 | 0.68 | 0.2066 | 0.2455 | 0.086765 | 1.0184 | 0.26898 | 0.74231
400 | 1 | 9.9756e-05 | 0.00026055 | 0 | 0.00022322 | 0.00011416 | 0.52 | 0.1888 | 0.3697 | 0.060538 | 1.0194 | 0.16807 | 0.57295
401 | 1 | 8.0756e-05 | 0.00033992 | 0 | 0.00016448 | 0.00011416 | 0.3 | 0.1856 | 0.5422 | 0.057789 | 1.0147 | 0.049205 | 0
402 | 1 | 7.2295e-05 | 0.00038932 | 0 | 0.00011748 | 0.00011416 | 0 | 0.2022 | 0.6392 | 0.098642 | 1.023 | 0.0014614 | 0
403 | 1 | 8.3588e-05 | 0.00040423 | 0 | 8.8113e-05 | 0.00011416 | 0 | 0.2089 | 0.6532 | 0.24078 | 1.0599 | 0.0074916 | 0
404 | 1 | 9.0176e-05 | 0.00042022 | 0 | 5.8742e-05 | 0.00011416 | 0 | 0.2129 | 0.6506 | 0.30571 | 1.0885 | 0.086105 | 0
405 | 1 | 9.1412e-05 | 0.00043184 | 0 | 3.7595e-05 | 0.00011416 | 0 | 0.221 | 0.6468 | 0.30159 | 1.1014 | 0.11912 | 0
406 | 1 | 8.9767e-05 | 0.00043672 | 0 | 2.3497e-05 | 0.00011416 | 0 | 0.2426 | 0.6632 | 0.28669 | 1.0959 | 0.0749 | 0
407 | 1 | 8.0162e-05 | 0.00044398 | 0 | 9.3987e-06 | 0.00011416 | 0 | 0.2762 | 0.6544 | 0.2394 | 1.0608 | 0.024691 | 0
408 | 1 | 6.5569e-05 | 0.00045145 | 0 | 5.8742e-06 | 0.00011416 | 0 | 0.3046 | 0.6717 | 0.1362 | 1.0267 | 0.0013373 | 0
409 | 1 | 4.882e-05 | 0.00045752 | 0 | 2.3497e-06 | 0.00011416 | 0 | 0.3245 | 0.7013 | 0.054819 | 0.94194 | 0.059277 | 0
410 | 1 | 3.5788e-05 | 0.00046055 | 0 | 1.1748e-06 | 0.00011416 | 0 | 0.3386 | 0.7047 | 0.047616 | 0.90415 | 0.25088 | 0
411 | 1 | 2.5227e-05 | 0.00046118 | 0 | 1.4098e-05 | 0.00011416 | 0 | 0.3487 | 0.6885 | 0.037059 | 0.84332 | 0.32128 | 0
412 | 1 | 1.9517e-05 | 0.00046115 | 0 | 3.7595e-05 | 0.00011416 | 0 | 0.337 | 0.6874 | 0.032881 | 0.8341 | 0.19955 | 0
413 | 1 | 1.6698e-05 | 0.00046152 | 0 | 9.3987e-05 | 0.00011416 | 0 | 0.319 | 0.5967 | 0.03662 | 0.84516 | 0.058253 | 0
414 | 1 | 1.7138e-05 | 0.00045959 | 0 | 0.0001821 | 0.00011416 | 0 | 0.3056 | 0.5294 | 0.03552 | 0.85714 | 0.0015704 | 0
415 | 1 | 1.9736e-05 | 0.00045704 | 0 | 0.0001586 | 0.00011416 | 0 | 0.2967 | 0.4946 | 0.03387 | 0.84885 | 0.010201 | 0
416 | 1 | 2.5796e-05 | 0.00044801 | 0 | 0.00014685 | 0.00011416 | 0 | 0.2899 | 0.4551 | 0.039314 | 0.90323 | 0.10618 | 0
417 | 1 | 3.7549e-05 | 0.00040756 | 0 | 0.00016448 | 0.00011416 | 0.19 | 0.2619 | 0.3768 | 0.045967 | 0.87558 | 0.14184 | 0
418 | 1 | 5.7858e-05 | 0.00036556 | 0 | 0.00018797 | 0.00011416 | 0.03 | 0.2617 | 0.2564 | 0.056469 | 1.0046 | 0.086783 | 0.040972
419 | 1 | 8.0179e-05 | 0.00032586 | 0 | 0.00020677 | 0.00011416 | 0.1 | 0.2918 | 0.1894 | 0.078903 | 1.0249 | 0.0273 | 0.01589
420 | 1 | 9.338e-05 | 0.00030003 | 0 | 0.00018797 | 0.00011416 | 0.06 | 0.3039 | 0.1107 | 0.13416 | 1.0009 | 0.0013373 | 0
421 | 1 | 9.8012e-05 | 0.00028697 | 0 | 0.00019032 | 0.00011416 | 0.1 | 0.3101 | 0.0571 | 0.17694 | 1.0249 | 0.071033 | 0
422 | 1 | 0.00010217 | 0.00028364 | 0 | 0.00021382 | 0.00011416 | 0.17 | 0.315 | 0.0212 | 0.22379 | 1.0129 | 0.29571 | 0
423 | 1 | 0.00010111 | 0.00028808 | 0 | 0.00022322 | 0.00011416 | 0.1 | 0.3093 | 0.061 | 0.26063 | 1.0129 | 0.37996 | 0
424 | 1 | 9.0189e-05 | 0.0003044 | 0 | 0.00022322 | 0.00011416 | 0.08 | 0.2887 | 0.2589 | 0.16682 | 1.0046 | 0.23473 | 0.0043569
425 | 1 | 8.0397e-05 | 0.00033737 | 0 | 0.00016448 | 0.00011416 | 0.04 | 0.287 | 0.5149 | 0.11547 | 0.99724 | 0.068347 | 0
426 | 1 | 7.5788e-05 | 0.00036271 | 0 | 0.00011748 | 0.00011416 | 0 | 0.3039 | 0.6008 | 0.08748 | 1.0065 | 0.0016847 | 0
427 | 1 | 8.8359e-05 | 0.0003686 | 0 | 8.8113e-05 | 0.00011416 | 0 | 0.2963 | 0.6644 | 0.14565 | 1.0719 | 0.013496 | 0
428 | 1 | 9.6026e-05 | 0.00037504 | 0 | 5.8742e-05 | 0.00011416 | 0 | 0.2789 | 0.7529 | 0.23368 | 1.1152 | 0.12916 | 0
429 | 1 | 9.9792e-05 | 0.00038277 | 0 | 3.7595e-05 | 0.00011416 | 0 | 0.2657 | 0.7666 | 0.26843 | 1.1567 | 0.16727 | 0
430 | 1 | 9.9521e-05 | 0.00038976 | 0 | 2.3497e-05 | 0.00011416 | 0 | 0.2652 | 0.7508 | 0.27415 | 1.1843 | 0.099862 | 0
431 | 1 | 9.1282e-05 | 0.00039391 | 0 | 9.3987e-06 | 0.00011416 | 0 | 0.2738 | 0.7104 | 0.25029 | 1.176 | 0.030087 | 0
432 | 1 | 7.4354e-05 | 0.00039868 | 0 | 5.8742e-06 | 0.00011416 | 0 | 0.2909 | 0.7137 | 0.16919 | 1.1207 | 0.0013373 | 0
433 | 1 | 5.6288e-05 | 0.00040249 | 0 | 2.3497e-06 | 0.00011416 | 0 | 0.3059 | 0.7343 | 0.07082 | 1.0221 | 0.084249 | 0
434 | 1 | 4.2479e-05 | 0.00040745 | 0 | 1.1748e-06 | 0.00011416 | 0 | 0.3119 | 0.729 | 0.049816 | 0.91889 | 0.34559 | 0
435 | 1 | 3.367e-05 | 0.00041271 | 0 | 1.4098e-05 | 0.00011416 | 0 | 0.3267 | 0.7204 | 0.03497 | 0.91336 | 0.44538 | 0
436 | 1 | 2.9778e-05 | 0.00041704 | 0 | 3.7595e-05 | 0.00011416 | 0 | 0.3618 | 0.7093 | 0.026997 | 0.91152 | 0.27383 | 0
437 | 1 | 2.839e-05 | 0.00042114 | 0 | 9.3987e-05 | 0.00011416 | 0 | 0.4094 | 0.6897 | 0.022928 | 0.89124 | 0.079544 | 0
438 | 1 | 3.1825e-05 | 0.00042529 | 0 | 0.0001821 | 0.00011416 | 0 | 0.4609 | 0.6619 | 0.028482 | 0.90046 | 0.0018044 | 0
439 | 1 | 4.9161e-05 | 0.00042936 | 0 | 0.0001586 | 0.00011416 | 0 | 0.5075 | 0.6353 | 0.050256 | 0.92627 | 0.017434 | 0
440 | 1 | 7.7556e-05 | 0.00043121 | 0 | 0.00014685 | 0.00011416 | 0 | 0.5372 | 0.6022 | 0.08627 | 0.95484 | 0.15523 | 0
441 | 1 | 0.00010408 | 0.00041337 | 0 | 0.00016448 | 0.00011416 | 0.09 | 0.5417 | 0.4902 | 0.10887 | 1.0488 | 0.19557 | 0.229
442 | 1 | 0.00011885 | 0.00038266 | 0 | 0.00018797 | 0.00011416 | 0.06 | 0.5846 | 0.2552 | 0.1511 | 1.0323 | 0.11419 | 0.0081343
443 | 1 | 0.00013237 | 0.00034869 | 0 | 0.00020677 | 0.00011416 | 0.11 | 0.6524 | 0.176 | 0.20179 | 1.0442 | 0.033057 | 0.19187
444 | 1 | 0.00013894 | 0.00031805 | 0 | 0.00018797 | 0.00011416 | 0.12 | 0.653 | 0.2131 | 0.17254 | 1.0756 | 0.0013373 | 0.01453
445 | 1 | 0.00014142 | 0.00029607 | 0 | 0.00019032 | 0.00011416 | 0.15 | 0.617 | 0.1502 | 0.13444 | 1.1429 | 0.095931 | 0.82244
446 | 1 | 0.00014259 | 0.00028497 | 0 | 0.00021382 | 0.00011416 | 0.39 | 0.57 | 0.1091 | 0.12388 | 1.1373 | 0.38931 | 0.94496
447 | 1 | 0.00013445 | 0.00028708 | 0 | 0.00022322 | 0.00011416 | 0.25 | 0.5197 | 0.0896 | 0.11184 | 1.1106 | 0.50281 | 0.80298
448 | 1 | 0.0001284 | 0.00030502 | 0 | 0.00022322 | 0.00011416 | 0.31 | 0.4586 | 0.1053 | 0.12657 | 1.1281 | 0.30805 | 0.59045
449 | 1 | 0.00011723 | 0.00035687 | 0 | 0.00016448 | 0.00011416 | 0.27 | 0.3852 | 0.0916 | 0.13009 | 1.1235 | 0.089335 | 0
450 | 1 | 0.00010693 | 0.00042244 | 0 | 0.00011748 | 0.00011416 | 0 | 0.3745 | 0.0633 | 0.18095 | 1.1484 | 0.0019042 | 0
451 | 1 | 0.00011358 | 0.00043983 | 0 | 8.8113e-05 | 0.00011416 | 0 | 0.3711 | 0.0379 | 0.27179 | 1.1843 | 0.021085 | 0
452 | 1 | 0.00011901 | 0.000453 | 0 | 5.8742e-05 | 0.00011416 | 0 | 0.3536 | 0.0168 | 0.13916 | 0.80534 | 0.17845 | 0
453 | 1 | 0.00011684 | 0.00046322 | 0 | 3.7595e-05 | 0.00011416 | 0 | 0.3375 | 0.0027 | 0.13916 | 0.80534 | 0.22038 | 0
454 | 1 | 0.0001081 | 0.00047317 | 0 | 2.3497e-05 | 0.00011416 | 0 | 0.305 | 0.0001 | 0.34503 | 1.1548 | 0.1266 | 0
455 | 1 | 8.9395e-05 | 0.00048287 | 0 | 9.3987e-06 | 0.00011416 | 0 | 0.2714 | 0.008 | 0.28245 | 1.129 | 0.03557 | 0
456 | 1 | 6.7009e-05 | 0.00049182 | 0 | 5.8742e-06 | 0.00011416 | 0 | 0.2458 | 0.0473 | 0.17095 | 1.094 | 0.0013373 | 0
457 | 1 | 5.0417e-05 | 0.00049989 | 0 | 2.3497e-06 | 0.00011416 | 0 | 0.2303 | 0.1169 | 0.10425 | 1.0184 | 0.10537 | 0
458 | 1 | 3.4242e-05 | 0.00050707 | 0 | 1.1748e-06 | 0.00011416 | 0 | 0.2252 | 0.212 | 0.042503 | 0.9235 | 0.42441 | 0
459 | 1 | 2.5113e-05 | 0.00051269 | 0 | 1.4098e-05 | 0.00011416 | 0 | 0.2375 | 0.3184 | 0.030736 | 0.87097 | 0.54899 | 0
460 | 1 | 2.2098e-05 | 0.00051428 | 0 | 3.7595e-05 | 0.00011416 | 0 | 0.2335 | 0.4245 | 0.036565 | 0.86359 | 0.33552 | 0
461 | 1 | 2.1332e-05 | 0.0005148 | 0 | 9.3987e-05 | 0.00011416 | 0 | 0.2226 | 0.5135 | 0.031066 | 0.86267 | 0.097183 | 0
462 | 1 | 2.537e-05 | 0.00051443 | 0 | 0.0001821 | 0.00011416 | 0 | 0.2065 | 0.5816 | 0.039809 | 0.89401 | 0.0019813 | 0
463 | 1 | 4.0966e-05 | 0.00051425 | 0 | 0.0001586 | 0.00011416 | 0 | 0.188 | 0.6049 | 0.062407 | 0.94654 | 0.024135 | 0
464 | 1 | 7.2011e-05 | 0.00050614 | 0 | 0.00014685 | 0.00011416 | 0 | 0.1746 | 0.5747 | 0.17392 | 1.0396 | 0.1973 | 0
465 | 1 | 0.00010157 | 0.00045826 | 0 | 0.00016448 | 0.00011416 | 0.14 | 0.1434 | 0.4829 | 0.25947 | 1.1152 | 0.24031 | 0.27751
466 | 1 | 0.00011843 | 0.00040716 | 0 | 0.00018797 | 0.00011416 | 0.43 | 0.145 | 0.3683 | 0.33766 | 1.177 | 0.13647 | 0.52999
467 | 1 | 0.00013119 | 0.00036408 | 0 | 0.00020677 | 0.00011416 | 0.65 | 0.1663 | 0.3197 | 0.37186 | 1.1843 | 0.037535 | 0.58143
468 | 1 | 0.00013625 | 0.00033714 | 0 | 0.00018797 | 0.00011416 | 0.82 | 0.1785 | 0.4186 | 0.33123 | 1.1889 | 0.0013373 | 0.57857
469 | 1 | 0.00013747 | 0.00032064 | 0 | 0.00019032 | 0.00011416 | 0.85 | 0.1953 | 0.4829 | 0.2841 | 1.1853 | 0.11199 | 0.38951
470 | 1 | 0.00013859 | 0.0003135 | 0 | 0.00021382 | 0.00011416 | 0.77 | 0.2049 | 0.4859 | 0.25854 | 1.1797 | 0.44895 | 0
471 | 1 | 0.00013093 | 0.0003145 | 0 | 0.00022322 | 0.00011416 | 0.59 | 0.1992 | 0.4245 | 0.24831 | 1.1604 | 0.58129 | 0
472 | 1 | 0.00012509 | 0.00032819 | 0 | 0.00022322 | 0.00011416 | 0.4 | 0.1717 | 0.3998 | 0.21537 | 1.1576 | 0.3547 | 0
473 | 1 | 0.00011743 | 0.00037008 | 0 | 0.00016448 | 0.00011416 | 0.04 | 0.162 | 0.5062 | 0.20718 | 1.1567 | 0.10266 | 0.0026186
474 | 1 | 0.00011357 | 0.00040764 | 0 | 0.00011748 | 0.00011416 | 0 | 0.1839 | 0.5885 | 0.25386 | 1.1705 | 0.0020339 | 0
475 | 1 | 0.00012216 | 0.00042262 | 0 | 8.8113e-05 | 0.00011416 | 0 | 0.1913 | 0.6116 | 0.32633 | 1.1963 | 0.026323 | 0
476 | 1 | 0.00012747 | 0.0004368 | 0 | 5.8742e-05 | 0.00011416 | 0 | 0.1958 | 0.6314 | 0.38841 | 1.2074 | 0.21058 | 0
477 | 1 | 0.00012461 | 0.00045115 | 0 | 3.7595e-05 | 0.00011416 | 0 | 0.1997 | 0.6705 | 0.38412 | 1.1982 | 0.25424 | 0
478 | 1 | 0.00011675 | 0.00046203 | 0 | 2.3497e-05 | 0.00011416 | 0 | 0.2019 | 0.6619 | 0.36999 | 1.1945 | 0.14333 | 0
479 | 1 | 9.824e-05 | 0.00046925 | 0 | 9.3987e-06 | 0.00011416 | 0 | 0.2097 | 0.6544 | 0.29889 | 1.1429 | 0.038885 | 0
480 | 1 | 7.6028e-05 | 0.00047336 | 0 | 5.8742e-06 | 0.00011416 | 0 | 0.2248 | 0.6262 | 0.17485 | 1.0866 | 0.0013373 | 0
481 | 1 | 5.6768e-05 | 0.00047817 | 0 | 2.3497e-06 | 0.00011416 | 0 | 0.2496 | 0.5719 | 0.092979 | 1.0221 | 0.1154 | 0
482 | 1 | 4.1047e-05 | 0.00048316 | 0 | 1.1748e-06 | 0.00011416 | 0 | 0.2747 | 0.4771 | 0.046297 | 0.91889 | 0.46157 | 0
483 | 1 | 3.1408e-05 | 0.00048875 | 0 | 1.4098e-05 | 0.00011416 | 0 | 0.2959 | 0.4654 | 0.03563 | 0.90046 | 0.59791 | 0
484 | 1 | 2.6765e-05 | 0.00049545 | 0 | 3.7595e-05 | 0.00011416 | 0 | 0.3052 | 0.4215 | 0.03343 | 0.8977 | 0.36456 | 0
485 | 1 | 2.5062e-05 | 0.00050089 | 0 | 9.3987e-05 | 0.00011416 | 0 | 0.3119 | 0.3754 | 0.029197 | 0.88018 | 0.10548 | 0
486 | 1 | 2.7333e-05 | 0.00050651 | 0 | 0.0001821 | 0.00011416 | 0 | 0.3283 | 0.4114 | 0.032606 | 0.89954 | 0.0020606 | 0
487 | 1 | 4.2259e-05 | 0.0005111 | 0 | 0.0001586 | 0.00011416 | 0 | 0.3365 | 0.3697 | 0.050366 | 0.89677 | 0.027465 | 0
488 | 1 | 7.2368e-05 | 0.00050681 | 0 | 0.00014685 | 0.00011416 | 0 | 0.3378 | 0.2984 | 0.097542 | 1.0442 | 0.21744 | 0
489 | 1 | 0.00010326 | 0.00045452 | 0 | 0.00016448 | 0.00011416 | 0.1 | 0.3321 | 0.176 | 0.18304 | 1.1484 | 0.26141 | 0.032871
490 | 1 | 0.00012188 | 0.0004002 | 0 | 0.00018797 | 0.00011416 | 0.22 | 0.3704 | 0.0875 | 0.24968 | 1.2018 | 0.14684 | 0.040036
491 | 1 | 0.00013625 | 0.00034521 | 0 | 0.00020677 | 0.00011416 | 0.4 | 0.4245 | 0.0656 | 0.25161 | 1.1963 | 0.039572 | 0
492 | 1 | 0.00014292 | 0.00030665 | 0 | 0.00018797 | 0.00011416 | 0.52 | 0.4804 | 0.0842 | 0.23055 | 1.2018 | 0.0013373 | 0
493 | 1 | 0.00014338 | 0.00028752 | 0 | 0.00019032 | 0.00011416 | 0.25 | 0.5358 | 0.1099 | 0.17859 | 1.1926 | 0.1154 | 0.17013
494 | 1 | 0.00014395 | 0.00028223 | 0 | 0.00021382 | 0.00011416 | 0.35 | 0.5623 | 0.1412 | 0.16979 | 1.1733 | 0.46157 | 0.017628
495 | 1 | 0.00013626 | 0.00028697 | 0 | 0.00022322 | 0.00011416 | 0.21 | 0.5504 | 0.1831 | 0.16341 | 1.1567 | 0.59791 | 0.091773
496 | 1 | 0.00013026 | 0.00030676 | 0 | 0.00022322 | 0.00011416 | 0.1 | 0.4814 | 0.2431 | 0.15379 | 1.1908 | 0.36456 | 0
497 | 1 | 0.00012095 | 0.0003548 | 0 | 0.00016448 | 0.00011416 | 0.03 | 0.4219 | 0.3184 | 0.13246 | 1.1668 | 0.10548 | 0.0025851
498 | 1 | 0.00011639 | 0.00039794 | 0 | 0.00011748 | 0.00011416 | 0 | 0.4241 | 0.3754 | 0.15616 | 1.1502 | 0.0020606 | 0
499 | 1 | 0.00012364 | 0.00041178 | 0 | 8.8113e-05 | 0.00011416 | 0 | 0.4257 | 0.3897 | 0.21603 | 1.1631 | 0.027465 | 0
500 | 1 | 0.00012932 | 0.00042236 | 0 | 5.8742e-05 | 0.00011416 | 0 | 0.4412 | 0.394 | 0.22527 | 1.1889 | 0.21744 | 0
501 | 1 | 0.00012767 | 0.00043236 | 0 | 3.7595e-05 | 0.00011416 | 0 | 0.4477 | 0.3854 | 0.22582 | 1.1309 | 0.26141 | 0
502 | 1 | 0.00012074 | 0.00043902 | 0 | 2.3497e-05 | 0.00011416 | 0 | 0.4616 | 0.3811 | 0.26673 | 1.1475 | 0.14684 | 0
503 | 1 | 0.00010341 | 0.0004422 | 0 | 9.3987e-06 | 0.00011416 | 0 | 0.4649 | 0.3854 | 0.21911 | 1.1253 | 0.039572 | 0
504 | 1 | 8.2726e-05 | 0.00044701 | 0 | 5.8742e-06 | 0.00011416 | 0 | 0.464 | 0.3782 | 0.1307 | 1.0415 | 0.0013373 | 0
505 | 1 | 6.4191e-05 | 0.00044949 | 0 | 2.3497e-06 | 0.00011416 | 0 | 0.4732 | 0.3293 | 0.059218 | 0.94654 | 0.11199 | 0
506 | 1 | 4.8566e-05 | 0.00045167 | 0 | 1.1748e-06 | 0.00011416 | 0 | 0.4794 | 0.2854 | 0.03354 | 0.92166 | 0.44895 | 0
507 | 1 | 3.9322e-05 | 0.00045563 | 0 | 1.4098e-05 | 0.00011416 | 0 | 0.4876 | 0.2828 | 0.028317 | 0.92166 | 0.58129 | 0
508 | 1 | 3.539e-05 | 0.00045885 | 0 | 3.7595e-05 | 0.00011416 | 0 | 0.498 | 0.2905 | 0.030626 | 0.9106 | 0.3547 | 0
509 | 1 | 3.384e-05 | 0.0004624 | 0 | 9.3987e-05 | 0.00011416 | 0 | 0.4996 | 0.2854 | 0.029142 | 0.91889 | 0.10266 | 0
510 | 1 | 3.662e-05 | 0.00046577 | 0 | 0.0001821 | 0.00011416 | 0 | 0.4976 | 0.2828 | 0.032661 | 0.91521 | 0.0020339 | 0
511 | 1 | 5.1167e-05 | 0.00046984 | 0 | 0.0001586 | 0.00011416 | 0 | 0.4948 | 0.2663 | 0.044482 | 0.91521 | 0.026323 | 0
512 | 1 | 8.0235e-05 | 0.0004634 | 0 | 0.00014685 | 0.00011416 | 0 | 0.49 | 0.2407 | 0.067356 | 0.95576 | 0.21058 | 0
513 | 1 | 0.00010782 | 0.00041704 | 0 | 0.00016448 | 0.00011416 | 0.16 | 0.478 | 0.2032 | 0.12009 | 1.0166 | 0.25424 | 0.23952
514 | 1 | 0.00012401 | 0.00037182 | 0 | 0.00018797 | 0.00011416 | 0.33 | 0.4968 | 0.1894 | 0.16374 | 1.0793 | 0.14333 | 0.56907
515 | 1 | 0.00013694 | 0.00032871 | 0 | 0.00020677 | 0.00011416 | 0.62 | 0.526 | 0.1604 | 0.16875 | 1.0673 | 0.038885 | 0.78118
516 | 1 | 0.00014171 | 0.00029463 | 0 | 0.00018797 | 0.00011416 | 0.85 | 0.5589 | 0.1474 | 0.14961 | 1.1382 | 0.0013373 | 0.93109
517 | 1 | 0.00014383 | 0.00027268 | 0 | 0.00019032 | 0.00011416 | 0.5 | 0.5757 | 0.143 | 0.11948 | 1.0645 | 0.10537 | 0.39184
518 | 1 | 0.00014497 | 0.00026073 | 0 | 0.00021382 | 0.00011416 | 0.12 | 0.583 | 0.152 | 0.10189 | 1.0811 | 0.42441 | 0.54952
519 | 1 | 0.00013886 | 0.00025947 | 0 | 0.00022322 | 0.00011416 | 0.04 | 0.5757 | 0.1691 | 0.093968 | 1.0535 | 0.54899 | 0.52969
520 | 1 | 0.00013224 | 0.00027498 | 0 | 0.00022322 | 0.00011416 | 0.15 | 0.5283 | 0.1925 | 0.087535 | 1.0747 | 0.33552 | 0.47559
521 | 1 | 0.00012223 | 0.00032715 | 0 | 0.00016448 | 0.00011416 | 0.02 | 0.4676 | 0.2396 | 0.081432 | 1.0756 | 0.097183 | 0.39435
522 | 1 | 0.00011365 | 0.00038766 | 0 | 0.00011748 | 0.00011416 | 0 | 0.4701 | 0.2651 | 0.12503 | 1.0949 | 0.0019813 | 0
523 | 1 | 0.00012033 | 0.00040841 | 0 | 8.8113e-05 | 0.00011416 | 0 | 0.4616 | 0.2626 | 0.21273 | 1.1309 | 0.024135 | 0
524 | 1 | 0.00012684 | 0.00042385 | 0 | 5.8742e-05 | 0.00011416 | 0 | 0.4394 | 0.2601 | 0.24232 | 1.1198 | 0.1973 | 0
525 | 1 | 0.00012428 | 0.00043798 | 0 | 3.7595e-05 | 0.00011416 | 0 | 0.4118 | 0.236 | 0.2278 | 1.1447 | 0.24031 | 0
526 | 1 | 0.00011714 | 0.00045004 | 0 | 2.3497e-05 | 0.00011416 | 0 | 0.4017 | 0.2443 | 0.2394 | 1.1797 | 0.13647 | 0
527 | 1 | 9.8718e-05 | 0.0004607 | 0 | 9.3987e-06 | 0.00011416 | 0 | 0.3976 | 0.2552 | 0.17007 | 1.1401 | 0.037535 | 0
528 | 1 | 7.7466e-05 | 0.00047054 | 0 | 5.8742e-06 | 0.00011416 | 0 | 0.3866 | 0.2503 | 0.08781 | 1.0442 | 0.0013373 | 0
529 | 1 | 5.8176e-05 | 0.00048102 | 0 | 2.3497e-06 | 0.00011416 | 0 | 0.3806 | 0.2503 | 0.054215 | 0.96774 | 0.095931 | 0
530 | 1 | 4.2234e-05 | 0.00048871 | 0 | 1.1748e-06 | 0.00011416 | 0 | 0.3797 | 0.2337 | 0.045472 | 0.94931 | 0.38931 | 0
531 | 1 | 3.2546e-05 | 0.00049437 | 0 | 1.4098e-05 | 0.00011416 | 0 | 0.3813 | 0.2 | 0.038049 | 0.92719 | 0.50281 | 0
532 | 1 | 2.8522e-05 | 0.00049808 | 0 | 3.7595e-05 | 0.00011416 | 0 | 0.3739 | 0.1145 | 0.037059 | 0.92535 | 0.30805 | 0
533 | 1 | 2.7415e-05 | 0.00050033 | 0 | 9.3987e-05 | 0.00011416 | 0 | 0.3695 | 0.0627 | 0.037114 | 0.92442 | 0.089335 | 0
534 | 1 | 3.0351e-05 | 0.00050318 | 0 | 0.0001821 | 0.00011416 | 0 | 0.3619 | 0.0406 | 0.037939 | 0.91244 | 0.0019042 | 0
535 | 1 | 4.4543e-05 | 0.00050599 | 0 | 0.0001586 | 0.00011416 | 0 | 0.3587 | 0.0236 | 0.056194 | 0.92258 | 0.021085 | 0
536 | 1 | 7.4165e-05 | 0.00049859 | 0 | 0.00014685 | 0.00011416 | 0 | 0.356 | 0.0151 | 0.088305 | 0.97327 | 0.17845 | 0
537 | 1 | 0.00010637 | 0.00043465 | 0 | 0.00016448 | 0.00011416 | 0.28 | 0.3409 | 0.0127 | 0.14268 | 1.0922 | 0.22038 | 0.23031
538 | 1 | 0.00012661 | 0.00036686 | 0 | 0.00018797 | 0.00011416 | 0.55 | 0.397 | 0.0165 | 0.19838 | 1.0894 | 0.1266 | 0.56163
539 | 1 | 0.00014129 | 0.00030477 | 0 | 0.00020677 | 0.00011416 | 0.74 | 0.4278 | 0.0183 | 0.20366 | 1.0829 | 0.03557 | 0.76992
540 | 1 | 0.00014753 | 0.00025673 | 0 | 0.00018797 | 0.00011416 | 0.85 | 0.4339 | 0.0086 | 0.16594 | 1.0829 | 0.0013373 | 0.90197
541 | 1 | 0.00015003 | 0.00022443 | 0 | 0.00019032 | 0.00011416 | 0.89 | 0.4386 | 0.0209 | 0.13026 | 1.0691 | 0.084249 | 0.97789
542 | 1 | 0.00015057 | 0.00020841 | 0 | 0.00021382 | 0.00011416 | 0.84 | 0.4434 | 0.0379 | 0.12003 | 1.0765 | 0.34559 | 0.91133
543 | 1 | 0.00014247 | 0.00021037 | 0 | 0.00022322 | 0.00011416 | 0.74 | 0.4441 | 0.0307 | 0.085061 | 1.0369 | 0.44538 | 0.77713
544 | 1 | 0.00013387 | 0.00023464 | 0 | 0.00022322 | 0.00011416 | 0.56 | 0.4287 | 0.0048 | 0.069885 | 1.0359 | 0.27383 | 0.6166
545 | 1 | 0.00011887 | 0.00030869 | 0 | 0.00016448 | 0.00011416 | 0.33 | 0.4002 | 0.0006 | 0.068181 | 1.0313 | 0.079544 | 0.33616
546 | 1 | 0.00010444 | 0.00039032 | 0 | 0.00011748 | 0.00011416 | 0 | 0.4192 | 0.0043 | 0.11332 | 1.0636 | 0.0018044 | 0
547 | 1 | 0.00011016 | 0.00041589 | 0 | 8.8113e-05 | 0.00011416 | 0 | 0.4259 | 0.0344 | 0.18013 | 1.118 | 0.017434 | 0
548 | 1 | 0.00011645 | 0.00043657 | 0 | 5.8742e-05 | 0.00011416 | 0 | 0.4232 | 0.0952 | 0.22665 | 1.1143 | 0.15523 | 0
549 | 1 | 0.00011266 | 0.00045674 | 0 | 3.7595e-05 | 0.00011416 | 0 | 0.4158 | 0.1623 | 0.21548 | 1.1484 | 0.19557 | 0
550 | 1 | 0.00010617 | 0.00047188 | 0 | 2.3497e-05 | 0.00011416 | 0 | 0.4053 | 0.2726 | 0.20278 | 1.1926 | 0.11419 | 0
551 | 1 | 9.0256e-05 | 0.00048301 | 0 | 9.3987e-06 | 0.00011416 | 0 | 0.394 | 0.4027 | 0.15561 | 1.0968 | 0.033057 | 0
552 | 1 | 7.2913e-05 | 0.00049363 | 0 | 5.8742e-06 | 0.00011416 | 0 | 0.3849 | 0.4815 | 0.093968 | 1.0876 | 0.0013373 | 0
553 | 1 | 5.5768e-05 | 0.00050277 | 0 | 2.3497e-06 | 0.00011416 | 0 | 0.3799 | 0.5149 | 0.090559 | 1.0157 | 0.068568 | 0
554 | 1 | 3.9669e-05 | 0.0005094 | 0 | 1.1748e-06 | 0.00011416 | 0 | 0.3773 | 0.594 | 0.053445 | 0.8765 | 0.28635 | 0
555 | 1 | 2.8621e-05 | 0.00051491 | 0 | 1.4098e-05 | 0.00011416 | 0 | 0.3751 | 0.6778 | 0.047177 | 0.86912 | 0.36769 | 0
556 | 1 | 2.1838e-05 | 0.00052076 | 0 | 3.7595e-05 | 0.00011416 | 0 | 0.368 | 0.699 | 0.048606 | 0.86359 | 0.22739 | 0
557 | 1 | 1.8553e-05 | 0.00052498 | 0 | 9.3987e-05 | 0.00011416 | 0 | 0.3659 | 0.7427 | 0.03574 | 0.85806 | 0.066242 | 0
558 | 1 | 1.7401e-05 | 0.00052846 | 0 | 0.0001821 | 0.00011416 | 0 | 0.3587 | 0.8092 | 0.03662 | 0.85253 | 0.0016614 | 0
559 | 1 | 2.0213e-05 | 0.00053045 | 0 | 0.0001586 | 0.00011416 | 0 | 0.355 | 0.7618 | 0.036785 | 0.84977 | 0.012788 | 0
560 | 1 | 3.046e-05 | 0.0005195 | 0 | 0.00014685 | 0.00011416 | 0 | 0.3562 | 0.7171 | 0.0513 | 0.89124 | 0.12432 | 0
561 | 1 | 5.4853e-05 | 0.0004459 | 0 | 0.00016448 | 0.00011416 | 0.3 | 0.3141 | 0.7508 | 0.057459 | 0.93456 | 0.16196 | 0.066389
562 | 1 | 8.6987e-05 | 0.00036701 | 0 | 0.00018797 | 0.00011416 | 0.53 | 0.3026 | 0.6404 | 0.093583 | 0.98433 | 0.097148 | 0.40588
563 | 1 | 0.00011527 | 0.00028919 | 0 | 0.00020677 | 0.00011416 | 0.71 | 0.3284 | 0.5733 | 0.15533 | 1.1005 | 0.029515 | 0.63367
564 | 1 | 0.00012663 | 0.00023054 | 0 | 0.00018797 | 0.00011416 | 0.83 | 0.3388 | 0.7559 | 0.13642 | 1.094 | 0.0013373 | 0.90546
565 | 1 | 0.00012956 | 0.00019349 | 0 | 0.00019032 | 0.00011416 | 0.84 | 0.3441 | 0.7723 | 0.10271 | 1.0977 | 0.057093 | 0.99655
566 | 1 | 0.000133 | 0.0001714 | 0 | 0.00021382 | 0.00011416 | 0.69 | 0.3467 | 0.7406 | 0.093088 | 0.98065 | 0.24249 | 0.92988
567 | 1 | 0.00012908 | 0.0001687 | 0 | 0.00022322 | 0.00011416 | 0.72 | 0.3458 | 0.6802 | 0.082806 | 0.97327 | 0.31032 | 0.78043
568 | 1 | 0.00011698 | 0.00019312 | 0 | 0.00022322 | 0.00011416 | 0.55 | 0.3194 | 0.6301 | 0.071315 | 0.9576 | 0.19297 | 0.59929
569 | 1 | 9.6999e-05 | 0.00027746 | 0 | 0.00016448 | 0.00011416 | 0.33 | 0.3356 | 0.6569 | 0.062022 | 0.97051 | 0.056361 | 0.33891
570 | 1 | 8.2399e-05 | 0.00035391 | 0 | 0.00011748 | 0.00011416 | 0 | 0.4134 | 0.6693 | 0.08682 | 0.99447 | 0.0015481 | 0
571 | 1 | 9.2592e-05 | 0.00036978 | 0 | 8.8113e-05 | 0.00011416 | 0 | 0.4801 | 0.6494 | 0.1721 | 1.1069 | 0.0096143 | 0
572 | 1 | 0.00010261 | 0.00038066 | 0 | 5.8742e-05 | 0.00011416 | 0 | 0.511 | 0.5926 | 0.2791 | 1.1235 | 0.10194 | 0
573 | 1 | 0.00010291 | 0.00039457 | 0 | 3.7595e-05 | 0.00011416 | 0 | 0.5228 | 0.5164 | 0.27591 | 1.1217 | 0.13708 | 0
574 | 1 | 0.00010032 | 0.00040405 | 0 | 2.3497e-05 | 0.00011416 | 0 | 0.541 | 0.423 | 0.2504 | 1.106 | 0.084313 | 0
575 | 1 | 9.0288e-05 | 0.00041274 | 0 | 9.3987e-06 | 0.00011416 | 0 | 0.5592 | 0.3265 | 0.17804 | 1.0571 | 0.026764 | 0
576 | 1 | 7.4697e-05 | 0.00042344 | 0 | 5.8742e-06 | 0.00011416 | 0 | 0.559 | 0.2313 | 0.1506 | 1.0267 | 0.0013373 | 0
577 | 1 | 5.6009e-05 | 0.00043506 | 0 | 2.3497e-06 | 0.00011416 | 0 | 0.5495 | 0.1456 | 0.077913 | 0.99355 | 0.04329 | 0
578 | 1 | 4.0771e-05 | 0.00044472 | 0 | 1.1748e-06 | 0.00011416 | 0 | 0.5382 | 0.0995 | 0.05229 | 0.8977 | 0.18897 | 0
579 | 1 | 2.8658e-05 | 0.00045423 | 0 | 1.4098e-05 | 0.00011416 | 0 | 0.5308 | 0.0889 | 0.043383 | 0.84516 | 0.2405 | 0
580 | 1 | 2.2183e-05 | 0.000463 | 0 | 3.7595e-05 | 0.00011416 | 0 | 0.5156 | 0.1016 | 0.029802 | 0.83779 | 0.15088 | 0
581 | 1 | 1.7522e-05 | 0.00047114 | 0 | 9.3987e-05 | 0.00011416 | 0 | 0.4943 | 0.1193 | 0.029527 | 0.81659 | 0.044255 | 0
582 | 1 | 1.6776e-05 | 0.00047809 | 0 | 0.0001821 | 0.00011416 | 0 | 0.4861 | 0.1275 | 0.033375 | 0.8212 | 0.0013984 | 0
583 | 1 | 1.7979e-05 | 0.00048442 | 0 | 0.0001586 | 0.00011416 | 0 | 0.4845 | 0.1225 | 0.03464 | 0.83502 | 0.006123 | 0
584 | 1 | 2.3559e-05 | 0.00047983 | 0 | 0.00014685 | 0.00011416 | 0 | 0.4861 | 0.1009 | 0.032881 | 0.84516 | 0.07537 | 0
585 | 1 | 3.9569e-05 | 0.00041322 | 0 | 0.00016448 | 0.00011416 | 0.28 | 0.4381 | 0.0882 | 0.039534 | 0.85346 | 0.10674 | 0.24712
586 | 1 | 6.4882e-05 | 0.00033737 | 0 | 0.00018797 | 0.00011416 | 0.54 | 0.4631 | 0.0478 | 0.063782 | 0.88571 | 0.068319 | 0.52864
587 | 1 | 9.1442e-05 | 0.00026321 | 0 | 0.00020677 | 0.00011416 | 0.71 | 0.5074 | 0.0375 | 0.060153 | 0.90691 | 0.023208 | 0.76048
588 | 1 | 0.00010675 | 0.00020441 | 0 | 0.00018797 | 0.00011416 | 0.82 | 0.5062 | 0.0593 | 0.058448 | 0.90968 | 0.0013373 | 0.84632
589 | 1 | 0.00011257 | 0.00016533 | 0 | 0.00019032 | 0.00011416 | 0.85 | 0.4797 | 0.0444 | 0.059548 | 0.92166 | 0.033399 | 0.96642
590 | 1 | 0.00011724 | 0.0001462 | 0 | 0.00021382 | 0.00011416 | 0.8 | 0.4532 | 0.0415 | 0.05306 | 0.94654 | 0.1499 | 0.91745
591 | 1 | 0.00011628 | 0.00014691 | 0 | 0.00022322 | 0.00011416 | 0.72 | 0.4306 | 0.0493 | 0.048661 | 0.92811 | 0.18973 | 0.76997
592 | 1 | 0.00010515 | 0.0001744 | 0 | 0.00022322 | 0.00011416 | 0.56 | 0.3927 | 0.0667 | 0.05361 | 0.9659 | 0.12009 | 0.61315
593 | 1 | 8.3698e-05 | 0.0002675 | 0 | 0.00016448 | 0.00011416 | 0.34 | 0.3778 | 0.0869 | 0.052785 | 0.97051 | 0.035373 | 0.34885
594 | 1 | 6.5267e-05 | 0.00035542 | 0 | 0.00011748 | 0.00011416 | 0 | 0.4208 | 0.1145 | 0.07005 | 1.0184 | 0.0012781 | 0
595 | 1 | 7.4659e-05 | 0.0003821 | 0 | 8.8113e-05 | 0.00011416 | 0 | 0.4377 | 0.1403 | 0.11107 | 1.0323 | 0.0039066 | 0
596 | 1 | 8.771e-05 | 0.00040146 | 0 | 5.8742e-05 | 0.00011416 | 0 | 0.4321 | 0.1325 | 0.19118 | 1.1447 | 0.056654 | 0
597 | 1 | 9.2097e-05 | 0.00041918 | 0 | 3.7595e-05 | 0.00011416 | 0 | 0.4202 | 0.1039 | 0.24182 | 1.1419 | 0.084599 | 0
598 | 1 | 9.0316e-05 | 0.00043702 | 0 | 2.3497e-05 | 0.00011416 | 0 | 0.4068 | 0.1193 | 0.26211 | 1.1539 | 0.056337 | 0
599 | 1 | 8.107e-05 | 0.00045223 | 0 | 9.3987e-06 | 0.00011416 | 0 | 0.3932 | 0.1672 | 0.26871 | 1.1088 | 0.020423 | 0
600 | 1 | 6.2907e-05 | 0.00046414 | 0 | 5.8742e-06 | 0.00011416 | 0 | 0.3774 | 0.2153 | 0.15797 | 1.0507 | 0.0013373 | 0
601 | 1 | 4.245e-05 | 0.00047528 | 0 | 2.3497e-06 | 0.00011416 | 0 | 0.3644 | 0.2516 | 0.075054 | 0.88111 | 0.023914 | 0
602 | 1 | 2.7649e-05 | 0.00048527 | 0 | 1.1748e-06 | 0.00011416 | 0 | 0.3493 | 0.2713 | 0.041458 | 0.8129 | 0.11161 | 0
603 | 1 | 1.8302e-05 | 0.00049389 | 0 | 1.4098e-05 | 0.00011416 | 0 | 0.3329 | 0.2802 | 0.034035 | 0.81843 | 0.14018 | 0
604 | 1 | 1.5442e-05 | 0.00049937 | 0 | 3.7595e-05 | 0.00011416 | 0 | 0.3141 | 0.2971 | 0.031506 | 0.80553 | 0.089831 | 0
605 | 1 | 1.4466e-05 | 0.00050115 | 0 | 9.3987e-05 | 0.00011416 | 0 | 0.3029 | 0.3334 | 0.026557 | 0.79263 | 0.026617 | 0
606 | 1 | 1.9528e-05 | 0.00050115 | 0 | 0.0001821 | 0.00011416 | 0 | 0.2991 | 0.4201 | 0.029692 | 0.80369 | 0.0011466 | 0
607 | 1 | 3.7486e-05 | 0.00049996 | 0 | 0.0001586 | 0.00011416 | 0 | 0.2918 | 0.5019 | 0.046847 | 0.80922 | 0.0020875 | 0
608 | 1 | 7.0174e-05 | 0.00048627 | 0 | 0.00014685 | 0.00011416 | 0 | 0.2747 | 0.583 | 0.11211 | 0.93733 | 0.039075 | 0
609 | 1 | 0.00010755 | 0.00040072 | 0 | 0.00016448 | 0.00011416 | 0.29 | 0.2191 | 0.6353 | 0.19091 | 1.0129 | 0.062917 | 0.25897
610 | 1 | 0.00013064 | 0.00031979 | 0 | 0.00018797 | 0.00011416 | 0.54 | 0.1935 | 0.6778 | 0.24188 | 1.07 | 0.044234 | 0.53154
611 | 1 | 0.0001472 | 0.00024907 | 0 | 0.00020677 | 0.00011416 | 0.69 | 0.1741 | 0.6838 | 0.2443 | 1.1244 | 0.017467 | 0.76215
612 | 1 | 0.0001558 | 0.0001939 | 0 | 0.00018797 | 0.00011416 | 0.8 | 0.1722 | 0.6802 | 0.24287 | 1.0488 | 0.0013373 | 0.84983
613 | 1 | 0.0001592 | 0.00015675 | 0 | 0.00019032 | 0.00011416 | 0.82 | 0.1828 | 0.6102 | 0.21488 | 1.1014 | 0.018372 | 0.93648
614 | 1 | 0.00016067 | 0.00013854 | 0 | 0.00021382 | 0.00011416 | 0.78 | 0.2013 | 0.499 | 0.21823 | 1.1115 | 0.088676 | 0.90505
615 | 1 | 0.00015337 | 0.00014091 | 0 | 0.00022322 | 0.00011416 | 0.71 | 0.2148 | 0.4085 | 0.14664 | 1.1217 | 0.11065 | 0.78669
616 | 1 | 0.00014541 | 0.00016818 | 0 | 0.00022322 | 0.00011416 | 0.55 | 0.2109 | 0.3969 | 0.13867 | 1.13 | 0.071659 | 0.58576
617 | 1 | 0.00013043 | 0.00024182 | 0 | 0.00016448 | 0.00011416 | 0.31 | 0.2158 | 0.5607 | 0.15401 | 1.1198 | 0.021338 | 0.4138
618 | 1 | 0.00012104 | 0.0003048 | 0 | 0.00011748 | 0.00011416 | 0 | 0.2367 | 0.6481 | 0.21559 | 1.1346 | 0.0010584 | 0
619 | 1 | 0.00012657 | 0.00032712 | 0 | 8.8113e-05 | 0.00011416 | 0 | 0.2413 | 0.6742 | 0.27382 | 1.1548 | 0.0012111 | 0
620 | 1 | 0.00013547 | 0.00034506 | 0 | 5.8742e-05 | 0.00011416 | 0 | 0.2345 | 0.6456 | 0.33299 | 1.1889 | 0.029044 | 0
621 | 1 | 0.0001341 | 0.00035986 | 0 | 3.7595e-05 | 0.00011416 | 0 | 0.2311 | 0.5803 | 0.35866 | 1.1954 | 0.049941 | 0
622 | 1 | 0.00012606 | 0.00037548 | 0 | 2.3497e-05 | 0.00011416 | 0 | 0.2444 | 0.5677 | 0.31413 | 1.1576 | 0.036744 | 0
623 | 1 | 0.00010763 | 0.00038669 | 0 | 9.3987e-06 | 0.00011416 | 0 | 0.2558 | 0.5593 | 0.28069 | 1.1253 | 0.01554 | 0
624 | 1 | 8.5045e-05 | 0.00039617 | 0 | 5.8742e-06 | 0.00011416 | 0 | 0.2649 | 0.5621 | 0.15187 | 1.035 | 0.0013373 | 0
625 | 1 | 6.582e-05 | 0.00040712 | 0 | 2.3497e-06 | 0.00011416 | 0 | 0.2807 | 0.5954 | 0.060208 | 0.97143 | 0.015499 | 0
626 | 1 | 5.0502e-05 | 0.00041619 | 0 | 1.1748e-06 | 0.00011416 | 0 | 0.2934 | 0.5789 | 0.037389 | 0.8424 | 0.076556 | 0
627 | 1 | 4.1564e-05 | 0.00042255 | 0 | 1.4098e-05 | 0.00011416 | 0 | 0.3056 | 0.5279 | 0.031506 | 0.8212 | 0.095102 | 0
628 | 1 | 3.7541e-05 | 0.00042914 | 0 | 3.7595e-05 | 0.00011416 | 0 | 0.3049 | 0.5451 | 0.025898 | 0.81935 | 0.062032 | 0
629 | 1 | 3.6786e-05 | 0.00043202 | 0 | 9.3987e-05 | 0.00011416 | 0 | 0.3088 | 0.5004 | 0.027272 | 0.81106 | 0.018534 | 0
630 | 1 | 4.0117e-05 | 0.00043432 | 0 | 0.0001821 | 0.00011416 | 0 | 0.3053 | 0.4669 | 0.033046 | 0.81751 | 0.0010078 | 0
631 | 1 | 5.4867e-05 | 0.00043713 | 0 | 0.0001586 | 0.00011416 | 0 | 0.2983 | 0.4888 | 0.044592 | 0.81659 | 0.00082711 | 0
632 | 1 | 8.5779e-05 | 0.0004254 | 0 | 0.00014685 | 0.00011416 | 0 | 0.2985 | 0.4376 | 0.12294 | 0.94654 | 0.023942 | 0
633 | 1 | 0.00012038 | 0.00034369 | 0 | 0.00016448 | 0.00011416 | 0.3 | 0.2563 | 0.3444 | 0.2157 | 1.1014 | 0.043087 | 0.22858
634 | 1 | 0.00014055 | 0.00026946 | 0 | 0.00018797 | 0.00011416 | 0.47 | 0.2628 | 0.2221 | 0.24666 | 1.0396 | 0.032684 | 0.5241
635 | 1 | 0.00015703 | 0.00019416 | 0 | 0.00020677 | 0.00011416 | 0.72 | 0.332 | 0.1039 | 0.25909 | 1.0147 | 0.014455 | 0.74003
636 | 1 | 0.00016478 | 0.00014147 | 0 | 0.00018797 | 0.00011416 | 0.78 | 0.3817 | 0.1576 | 0.21444 | 1.0111 | 0.0013373 | 0.83726
637 | 1 | 0.00016575 | 0.00011427 | 0 | 0.00019032 | 0.00011416 | 0.81 | 0.4067 | 0.2032 | 0.17507 | 0.9871 | 0.01376 | 0.90675
638 | 1 | 0.00016618 | 0.00010531 | 0 | 0.00021382 | 0.00011416 | 0.79 | 0.416 | 0.2021 | 0.14697 | 0.98157 | 0.069123 | 0.8775
639 | 1 | 0.00015773 | 0.00011401 | 0 | 0.00022322 | 0.00011416 | 0.72 | 0.4194 | 0.1791 | 0.079617 | 0.96682 | 0.08559 | 0.77808
640 | 1 | 0.00015014 | 0.0001408 | 0 | 0.00022322 | 0.00011416 | 0.56 | 0.407 | 0.1614 | 0.077748 | 0.96682 | 0.056119 | 0.61155
641 | 1 | 0.00013628 | 0.00020693 | 0 | 0.00016448 | 0.00011416 | 0.34 | 0.372 | 0.2 | 0.08858 | 0.95484 | 0.016808 | 0.36303
642 | 1 | 0.00012294 | 0.00028464 | 0 | 0.00011748 | 0.00011416 | 0 | 0.3874 | 0.2854 | 0.11849 | 0.95023 | 0.00097493 | 0
643 | 1 | 0.00012685 | 0.00031146 | 0 | 8.8113e-05 | 0.00011416 | 0 | 0.4014 | 0.3897 | 0.16897 | 0.97051 | 0.00062252 | 0
644 | 1 | 0.00013544 | 0.0003364 | 0 | 5.8742e-05 | 0.00011416 | 0 | 0.4101 | 0.4215 | 0.13916 | 0.80534 | 0.020896 | 0
645 | 1 | 0.00013368 | 0.00035746 | 0 | 3.7595e-05 | 0.00011416 | 0 | 0.4162 | 0.3683 | 0.25815 | 0.98802 | 0.038885 | 0
646 | 1 | 0.00012528 | 0.00037422 | 0 | 2.3497e-05 | 0.00011416 | 0 | 0.4099 | 0.2893 | 0.22577 | 0.97604 | 0.030151 | 0
647 | 1 | 0.00010692 | 0.00038943 | 0 | 9.3987e-06 | 0.00011416 | 0 | 0.4021 | 0.2267 | 0.14037 | 0.96129 | 0.01376 | 0
648 | 1 | 8.4867e-05 | 0.00040135 | 0 | 5.8742e-06 | 0.00011416 | 0 | 0.39 | 0.1548 | 0.069885 | 0.87097 | 0.0013373 | 0
649 | 1 | 6.7341e-05 | 0.0004126 | 0 | 2.3497e-06 | 0.00011416 | 0 | 0.3706 | 0.1623 | 0.061857 | 0.82028 | 0.014612 | 0
650 | 1 | 5.2029e-05 | 0.00042348 | 0 | 1.1748e-06 | 0.00011416 | 0 | 0.3437 | 0.2764 | 0.0513 | 0.80553 | 0.072776 | 0
651 | 1 | 4.181e-05 | 0.00043391 | 0 | 1.4098e-05 | 0.00011416 | 0 | 0.3089 | 0.423 | 0.03398 | 0.77788 | 0.090263 | 0
652 | 1 | 3.5976e-05 | 0.00044457 | 0 | 3.7595e-05 | 0.00011416 | 0 | 0.267 | 0.5164 | 0.029197 | 0.76682 | 0.059026 | 0
653 | 1 | 3.3784e-05 | 0.00045149 | 0 | 9.3987e-05 | 0.00011416 | 0 | 0.2351 | 0.5995 | 0.043658 | 0.77235 | 0.017657 | 0
654 | 1 | 3.717e-05 | 0.00045352 | 0 | 0.0001821 | 0.00011416 | 0 | 0.2172 | 0.6468 | 0.039314 | 0.78433 | 0.00099127 | 0
655 | 1 | 5.285e-05 | 0.00045127 | 0 | 0.0001586 | 0.00011416 | 0 | 0.2135 | 0.6921 | 0.061253 | 0.78894 | 0.00071998 | 0
656 | 1 | 8.3363e-05 | 0.00043694 | 0 | 0.00014685 | 0.00011416 | 0 | 0.21 | 0.8043 | 0.15357 | 0.83502 | 0.022384 | 0
657 | 1 | 0.00011733 | 0.00035816 | 0 | 0.00016448 | 0.00011416 | 0.29 | 0.1797 | 0.855 | 0.23374 | 0.90046 | 0.04095 | 0.2644
658 | 1 | 0.00013702 | 0.00028578 | 0 | 0.00018797 | 0.00011416 | 0.53 | 0.1717 | 0.9015 | 0.25958 | 0.9447 | 0.0314 | 0.56434
659 | 1 | 0.0001514 | 0.00021803 | 0 | 0.00020677 | 0.00011416 | 0.68 | 0.1695 | 0.9202 | 0.246 | 0.95945 | 0.014105 | 0.7544
660 | 1 | 0.00015811 | 0.00016922 | 0 | 0.00018797 | 0.00011416 | 0.77 | 0.1809 | 0.8826 | 0.22219 | 0.97051 | 0.0013373 | 0.87034
661 | 1 | 0.00015968 | 0.00013769 | 0 | 0.00019032 | 0.00011416 | 0.78 | 0.2139 | 0.8638 | 0.18981 | 0.97327 | 0.017378 | 0.90973
662 | 1 | 0.00016245 | 0.00012308 | 0 | 0.00021382 | 0.00011416 | 0.77 | 0.2504 | 0.919 | 0.13916 | 0.80534 | 0.084504 | 0.8955
663 | 1 | 0.00015254 | 0.00012337 | 0 | 0.00022322 | 0.00011416 | 0.7 | 0.2807 | 0.8987 | 0.097597 | 0.96498 | 0.10529 | 0.781
664 | 1 | 0.00014641 | 0.00014173 | 0 | 0.00022322 | 0.00011416 | 0.55 | 0.2849 | 0.8873 | 0.080992 | 0.95853 | 0.068347 | 0.62479
665 | 1 | 0.00013147 | 0.00021255 | 0 | 0.00016448 | 0.00011416 | 0.34 | 0.2694 | 0.8619 | 0.081487 | 0.92719 | 0.020374 | 0.36042
666 | 1 | 0.00011794 | 0.00029074 | 0 | 0.00011748 | 0.00011416 | 0 | 0.295 | 0.8287 | 0.12564 | 0.91889 | 0.0010414 | 0
667 | 1 | 0.00012482 | 0.0003128 | 0 | 8.8113e-05 | 0.00011416 | 0 | 0.3144 | 0.7879 | 0.19866 | 0.96313 | 0.0010722 | 0
668 | 1 | 0.00013478 | 0.00032767 | 0 | 5.8742e-05 | 0.00011416 | 0 | 0.3206 | 0.6569 | 0.25474 | 0.9576 | 0.02727 | 0
669 | 1 | 0.00013414 | 0.00034036 | 0 | 3.7595e-05 | 0.00011416 | 0 | 0.3227 | 0.6062 | 0.257 | 0.95023 | 0.047581 | 0
670 | 1 | 0.0001263 | 0.00034932 | 0 | 2.3497e-05 | 0.00011416 | 0 | 0.3223 | 0.5885 | 0.24182 | 0.93456 | 0.035355 | 0
671 | 1 | 0.00010879 | 0.00035905 | 0 | 9.3987e-06 | 0.00011416 | 0 | 0.3284 | 0.7182 | 0.18805 | 0.91889 | 0.015172 | 0
672 | 1 | 8.7821e-05 | 0.00037215 | 0 | 5.8742e-06 | 0.00011416 | 0 | 0.3315 | 0.7627 | 0.12135 | 0.90323 | 0.0013373 | 0
673 | 1 | 6.9882e-05 | 0.00038321 | 0 | 2.3497e-06 | 0.00011416 | 0 | 0.3343 | 0.7468 | 0.10436 | 0.85438 | 0.022727 | 0
674 | 1 | 5.5656e-05 | 0.00038888 | 0 | 1.1748e-06 | 0.00011416 | 0 | 0.3365 | 0.7182 | 0.070435 | 0.83502 | 0.10674 | 0
675 | 1 | 4.7399e-05 | 0.00039269 | 0 | 1.4098e-05 | 0.00011416 | 0 | 0.3388 | 0.7333 | 0.047671 | 0.82949 | 0.1339 | 0
676 | 1 | 4.3747e-05 | 0.00039332 | 0 | 3.7595e-05 | 0.00011416 | 0 | 0.3377 | 0.7789 | 0.050806 | 0.83134 | 0.085976 | 0
677 | 1 | 4.258e-05 | 0.00039602 | 0 | 9.3987e-05 | 0.00011416 | 0 | 0.3382 | 0.8156 | 0.038599 | 0.81935 | 0.025498 | 0
678 | 1 | 4.5179e-05 | 0.00039994 | 0 | 0.0001821 | 0.00011416 | 0 | 0.3525 | 0.814 | 0.039479 | 0.82673 | 0.0011286 | 0
679 | 1 | 5.953e-05 | 0.00040249 | 0 | 0.0001586 | 0.00011416 | 0 | 0.3824 | 0.7704 | 0.061253 | 0.86359 | 0.0018864 | 0
680 | 1 | 8.9359e-05 | 0.0003901 | 0 | 0.00014685 | 0.00011416 | 0 | 0.4314 | 0.7761 | 0.13862 | 0.89309 | 0.036909 | 0
681 | 1 | 0.00011695 | 0.00033644 | 0 | 0.00016448 | 0.00011416 | 0.28 | 0.4367 | 0.7647 | 0.22582 | 0.94378 | 0.060161 | 0.15921
682 | 1 | 0.00013254 | 0.00028223 | 0 | 0.00018797 | 0.00011416 | 0.42 | 0.5283 | 0.8001 | 0.23863 | 0.98802 | 0.042662 | 0.36023
683 | 1 | 0.0001475 | 0.0002157 | 0 | 0.00020677 | 0.00011416 | 0.66 | 0.6433 | 0.8478 | 0.21895 | 1.0249 | 0.01707 | 0.0084909
684 | 1 | 0.0001565 | 0.00015997 | 0 | 0.00018797 | 0.00011416 | 0.78 | 0.712 | 0.8939 | 0.19448 | 1.0304 | 0.0013373 | 0.0019723
685 | 1 | 0.00016105 | 0.00012474 | 0 | 0.00019032 | 0.00011416 | 0.81 | 0.769 | 0.9368 | 0.15033 | 1.0147 | 0.029075 | 0.01521
686 | 1 | 0.00016547 | 0.00010198 | 0 | 0.00021382 | 0.00011416 | 0.67 | 0.8119 | 0.9399 | 0.093638 | 0.97972 | 0.13256 | 0.4397
687 | 1 | 0.00015901 | 0.00010165 | 0 | 0.00022322 | 0.00011416 | 0.58 | 0.8402 | 0.9315 | 0.065321 | 0.96221 | 0.16727 | 0.26635
688 | 1 | 0.00015346 | 0.00011852 | 0 | 0.00022322 | 0.00011416 | 0.55 | 0.8477 | 0.9438 | 0.080002 | 0.99447 | 0.1064 | 0.19192
689 | 1 | 0.00014714 | 0.00014964 | 0 | 0.00016448 | 0.00011416 | 0.13 | 0.8444 | 0.9362 | 0.077033 | 0.97604 | 0.031417 | 0.043858
690 | 1 | 0.00014478 | 0.00017521 | 0 | 0.00011748 | 0.00011416 | 0 | 0.8459 | 0.9432 | 0.073074 | 1.0359 | 0.0012206 | 0
691 | 1 | 0.00015219 | 0.00018254 | 0 | 8.8113e-05 | 0.00011416 | 0 | 0.8506 | 0.9639 | 0.13097 | 1.0857 | 0.0030341 | 0
692 | 1 | 0.00016184 | 0.00018768 | 0 | 5.8742e-05 | 0.00011416 | 0 | 0.8549 | 0.9728 | 0.17463 | 1.0995 | 0.048587 | 0
693 | 1 | 0.00016083 | 0.00019464 | 0 | 3.7595e-05 | 0.00011416 | 0 | 0.8539 | 0.9726 | 0.16919 | 1.1263 | 0.074782 | 0
694 | 1 | 0.000155 | 0.00019956 | 0 | 2.3497e-05 | 0.00011416 | 0 | 0.8487 | 0.9733 | 0.16594 | 1.106 | 0.050911 | 0
695 | 1 | 0.00013923 | 0.00020141 | 0 | 9.3987e-06 | 0.00011416 | 0 | 0.8432 | 0.9628 | 0.1395 | 1.0977 | 0.019119 | 0
696 | 1 | 0.00012088 | 0.00020178 | 0 | 5.8742e-06 | 0.00011416 | 0 | 0.8351 | 0.9318 | 0.090119 | 1.0654 | 0.0013373 | 0
697 | 1 | 0.00010555 | 0.0002033 | 0 | 2.3497e-06 | 0.00011416 | 0 | 0.8331 | 0.8732 | 0.095453 | 1.0313 | 0.036507 | 0
698 | 1 | 9.211e-05 | 0.00020608 | 0 | 1.1748e-06 | 0.00011416 | 0 | 0.8342 | 0.8279 | 0.087645 | 1.0599 | 0.16225 | 0
699 | 1 | 8.4241e-05 | 0.00020974 | 0 | 1.4098e-05 | 0.00011416 | 0 | 0.8267 | 0.8051 | 0.076593 | 1.0664 | 0.20577 | 0
700 | 1 | 7.9422e-05 | 0.00021451 | 0 | 3.7595e-05 | 0.00011416 | 0 | 0.8266 | 0.8264 | 0.06917 | 1.0442 | 0.12983 | 0
701 | 1 | 7.7688e-05 | 0.00021873 | 0 | 9.3987e-05 | 0.00011416 | 0 | 0.8279 | 0.8794 | 0.077143 | 1.0507 | 0.038187 | 0
702 | 1 | 7.9248e-05 | 0.00022354 | 0 | 0.0001821 | 0.00011416 | 0 | 0.8211 | 0.9345 | 0.073019 | 1.0507 | 0.0013174 | 0
703 | 1 | 9.1834e-05 | 0.00022876 | 0 | 0.0001586 | 0.00011416 | 0 | 0.8061 | 0.9494 | 0.092979 | 1.0839 | 0.0045725 | 0
704 | 1 | 0.00011751 | 0.00022883 | 0 | 0.00014685 | 0.00011416 | 0 | 0.7859 | 0.959 | 0.11816 | 1.1134 | 0.062499 | 0
705 | 1 | 0.00013868 | 0.00020297 | 0 | 0.00016448 | 0.00011416 | 0.12 | 0.7744 | 0.963 | 0.17298 | 1.1862 | 0.091599 | 0.073989
706 | 1 | 0.00015135 | 0.000169 | 0 | 0.00018797 | 0.00011416 | 0.27 | 0.7886 | 0.9596 | 0.18871 | 1.2166 | 0.060161 | 0.11318
707 | 1 | 0.00016051 | 0.00013581 | 0 | 0.00020677 | 0.00011416 | 0.5 | 0.8103 | 0.9682 | 0.20201 | 1.2304 | 0.021325 | 0.014764
708 | 1 | 0.00016576 | 0.00011049 | 0 | 0.00018797 | 0.00011416 | 0.23 | 0.8256 | 0.9658 | 0.1936 | 1.2194 | 0.0013373 | 0.0098057
709 | 1 | 0.00016671 | 9.4583e-05 | 0 | 0.00019032 | 0.00011416 | 0.13 | 0.8398 | 0.9545 | 0.2146 | 1.1926 | 0.045108 | 0
710 | 1 | 0.00016748 | 8.8662e-05 | 0 | 0.00021382 | 0.00011416 | 0.47 | 0.8487 | 0.9399 | 0.23412 | 1.1935 | 0.19607 | 0
711 | 1 | 0.00015954 | 9.2177e-05 | 0 | 0.00022322 | 0.00011416 | 0.03 | 0.844 | 0.9051 | 0.21961 | 1.2083 | 0.24976 | 0
712 | 1 | 0.000153 | 0.00010731 | 0 | 0.00022322 | 0.00011416 | 0.03 | 0.8268 | 0.8374 | 0.22093 | 1.1853 | 0.15647 | 0
713 | 1 | 0.00014574 | 0.00013677 | 0 | 0.00016448 | 0.00011416 | 0.02 | 0.8113 | 0.7215 | 0.21763 | 1.2111 | 0.045866 | 0.050098
714 | 1 | 0.00014212 | 0.00016748 | 0 | 0.00011748 | 0.00011416 | 0 | 0.8027 | 0.6301 | 0.2317 | 1.2138 | 0.0014192 | 0
715 | 1 | 0.00014657 | 0.00018513 | 0 | 8.8113e-05 | 0.00011416 | 0 | 0.7975 | 0.5649 | 0.27993 | 1.2313 | 0.0065588 | 0
716 | 1 | 0.00015281 | 0.00019723 | 0 | 5.8742e-05 | 0.00011416 | 0 | 0.7908 | 0.5149 | 0.32551 | 1.2765 | 0.078843 | 0
717 | 1 | 0.00014848 | 0.00020589 | 0 | 3.7595e-05 | 0.00011416 | 0 | 0.7886 | 0.4815 | 0.32776 | 1.2839 | 0.11077 | 0
718 | 1 | 0.00014212 | 0.00021115 | 0 | 2.3497e-05 | 0.00011416 | 0 | 0.7944 | 0.4654 | 0.37653 | 1.2636 | 0.070468 | 0
719 | 1 | 0.00012995 | 0.00021444 | 0 | 9.3987e-06 | 0.00011416 | 0 | 0.7967 | 0.4522 | 0.3155 | 1.1594 | 0.023696 | 0
720 | 1 | 0.00011404 | 0.00021755 | 0 | 5.8742e-06 | 0.00011416 | 0 | 0.8144 | 0.4478 | 0.26013 | 1.13 | 0.0013373 | 0
721 | 1 | 0.00010119 | 0.00022221 | 0 | 2.3497e-06 | 0.00011416 | 0 | 0.8282 | 0.4566 | 0.27162 | 1.0922 | 0.054964 | 0
722 | 1 | 8.8292e-05 | 0.00023287 | 0 | 1.1748e-06 | 0.00011416 | 0 | 0.8218 | 0.48 | 0.26299 | 1.094 | 0.23429 | 0
723 | 1 | 7.5571e-05 | 0.00024393 | 0 | 1.4098e-05 | 0.00011416 | 0 | 0.814 | 0.5091 | 0.20845 | 1.0885 | 0.29961 | 0
724 | 1 | 6.8248e-05 | 0.00025555 | 0 | 3.7595e-05 | 0.00011416 | 0 | 0.7973 | 0.5279 | 0.15616 | 1.0774 | 0.18653 | 0
725 | 1 | 6.3738e-05 | 0.00026735 | 0 | 9.3987e-05 | 0.00011416 | 0 | 0.7753 | 0.4961 | 0.16809 | 1.0636 | 0.054511 | 0
726 | 1 | 6.1221e-05 | 0.00028023 | 0 | 0.0001821 | 0.00011416 | 0 | 0.76 | 0.4902 | 0.14032 | 1.0664 | 0.0015261 | 0
727 | 1 | 6.1716e-05 | 0.00029141 | 0 | 0.0001586 | 0.00011416 | 0 | 0.7562 | 0.5803 | 0.14637 | 1.0783 | 0.0090503 | 0
728 | 1 | 6.796e-05 | 0.00029348 | 0 | 0.00014685 | 0.00011416 | 0 | 0.7554 | 0.6366 | 0.16523 | 1.1106 | 0.097813 | 0
729 | 1 | 8.037e-05 | 0.00027524 | 0 | 0.00016448 | 0.00011416 | 0.05 | 0.766 | 0.5899 | 0.15379 | 1.1336 | 0.13243 | 0.20189
730 | 1 | 9.8621e-05 | 0.00025644 | 0 | 0.00018797 | 0.00011416 | 0.2 | 0.8157 | 0.6693 | 0.19591 | 1.165 | 0.08189 | 0.46046
731 | 1 | 0.00011614 | 0.00023956 | 0 | 0.00020677 | 0.00011416 | 0.37 | 0.8436 | 0.7013 | 0.24611 | 1.2009 | 0.026235 | 0.55494
732 | 1 | 0.00011988 | 0.00022802 | 0 | 0.00018797 | 0.00011416 | 0.53 | 0.8555 | 0.8034 | 0.21884 | 1.2221 | 0.0013373 | 0.87907
733 | 1 | 0.00011737 | 0.00022476 | 0 | 0.00019032 | 0.00011416 | 0.39 | 0.8569 | 0.8491 | 0.171 | 1.223 | 0.06381 | 0.85588
734 | 1 | 0.00011622 | 0.00023061 | 0 | 0.00021382 | 0.00011416 | 0.2 | 0.8501 | 0.8491 | 0.17644 | 1.2083 | 0.26822 | 0.48509
735 | 1 | 0.00010921 | 0.00024323 | 0 | 0.00022322 | 0.00011416 | 0.55 | 0.8348 | 0.8272 | 0.2052 | 1.2065 | 0.34396 | 0.52797
736 | 1 | 9.7769e-05 | 0.00026217 | 0 | 0.00022322 | 0.00011416 | 0.47 | 0.7884 | 0.8531 | 0.19794 | 1.2018 | 0.21317 | 0.46422
737 | 1 | 8.6888e-05 | 0.00029681 | 0 | 0.00016448 | 0.00011416 | 0.37 | 0.7285 | 0.8924 | 0.18651 | 1.1622 | 0.062162 | 0.39095
738 | 1 | 7.9718e-05 | 0.00033515 | 0 | 0.00011748 | 0.00011416 | 0 | 0.7072 | 0.8721 | 0.1688 | 1.1493 | 0.0016155 | 0
739 | 1 | 8.5981e-05 | 0.00035887 | 0 | 8.8113e-05 | 0.00011416 | 0 | 0.7103 | 0.8249 | 0.21911 | 1.2369 | 0.011446 | 0
740 | 1 | 9.5507e-05 | 0.00037707 | 0 | 5.8742e-05 | 0.00011416 | 0 | 0.7112 | 0.7714 | 0.30434 | 1.2903 | 0.11501 | 0
741 | 1 | 9.5649e-05 | 0.00039235 | 0 | 3.7595e-05 | 0.00011416 | 0 | 0.7171 | 0.7906 | 0.32512 | 1.3032 | 0.15168 | 0
742 | 1 | 9.1206e-05 | 0.00040586 | 0 | 2.3497e-05 | 0.00011416 | 0 | 0.7214 | 0.8353 | 0.30692 | 1.3014 | 0.091868 | 0
743 | 1 | 8.0194e-05 | 0.000418 | 0 | 9.3987e-06 | 0.00011416 | 0 | 0.73 | 0.8582 | 0.30241 | 1.282 | 0.028393 | 0
744 | 1 | 6.6823e-05 | 0.00042888 | 0 | 5.8742e-06 | 0.00011416 | 0 | 0.7297 | 0.8416 | 0.25579 | 1.2203 | 0.0013373 | 0
745 | 1 | 5.0641e-05 | 0.00043865 | 0 | 2.3497e-06 | 0.00011416 | 0 | 0.7247 | 0.8437 | 0.21284 | 1.1687 | 0.073557 | 0
746 | 1 | 3.6562e-05 | 0.00044749 | 0 | 1.1748e-06 | 0.00011416 | 0 | 0.7154 | 0.81 | 0.16473 | 1.1641 | 0.30527 | 0
747 | 1 | 2.4917e-05 | 0.00045619 | 0 | 1.4098e-05 | 0.00011416 | 0 | 0.7124 | 0.8172 | 0.14191 | 1.1484 | 0.39249 | 0
748 | 1 | 1.9566e-05 | 0.00046377 | 0 | 3.7595e-05 | 0.00011416 | 0 | 0.7141 | 0.8188 | 0.16127 | 1.1502 | 0.24223 | 0
749 | 1 | 1.5768e-05 | 0.00047021 | 0 | 9.3987e-05 | 0.00011416 | 0 | 0.7056 | 0.8124 | 0.14549 | 1.1364 | 0.070496 | 0
750 | 1 | 1.481e-05 | 0.00047436 | 0 | 0.0001821 | 0.00011416 | 0 | 0.6902 | 0.8001 | 0.13906 | 1.129 | 0.0017082 | 0
751 | 1 | 1.5233e-05 | 0.00047854 | 0 | 0.0001586 | 0.00011416 | 0 | 0.671 | 0.7897 | 0.14615 | 1.1438 | 0.01423 | 0
752 | 1 | 2.069e-05 | 0.00047273 | 0 | 0.00014685 | 0.00011416 | 0 | 0.6542 | 0.777 | 0.14879 | 1.1493 | 0.13412 | 0
753 | 1 | 3.2495e-05 | 0.00043102 | 0 | 0.00016448 | 0.00011416 | 0.24 | 0.642 | 0.7375 | 0.1699 | 1.1742 | 0.17269 | 0.16393
754 | 1 | 5.4861e-05 | 0.00037837 | 0 | 0.00018797 | 0.00011416 | 0.53 | 0.6572 | 0.7269 | 0.19679 | 1.1954 | 0.10263 | 0.45348
755 | 1 | 7.5947e-05 | 0.00033119 | 0 | 0.00020677 | 0.00011416 | 0.72 | 0.6859 | 0.8517 | 0.23583 | 1.2157 | 0.030666 | 0.68834
756 | 1 | 8.8577e-05 | 0.00029959 | 0 | 0.00018797 | 0.00011416 | 0.84 | 0.7069 | 0.9236 | 0.23819 | 1.2286 | 0.0013373 | 0.81586
757 | 1 | 9.184e-05 | 0.0002823 | 0 | 0.00019032 | 0.00011416 | 0.88 | 0.7152 | 0.9325 | 0.19899 | 1.2203 | 0.078782 | 0.96914
758 | 1 | 9.5161e-05 | 0.00027605 | 0 | 0.00021382 | 0.00011416 | 0.83 | 0.7179 | 0.9138 | 0.18651 | 1.1806 | 0.32501 | 0.8299
759 | 1 | 9.3171e-05 | 0.00028049 | 0 | 0.00022322 | 0.00011416 | 0.73 | 0.6984 | 0.8815 | 0.19173 | 1.1806 | 0.41838 | 0.70764
760 | 1 | 8.2961e-05 | 0.00029551 | 0 | 0.00022322 | 0.00011416 | 0.49 | 0.6281 | 0.8156 | 0.16407 | 1.1834 | 0.25771 | 0.50533
761 | 1 | 7.2469e-05 | 0.00033093 | 0 | 0.00016448 | 0.00011416 | 0.31 | 0.5406 | 0.7714 | 0.17067 | 1.1825 | 0.074929 | 0.23942
762 | 1 | 6.0182e-05 | 0.00039087 | 0 | 0.00011748 | 0.00011416 | 0.03 | 0.5101 | 0.7825 | 0.17056 | 1.1935 | 0.0017558 | 0
763 | 1 | 6.6274e-05 | 0.00041667 | 0 | 8.8113e-05 | 0.00011416 | 0 | 0.4975 | 0.7618 | 0.21367 | 1.2203 | 0.015778 | 0
764 | 1 | 7.9991e-05 | 0.00043391 | 0 | 5.8742e-05 | 0.00011416 | 0 | 0.4682 | 0.716 | 0.30533 | 1.2461 | 0.14442 | 0
765 | 1 | 8.4928e-05 | 0.00044771 | 0 | 3.7595e-05 | 0.00011416 | 0 | 0.4391 | 0.6443 | 0.30813 | 1.2618 | 0.1839 | 0
766 | 1 | 8.4906e-05 | 0.00046018 | 0 | 2.3497e-05 | 0.00011416 | 0 | 0.4205 | 0.5719 | 0.32452 | 1.2627 | 0.10831 | 0
767 | 1 | 7.5764e-05 | 0.00047036 | 0 | 9.3987e-06 | 0.00011416 | 0 | 0.4161 | 0.4961 | 0.294 | 1.2581 | 0.031847 | 0
768 | 1 | 5.8973e-05 | 0.00047554 | 0 | 5.8742e-06 | 0.00011416 | 0 | 0.4055 | 0.423 | 0.27322 | 1.2194 | 0.0013373 | 0
769 | 1 | 4.0254e-05 | 0.00048179 | 0 | 2.3497e-06 | 0.00011416 | 0 | 0.394 | 0.3389 | 0.21592 | 1.1521 | 0.084249 | 0
770 | 1 | 2.7228e-05 | 0.00048683 | 0 | 1.1748e-06 | 0.00011416 | 0 | 0.3711 | 0.2528 | 0.17502 | 1.1613 | 0.34559 | 0
771 | 1 | 1.9041e-05 | 0.00049134 | 0 | 1.4098e-05 | 0.00011416 | 0 | 0.3565 | 0.1633 | 0.14917 | 1.1576 | 0.44538 | 0
772 | 1 | 1.561e-05 | 0.00049378 | 0 | 3.7595e-05 | 0.00011416 | 0 | 0.3406 | 0.1084 | 0.14131 | 1.1484 | 0.27383 | 0
773 | 1 | 1.5823e-05 | 0.00049256 | 0 | 9.3987e-05 | 0.00011416 | 0 | 0.3311 | 0.0771 | 0.14879 | 1.1447 | 0.079544 | 0
774 | 1 | 2.1112e-05 | 0.00049016 | 0 | 0.0001821 | 0.00011416 | 0 | 0.3241 | 0.0518 | 0.14741 | 1.1475 | 0.0018044 | 0
775 | 1 | 3.9963e-05 | 0.00048868 | 0 | 0.0001586 | 0.00011416 | 0 | 0.3188 | 0.0319 | 0.1765 | 1.1456 | 0.017434 | 0
776 | 1 | 7.2275e-05 | 0.00047387 | 0 | 0.00014685 | 0.00011416 | 0 | 0.3184 | 0.0193 | 0.267 | 1.1705 | 0.15523 | 0
777 | 1 | 0.00010051 | 0.00043076 | 0 | 0.00016448 | 0.00011416 | 0.04 | 0.3185 | 0.0154 | 0.3861 | 1.2184 | 0.19557 | 0
778 | 1 | 0.0001172 | 0.00038377 | 0 | 0.00018797 | 0.00011416 | 0.16 | 0.3621 | 0.009 | 0.3684 | 1.2535 | 0.11419 | 0.13612
779 | 1 | 0.00013151 | 0.00033574 | 0 | 0.00020677 | 0.00011416 | 0.09 | 0.4187 | 0.009 | 0.3673 | 1.2793 | 0.033057 | 0.0061954
780 | 1 | 0.00013846 | 0.00030195 | 0 | 0.00018797 | 0.00011416 | 0.08 | 0.4582 | 0.0284 | 0.35333 | 1.2571 | 0.0013373 | 0
781 | 1 | 0.00014092 | 0.00028149 | 0 | 0.00019032 | 0.00011416 | 0.11 | 0.4951 | 0.0434 | 0.30599 | 1.2922 | 0.087075 | 0
782 | 1 | 0.00014199 | 0.00027361 | 0 | 0.00021382 | 0.00011416 | 0.2 | 0.5262 | 0.061 | 0.27872 | 1.3622 | 0.3562 | 0.011031
783 | 1 | 0.00013557 | 0.00027675 | 0 | 0.00022322 | 0.00011416 | 0.32 | 0.5347 | 0.098 | 0.23544 | 1.3613 | 0.4593 | 0
784 | 1 | 0.00013077 | 0.00028959 | 0 | 0.00022322 | 0.00011416 | 0.22 | 0.5069 | 0.1447 | 0.1958 | 1.353 | 0.28213 | 0
785 | 1 | 0.00012452 | 0.00031746 | 0 | 0.00016448 | 0.00011416 | 0.04 | 0.4752 | 0.1883 | 0.21202 | 1.3456 | 0.081921 | 0.0043791
786 | 1 | 0.00011967 | 0.00034947 | 0 | 0.00011748 | 0.00011416 | 0.03 | 0.49 | 0.2313 | 0.24952 | 1.3502 | 0.001829 | 0
787 | 1 | 0.00012447 | 0.00035676 | 0 | 8.8113e-05 | 0.00011416 | 0 | 0.5041 | 0.2601 | 0.30511 | 1.3751 | 0.018303 | 0
788 | 1 | 0.00013469 | 0.00035905 | 0 | 5.8742e-05 | 0.00011416 | 0 | 0.5116 | 0.2676 | 0.36356 | 1.3834 | 0.16083 | 0
789 | 1 | 0.00013516 | 0.00035957 | 0 | 3.7595e-05 | 0.00011416 | 0 | 0.5316 | 0.2601 | 0.31577 | 1.3899 | 0.20159 | 0
790 | 1 | 0.00012808 | 0.0003632 | 0 | 2.3497e-05 | 0.00011416 | 0 | 0.5375 | 0.2854 | 0.28059 | 1.4055 | 0.11721 | 0
791 | 1 | 0.00011121 | 0.00036523 | 0 | 9.3987e-06 | 0.00011416 | 0 | 0.5396 | 0.3117 | 0.24463 | 1.3779 | 0.033674 | 0
792 | 1 | 9.0818e-05 | 0.00036693 | 0 | 5.8742e-06 | 0.00011416 | 0 | 0.5388 | 0.3184 | 0.17502 | 1.3419 | 0.0013373 | 0
793 | 1 | 7.5007e-05 | 0.0003713 | 0 | 2.3497e-06 | 0.00011416 | 0 | 0.5443 | 0.3117 | 0.16435 | 1.3226 | 0.087075 | 0
794 | 1 | 6.1964e-05 | 0.00037592 | 0 | 1.1748e-06 | 0.00011416 | 0 | 0.5672 | 0.2688 | 0.15632 | 1.3115 | 0.3562 | 0
795 | 1 | 5.2643e-05 | 0.0003821 | 0 | 1.4098e-05 | 0.00011416 | 0 | 0.5978 | 0.2043 | 0.14604 | 1.2968 | 0.4593 | 0
796 | 1 | 4.795e-05 | 0.00038873 | 0 | 3.7595e-05 | 0.00011416 | 0 | 0.6172 | 0.1483 | 0.14092 | 1.2894 | 0.28213 | 0
797 | 1 | 4.5987e-05 | 0.00039594 | 0 | 9.3987e-05 | 0.00011416 | 0 | 0.6238 | 0.1039 | 0.1346 | 1.2857 | 0.081921 | 0
798 | 1 | 4.8356e-05 | 0.00040268 | 0 | 0.0001821 | 0.00011416 | 0 | 0.6027 | 0.0777 | 0.12591 | 1.2839 | 0.001829 | 0
799 | 1 | 6.2066e-05 | 0.00041001 | 0 | 0.0001586 | 0.00011416 | 0 | 0.5732 | 0.0588 | 0.14411 | 1.2885 | 0.018303 | 0
800 | 1 | 9.0509e-05 | 0.00040786 | 0 | 0.00014685 | 0.00011416 | 0 | 0.5262 | 0.0498 | 0.19332 | 1.2848 | 0.16083 | 0
801 | 1 | 0.0001146 | 0.0003676 | 0 | 0.00016448 | 0.00011416 | 0.12 | 0.479 | 0.0406 | 0.21895 | 1.3124 | 0.20159 | 0.060584
802 | 1 | 0.00012879 | 0.00033507 | 0 | 0.00018797 | 0.00011416 | 0.1 | 0.4938 | 0.0328 | 0.22533 | 1.3401 | 0.11721 | 0
803 | 1 | 0.00013766 | 0.00030458 | 0 | 0.00020677 | 0.00011416 | 0.19 | 0.5177 | 0.0448 | 0.26288 | 1.3576 | 0.033674 | 0.022553
804 | 1 | 0.00014297 | 0.00027909 | 0 | 0.00018797 | 0.00011416 | 0.39 | 0.5565 | 0.0593 | 0.25601 | 1.3539 | 0.0013373 | 0.19536
805 | 1 | 0.00014396 | 0.00026536 | 0 | 0.00019032 | 0.00011416 | 0.38 | 0.5972 | 0.093 | 0.22016 | 1.3558 | 0.087075 | 0.58847
806 | 1 | 0.00014414 | 0.00026121 | 0 | 0.00021382 | 0.00011416 | 0.55 | 0.6222 | 0.152 | 0.19234 | 1.3548 | 0.3562 | 0.0018274
807 | 1 | 0.00013667 | 0.00026454 | 0 | 0.00022322 | 0.00011416 | 0.29 | 0.6134 | 0.2552 | 0.17144 | 1.353 | 0.4593 | 0.082959
808 | 1 | 0.00013118 | 0.00028012 | 0 | 0.00022322 | 0.00011416 | 0.13 | 0.5612 | 0.3528 | 0.19223 | 1.3502 | 0.28213 | 0.0076774
809 | 1 | 0.00012376 | 0.00032027 | 0 | 0.00016448 | 0.00011416 | 0.05 | 0.4937 | 0.4829 | 0.1848 | 1.3456 | 0.081921 | 0.0043123
810 | 1 | 0.00011796 | 0.00036297 | 0 | 0.00011748 | 0.00011416 | 0 | 0.4755 | 0.6129 | 0.19173 | 1.3622 | 0.001829 | 0
811 | 1 | 0.00012187 | 0.00037996 | 0 | 8.8113e-05 | 0.00011416 | 0 | 0.4921 | 0.6222 | 0.24144 | 1.4018 | 0.018303 | 0
812 | 1 | 0.00013021 | 0.00039354 | 0 | 5.8742e-05 | 0.00011416 | 0 | 0.523 | 0.6062 | 0.37373 | 1.4212 | 0.16083 | 0
813 | 1 | 0.00012837 | 0.00040668 | 0 | 3.7595e-05 | 0.00011416 | 0 | 0.5511 | 0.594 | 0.3359 | 1.4249 | 0.20159 | 0
814 | 1 | 0.00012056 | 0.00041556 | 0 | 2.3497e-05 | 0.00011416 | 0 | 0.5608 | 0.6301 | 0.28465 | 1.4009 | 0.11721 | 0
815 | 1 | 0.00010296 | 0.00042429 | 0 | 9.3987e-06 | 0.00011416 | 0 | 0.5712 | 0.6129 | 0.27938 | 1.3908 | 0.033674 | 0
816 | 1 | 8.1298e-05 | 0.00043484 | 0 | 5.8742e-06 | 0.00011416 | 0 | 0.5683 | 0.6248 | 0.23 | 1.3521 | 0.0013373 | 0
817 | 1 | 6.481e-05 | 0.0004456 | 0 | 2.3497e-06 | 0.00011416 | 0 | 0.5693 | 0.6169 | 0.19657 | 1.3152 | 0.081485 | 0
818 | 1 | 4.945e-05 | 0.000458 | 0 | 1.1748e-06 | 0.00011416 | 0 | 0.5675 | 0.6248 | 0.16924 | 1.2894 | 0.3352 | 0
819 | 1 | 3.8616e-05 | 0.00046929 | 0 | 1.4098e-05 | 0.00011416 | 0 | 0.5583 | 0.6404 | 0.16715 | 1.2894 | 0.43173 | 0
820 | 1 | 3.3997e-05 | 0.00047994 | 0 | 3.7595e-05 | 0.00011416 | 0 | 0.569 | 0.6468 | 0.16138 | 1.2737 | 0.26569 | 0
821 | 1 | 2.9446e-05 | 0.00049193 | 0 | 9.3987e-05 | 0.00011416 | 0 | 0.5944 | 0.6532 | 0.15055 | 1.2608 | 0.077214 | 0
822 | 1 | 3.1451e-05 | 0.00050496 | 0 | 0.0001821 | 0.00011416 | 0 | 0.6044 | 0.6619 | 0.1473 | 1.2719 | 0.00178 | 0
823 | 1 | 4.467e-05 | 0.00051887 | 0 | 0.0001586 | 0.00011416 | 0 | 0.6057 | 0.6656 | 0.17117 | 1.2719 | 0.016592 | 0
824 | 1 | 7.3254e-05 | 0.00052083 | 0 | 0.00014685 | 0.00011416 | 0 | 0.6065 | 0.6594 | 0.20476 | 1.2931 | 0.14976 | 0
825 | 1 | 9.5793e-05 | 0.00049045 | 0 | 0.00016448 | 0.00011416 | 0.26 | 0.6302 | 0.699 | 0.23143 | 1.3327 | 0.18967 | 0.26139
826 | 1 | 0.00011151 | 0.00045559 | 0 | 0.00018797 | 0.00011416 | 0.41 | 0.6748 | 0.7149 | 0.27861 | 1.3401 | 0.11122 | 0.56859
827 | 1 | 0.00012155 | 0.00042385 | 0 | 0.00020677 | 0.00011416 | 0.74 | 0.6944 | 0.8124 | 0.27927 | 1.365 | 0.032448 | 0.74712
828 | 1 | 0.00012546 | 0.00040164 | 0 | 0.00018797 | 0.00011416 | 0.87 | 0.7133 | 0.8837 | 0.26101 | 1.3659 | 0.0013373 | 0.20942
829 | 1 | 0.00012715 | 0.00038703 | 0 | 0.00019032 | 0.00011416 | 0.32 | 0.7422 | 0.9082 | 0.24974 | 1.3567 | 0.07614 | 0
830 | 1 | 0.00012806 | 0.00038155 | 0 | 0.00021382 | 0.00011416 | 0.16 | 0.7691 | 0.9104 | 0.21614 | 1.3355 | 0.31504 | 0.57065
831 | 1 | 0.00011893 | 0.00038543 | 0 | 0.00022322 | 0.00011416 | 0.71 | 0.7785 | 0.9038 | 0.19943 | 1.3364 | 0.40529 | 0.29676
832 | 1 | 0.00011398 | 0.00040186 | 0 | 0.00022322 | 0.00011416 | 0.52 | 0.7721 | 0.8738 | 0.17919 | 1.3475 | 0.24989 | 0.2951
833 | 1 | 0.00010746 | 0.00043102 | 0 | 0.00016448 | 0.00011416 | 0.06 | 0.7392 | 0.8423 | 0.18497 | 1.3382 | 0.07269 | 0.019177
834 | 1 | 0.00010213 | 0.00046929 | 0 | 0.00011748 | 0.00011416 | 0.04 | 0.7201 | 0.8272 | 0.19866 | 1.3502 | 0.0017319 | 0
835 | 1 | 0.00010455 | 0.00048971 | 0 | 8.8113e-05 | 0.00011416 | 0 | 0.7342 | 0.7578 | 0.23 | 1.365 | 0.014991 | 0
836 | 1 | 0.00011576 | 0.00050096 | 0 | 5.8742e-05 | 0.00011416 | 0 | 0.751 | 0.7312 | 0.2598 | 1.3935 | 0.1392 | 0
837 | 1 | 0.00011436 | 0.00050892 | 0 | 3.7595e-05 | 0.00011416 | 0 | 0.7567 | 0.7182 | 0.25821 | 1.3871 | 0.17824 | 0
838 | 1 | 0.00010637 | 0.00051532 | 0 | 2.3497e-05 | 0.00011416 | 0 | 0.7525 | 0.716 | 0.24693 | 1.3779 | 0.10544 | 0
839 | 1 | 8.8542e-05 | 0.00052279 | 0 | 9.3987e-06 | 0.00011416 | 0 | 0.7473 | 0.6557 | 0.25199 | 1.341 | 0.031253 | 0
840 | 1 | 6.6521e-05 | 0.00053164 | 0 | 5.8742e-06 | 0.00011416 | 0 | 0.7542 | 0.6327 | 0.20124 | 1.2903 | 0.0013373 | 0
841 | 1 | 4.8087e-05 | 0.00053948 | 0 | 2.3497e-06 | 0.00011416 | 0 | 0.7498 | 0.5872 | 0.15973 | 1.2442 | 0.068568 | 0
842 | 1 | 3.2663e-05 | 0.00054662 | 0 | 1.1748e-06 | 0.00011416 | 0 | 0.7378 | 0.5954 | 0.15495 | 1.2147 | 0.28635 | 0
843 | 1 | 2.2811e-05 | 0.00055451 | 0 | 1.4098e-05 | 0.00011416 | 0 | 0.7318 | 0.6102 | 0.15352 | 1.2184 | 0.36769 | 0
844 | 1 | 1.8761e-05 | 0.00056083 | 0 | 3.7595e-05 | 0.00011416 | 0 | 0.7199 | 0.5579 | 0.15489 | 1.2129 | 0.22739 | 0
845 | 1 | 1.7521e-05 | 0.00056524 | 0 | 9.3987e-05 | 0.00011416 | 0 | 0.7072 | 0.6022 | 0.1533 | 1.1051 | 0.066242 | 0
846 | 1 | 2.0101e-05 | 0.00056868 | 0 | 0.0001821 | 0.00011416 | 0 | 0.6962 | 0.6288 | 0.15687 | 1.1696 | 0.0016614 | 0
847 | 1 | 3.3992e-05 | 0.00057182 | 0 | 0.0001586 | 0.00011416 | 0 | 0.6888 | 0.6008 | 0.16699 | 1.1945 | 0.012788 | 0
848 | 1 | 6.3925e-05 | 0.00056342 | 0 | 0.00014685 | 0.00011416 | 0 | 0.6824 | 0.6506 | 0.22164 | 1.2387 | 0.12432 | 0
849 | 1 | 9.1715e-05 | 0.00051465 | 0 | 0.00016448 | 0.00011416 | 0.26 | 0.6678 | 0.6607 | 0.28196 | 1.2774 | 0.16196 | 0.1977
850 | 1 | 0.00011053 | 0.00045815 | 0 | 0.00018797 | 0.00011416 | 0.53 | 0.7117 | 0.6506 | 0.28322 | 1.3097 | 0.097148 | 0.46318
851 | 1 | 0.00011945 | 0.000411 | 0 | 0.00020677 | 0.00011416 | 0.73 | 0.7448 | 0.6944 | 0.29081 | 1.3134 | 0.029515 | 0.71344
852 | 1 | 0.00012917 | 0.00037663 | 0 | 0.00018797 | 0.00011416 | 0.83 | 0.7498 | 0.7171 | 0.24199 | 1.2995 | 0.0013373 | 0.88754
853 | 1 | 0.00013076 | 0.00035398 | 0 | 0.00019032 | 0.00011416 | 0.9 | 0.7423 | 0.7059 | 0.23467 | 1.5023 | 0.061516 | 0.88755
854 | 1 | 0.00013233 | 0.00034295 | 0 | 0.00021382 | 0.00011416 | 0.15 | 0.7374 | 0.6956 | 0.23396 | 1.2747 | 0.25945 | 0.9541
855 | 1 | 0.0001242 | 0.00034614 | 0 | 0.00022322 | 0.00011416 | 0.22 | 0.7345 | 0.6169 | 0.18849 | 1.2599 | 0.33249 | 0.57516
856 | 1 | 0.00011747 | 0.00036431 | 0 | 0.00022322 | 0.00011416 | 0.04 | 0.7101 | 0.5308 | 0.17606 | 1.2636 | 0.20629 | 0.56649
857 | 1 | 0.00010893 | 0.00040786 | 0 | 0.00016448 | 0.00011416 | 0.05 | 0.6378 | 0.6506 | 0.17804 | 1.2479 | 0.060186 | 0.33646
858 | 1 | 9.7453e-05 | 0.00047421 | 0 | 0.00011748 | 0.00011416 | 0.03 | 0.6062 | 0.7002 | 0.20911 | 1.2654 | 0.0015928 | 0
859 | 1 | 9.9798e-05 | 0.00050377 | 0 | 8.8113e-05 | 0.00011416 | 0 | 0.5922 | 0.7137 | 0.24182 | 1.3346 | 0.010812 | 0
860 | 1 | 0.00011054 | 0.0005215 | 0 | 5.8742e-05 | 0.00011416 | 0 | 0.5461 | 0.6838 | 0.33381 | 1.3539 | 0.11054 | 0
861 | 1 | 0.00010881 | 0.00053549 | 0 | 3.7595e-05 | 0.00011416 | 0 | 0.4943 | 0.6594 | 0.30945 | 1.3465 | 0.1467 | 0
862 | 1 | 0.0001008 | 0.00054766 | 0 | 2.3497e-05 | 0.00011416 | 0 | 0.4619 | 0.6909 | 0.28713 | 1.3152 | 0.089302 | 0
863 | 1 | 8.275e-05 | 0.00055695 | 0 | 9.3987e-06 | 0.00011416 | 0 | 0.4411 | 0.7215 | 0.28163 | 1.3226 | 0.027843 | 0
864 | 1 | 6.0915e-05 | 0.00056268 | 0 | 5.8742e-06 | 0.00011416 | 0 | 0.4205 | 0.7396 | 0.27641 | 1.294 | 0.0013373 | 0
865 | 1 | 4.3188e-05 | 0.00056735 | 0 | 2.3497e-06 | 0.00011416 | 0 | 0.4031 | 0.7608 | 0.18871 | 1.271 | 0.052888 | 0
866 | 1 | 2.8111e-05 | 0.00057293 | 0 | 1.1748e-06 | 0.00011416 | 0 | 0.3922 | 0.7657 | 0.15753 | 1.2369 | 0.22628 | 0
867 | 1 | 1.9612e-05 | 0.0005763 | 0 | 1.4098e-05 | 0.00011416 | 0 | 0.3841 | 0.8026 | 0.13735 | 1.212 | 0.28916 | 0
868 | 1 | 1.5782e-05 | 0.00057923 | 0 | 3.7595e-05 | 0.00011416 | 0 | 0.3762 | 0.8164 | 0.13196 | 1.2074 | 0.18023 | 0
869 | 1 | 1.4528e-05 | 0.00058063 | 0 | 9.3987e-05 | 0.00011416 | 0 | 0.367 | 0.8302 | 0.13141 | 1.13 | 0.052702 | 0
870 | 1 | 1.7451e-05 | 0.00058152 | 0 | 0.0001821 | 0.00011416 | 0 | 0.3694 | 0.8164 | 0.14125 | 1.1843 | 0.0015043 | 0
871 | 1 | 3.2427e-05 | 0.00058544 | 0 | 0.0001586 | 0.00011416 | 0 | 0.3807 | 0.7906 | 0.16479 | 1.2055 | 0.0085089 | 0
872 | 1 | 6.4582e-05 | 0.00057153 | 0 | 0.00014685 | 0.00011416 | 0 | 0.3733 | 0.7578 | 0.29736 | 1.224 | 0.0938 | 0
873 | 1 | 9.6029e-05 | 0.00050388 | 0 | 0.00016448 | 0.00011416 | 0.25 | 0.393 | 0.7666 | 0.3762 | 1.2728 | 0.12789 | 0.19003
874 | 1 | 0.00011686 | 0.00044423 | 0 | 0.00018797 | 0.00011416 | 0.52 | 0.4585 | 0.8992 | 0.38038 | 1.3097 | 0.079513 | 0.47444
875 | 1 | 0.00012795 | 0.0004002 | 0 | 0.00020677 | 0.00011416 | 0.7 | 0.4881 | 0.9065 | 0.34877 | 1.3171 | 0.025714 | 0.72833
876 | 1 | 0.00013139 | 0.00037489 | 0 | 0.00018797 | 0.00011416 | 0.79 | 0.4864 | 0.9042 | 0.2659 | 1.2949 | 0.0013373 | 0.89157
877 | 1 | 0.00013124 | 0.00036049 | 0 | 0.00019032 | 0.00011416 | 0.81 | 0.4834 | 0.902 | 0.24847 | 1.2959 | 0.045108 | 0.98812
878 | 1 | 0.00013094 | 0.00035491 | 0 | 0.00021382 | 0.00011416 | 0.79 | 0.4743 | 0.9015 | 0.24298 | 1.3069 | 0.19607 | 0.89293
879 | 1 | 0.00012252 | 0.00035898 | 0 | 0.00022322 | 0.00011416 | 0.69 | 0.4519 | 0.9006 | 0.23198 | 1.2848 | 0.24976 | 0.75231
880 | 1 | 0.00011595 | 0.00037456 | 0 | 0.00022322 | 0.00011416 | 0.56 | 0.4166 | 0.8934 | 0.22967 | 1.2977 | 0.15647 | 0.55064
881 | 1 | 0.00010715 | 0.000416 | 0 | 0.00016448 | 0.00011416 | 0.33 | 0.34 | 0.881 | 0.21922 | 1.2682 | 0.045866 | 0.31759
882 | 1 | 9.509e-05 | 0.00048701 | 0 | 0.00011748 | 0.00011416 | 0.05 | 0.2977 | 0.8563 | 0.25271 | 1.2737 | 0.0014192 | 0
883 | 1 | 9.6253e-05 | 0.00051121 | 0 | 8.8113e-05 | 0.00011416 | 0 | 0.2861 | 0.8164 | 0.29988 | 1.3373 | 0.0065588 | 0
884 | 1 | 0.00010524 | 0.00052871 | 0 | 5.8742e-05 | 0.00011416 | 0 | 0.2712 | 0.7761 | 0.39985 | 1.3622 | 0.078843 | 0
885 | 1 | 0.00010235 | 0.00054233 | 0 | 3.7595e-05 | 0.00011416 | 0 | 0.2571 | 0.7498 | 0.34464 | 1.3659 | 0.11077 | 0
886 | 1 | 9.5946e-05 | 0.00055169 | 0 | 2.3497e-05 | 0.00011416 | 0 | 0.247 | 0.7204 | 0.31737 | 1.3143 | 0.070468 | 0
887 | 1 | 8.1926e-05 | 0.00055565 | 0 | 9.3987e-06 | 0.00011416 | 0 | 0.2357 | 0.729 | 0.342 | 1.3152 | 0.023696 | 0
888 | 1 | 6.4569e-05 | 0.00055821 | 0 | 5.8742e-06 | 0.00011416 | 0 | 0.2225 | 0.7364 | 0.32023 | 1.2876 | 0.0013373 | 0
889 | 1 | 4.7186e-05 | 0.00056157 | 0 | 2.3497e-06 | 0.00011416 | 0 | 0.2172 | 0.7375 | 0.27685 | 1.2737 | 0.036507 | 0
890 | 1 | 3.1758e-05 | 0.0005645 | 0 | 1.1748e-06 | 0.00011416 | 0 | 0.2156 | 0.7488 | 0.23258 | 1.2433 | 0.16225 | 0
891 | 1 | 2.0458e-05 | 0.00056535 | 0 | 1.4098e-05 | 0.00011416 | 0 | 0.2124 | 0.7519 | 0.1991 | 1.2157 | 0.20577 | 0
892 | 1 | 1.4616e-05 | 0.00056505 | 0 | 3.7595e-05 | 0.00011416 | 0 | 0.1999 | 0.777 | 0.15753 | 1.212 | 0.12983 | 0
893 | 1 | 1.2443e-05 | 0.00056324 | 0 | 9.3987e-05 | 0.00011416 | 0 | 0.1829 | 0.7906 | 0.14923 | 1.1751 | 0.038187 | 0
894 | 1 | 1.2714e-05 | 0.0005622 | 0 | 0.0001821 | 0.00011416 | 0 | 0.1674 | 0.7923 | 0.13889 | 1.1217 | 0.0013174 | 0
895 | 1 | 1.6775e-05 | 0.00056043 | 0 | 0.0001586 | 0.00011416 | 0 | 0.1546 | 0.7949 | 0.15506 | 1.1327 | 0.0045725 | 0
896 | 1 | 2.8899e-05 | 0.00054152 | 0 | 0.00014685 | 0.00011416 | 0 | 0.1392 | 0.7897 | 0.16556 | 1.094 | 0.062499 | 0
897 | 1 | 5.1387e-05 | 0.00047909 | 0 | 0.00016448 | 0.00011416 | 0.06 | 0.129 | 0.7608 | 0.20372 | 1.2396 | 0.091599 | 0.039134
898 | 1 | 8.1042e-05 | 0.00042869 | 0 | 0.00018797 | 0.00011416 | 0.12 | 0.1576 | 0.8543 | 0.35624 | 1.2848 | 0.060161 | 0.17465
899 | 1 | 0.00010404 | 0.00039824 | 0 | 0.00020677 | 0.00011416 | 0.26 | 0.1769 | 0.8556 | 0.39864 | 1.3161 | 0.021325 | 0.47404
900 | 1 | 0.0001108 | 0.00038007 | 0 | 0.00018797 | 0.00011416 | 0.53 | 0.1668 | 0.8563 | 0.41788 | 1.27 | 0.0013373 | 0.73473
901 | 1 | 0.00011129 | 0.00036553 | 0 | 0.00019032 | 0.00011416 | 0.43 | 0.1521 | 0.8668 | 0.36861 | 1.2857 | 0.029075 | 0.58445
902 | 1 | 0.00011267 | 0.00035739 | 0 | 0.00021382 | 0.00011416 | 0.27 | 0.1419 | 0.8656 | 0.34255 | 1.3124 | 0.13256 | 0.46445
903 | 1 | 0.00010878 | 0.00035683 | 0 | 0.00022322 | 0.00011416 | 0.34 | 0.1369 | 0.843 | 0.37681 | 1.2857 | 0.16727 | 0.6774
904 | 1 | 9.9763e-05 | 0.00036686 | 0 | 0.00022322 | 0.00011416 | 0.26 | 0.1365 | 0.7923 | 0.3243 | 1.294 | 0.1064 | 0.53314
905 | 1 | 8.7625e-05 | 0.0004052 | 0 | 0.00016448 | 0.00011416 | 0.22 | 0.1339 | 0.7906 | 0.27107 | 1.3005 | 0.031417 | 0.291
906 | 1 | 7.4503e-05 | 0.00046422 | 0 | 0.00011748 | 0.00011416 | 0.03 | 0.1551 | 0.8264 | 0.2846 | 1.2866 | 0.0012206 | 0
907 | 1 | 7.7025e-05 | 0.0004879 | 0 | 8.8113e-05 | 0.00011416 | 0 | 0.1765 | 0.818 | 0.34442 | 1.3346 | 0.0030341 | 0
908 | 1 | 8.6217e-05 | 0.00050329 | 0 | 5.8742e-05 | 0.00011416 | 0 | 0.1879 | 0.7906 | 0.38291 | 1.2525 | 0.048587 | 0
909 | 1 | 8.7525e-05 | 0.00051647 | 0 | 3.7595e-05 | 0.00011416 | 0 | 0.1907 | 0.7627 | 0.3668 | 1.2378 | 0.074782 | 0
910 | 1 | 8.3352e-05 | 0.00052827 | 0 | 2.3497e-05 | 0.00011416 | 0 | 0.1931 | 0.7375 | 0.31742 | 1.212 | 0.050911 | 0
911 | 1 | 7.2534e-05 | 0.00053889 | 0 | 9.3987e-06 | 0.00011416 | 0 | 0.2023 | 0.7343 | 0.30725 | 1.2046 | 0.019119 | 0
912 | 1 | 5.6061e-05 | 0.00054847 | 0 | 5.8742e-06 | 0.00011416 | 0 | 0.2173 | 0.7126 | 0.26129 | 1.1889 | 0.0013373 | 0
913 | 1 | 3.9e-05 | 0.00055554 | 0 | 2.3497e-06 | 0.00011416 | 0 | 0.23 | 0.6826 | 0.21966 | 1.1281 | 0.02158 | 0
914 | 1 | 2.3467e-05 | 0.00056083 | 0 | 1.1748e-06 | 0.00011416 | 0 | 0.2416 | 0.6142 | 0.16154 | 1.1088 | 0.10201 | 0
915 | 1 | 1.1286e-05 | 0.00056724 | 0 | 1.4098e-05 | 0.00011416 | 0 | 0.2565 | 0.6022 | 0.13224 | 1.0922 | 0.12781 | 0
916 | 1 | 4.4866e-06 | 0.0005716 | 0 | 3.7595e-05 | 0.00011416 | 0 | 0.2725 | 0.5816 | 0.11849 | 1.0829 | 0.082233 | 0
917 | 1 | 9.9601e-07 | 0.00057589 | 0 | 9.3987e-05 | 0.00011416 | 0 | 0.2965 | 0.6468 | 0.11563 | 1.0783 | 0.024412 | 0
918 | 1 | 0 | 0.00057923 | 0 | 0.0001821 | 0.00011416 | 0 | 0.3171 | 0.7588 | 0.11948 | 1.0811 | 0.0011108 | 0
919 | 1 | 1.8405e-06 | 0.00058126 | 0 | 0.0001586 | 0.00011416 | 0 | 0.3333 | 0.8017 | 0.13026 | 1.0756 | 0.0016988 | 0
920 | 1 | 1.0596e-05 | 0.00055706 | 0 | 0.00014685 | 0.00011416 | 0 | 0.3467 | 0.7618 | 0.13202 | 1.0691 | 0.034824 | 0
921 | 1 | 2.7659e-05 | 0.0004866 | 0 | 0.00016448 | 0.00011416 | 0.26 | 0.3482 | 0.6481 | 0.13477 | 1.0461 | 0.057486 | 0.19459
922 | 1 | 5.6559e-05 | 0.00041015 | 0 | 0.00018797 | 0.00011416 | 0.53 | 0.4173 | 0.787 | 0.16281 | 1.0691 | 0.041127 | 0.4624
923 | 1 | 8.4348e-05 | 0.00034007 | 0 | 0.00020677 | 0.00011416 | 0.7 | 0.447 | 0.8563 | 0.18568 | 1.0876 | 0.016678 | 0.7098
924 | 1 | 9.9789e-05 | 0.00028937 | 0 | 0.00018797 | 0.00011416 | 0.8 | 0.4655 | 0.8416 | 0.18326 | 1.1069 | 0.0013373 | 0.86773
925 | 1 | 0.00010398 | 0.00025747 | 0 | 0.00019032 | 0.00011416 | 0.85 | 0.4848 | 0.8345 | 0.17353 | 1.0839 | 0.016421 | 0.96256
926 | 1 | 0.00010856 | 0.0002409 | 0 | 0.00021382 | 0.00011416 | 0.8 | 0.4994 | 0.8219 | 0.17403 | 1.1069 | 0.080465 | 0.88624
927 | 1 | 0.00010775 | 0.00024012 | 0 | 0.00022322 | 0.00011416 | 0.72 | 0.5108 | 0.8043 | 0.1765 | 1.0719 | 0.10011 | 0.78549
928 | 1 | 9.76e-05 | 0.00025747 | 0 | 0.00022322 | 0.00011416 | 0.56 | 0.5137 | 0.7529 | 0.15143 | 1.0488 | 0.065138 | 0.58776
929 | 1 | 8.1527e-05 | 0.0003199 | 0 | 0.00016448 | 0.00011416 | 0.32 | 0.5036 | 0.7608 | 0.14763 | 1.0396 | 0.019439 | 0.34597
930 | 1 | 6.4302e-05 | 0.00040627 | 0 | 0.00011748 | 0.00011416 | 0.06 | 0.5277 | 0.7958 | 0.16083 | 1.0627 | 0.0010245 | 0
931 | 1 | 6.8362e-05 | 0.00043743 | 0 | 8.8113e-05 | 0.00011416 | 0 | 0.5491 | 0.7742 | 0.1842 | 1.1078 | 0.00094438 | 0
932 | 1 | 8.3108e-05 | 0.00045645 | 0 | 5.8742e-05 | 0.00011416 | 0 | 0.5619 | 0.7247 | 0.22131 | 1.1687 | 0.02557 | 0
933 | 1 | 8.8736e-05 | 0.00047461 | 0 | 3.7595e-05 | 0.00011416 | 0 | 0.5665 | 0.6814 | 0.24572 | 1.1945 | 0.045297 | 0
934 | 1 | 8.7515e-05 | 0.00049001 | 0 | 2.3497e-05 | 0.00011416 | 0 | 0.567 | 0.6366 | 0.21675 | 1.1613 | 0.034002 | 0
935 | 1 | 7.7967e-05 | 0.00050181 | 0 | 9.3987e-06 | 0.00011416 | 0 | 0.5733 | 0.5164 | 0.21757 | 1.1253 | 0.014811 | 0
936 | 1 | 5.9667e-05 | 0.00051166 | 0 | 5.8742e-06 | 0.00011416 | 0 | 0.5699 | 0.4742 | 0.18909 | 1.0894 | 0.0013373 | 0
937 | 1 | 3.8347e-05 | 0.00051998 | 0 | 2.3497e-06 | 0.00011416 | 0 | 0.5611 | 0.4317 | 0.12899 | 1.0682 | 0.012157 | 0
938 | 1 | 2.3376e-05 | 0.00052912 | 0 | 1.1748e-06 | 0.00011416 | 0 | 0.5469 | 0.3598 | 0.11679 | 1.0488 | 0.062188 | 0
939 | 1 | 1.4967e-05 | 0.0005373 | 0 | 1.4098e-05 | 0.00011416 | 0 | 0.5341 | 0.3024 | 0.12179 | 1.0562 | 0.076735 | 0
940 | 1 | 1.0783e-05 | 0.00054074 | 0 | 3.7595e-05 | 0.00011416 | 0 | 0.5138 | 0.2828 | 0.11706 | 1.0516 | 0.050594 | 0
941 | 1 | 9.6586e-06 | 0.00054337 | 0 | 9.3987e-05 | 0.00011416 | 0 | 0.4968 | 0.2932 | 0.11354 | 1.047 | 0.015193 | 0
942 | 1 | 1.3366e-05 | 0.00054807 | 0 | 0.0001821 | 0.00011416 | 0 | 0.4762 | 0.2997 | 0.11371 | 1.0498 | 0.00094279 | 0
943 | 1 | 3.2344e-05 | 0.00055077 | 0 | 0.0001586 | 0.00011416 | 0 | 0.4595 | 0.317 | 0.12338 | 1.0691 | 0.00045479 | 0
944 | 1 | 6.9621e-05 | 0.00052139 | 0 | 0.00014685 | 0.00011416 | 0 | 0.4407 | 0.3077 | 0.155 | 1.0922 | 0.01812 | 0
945 | 1 | 0.00010764 | 0.00043195 | 0 | 0.00016448 | 0.00011416 | 0.25 | 0.39 | 0.2564 | 0.19932 | 1.1613 | 0.034965 | 0.20598
946 | 1 | 0.00013332 | 0.00035332 | 0 | 0.00018797 | 0.00011416 | 0.52 | 0.4436 | 0.1557 | 0.24996 | 1.0885 | 0.027752 | 0.45756
947 | 1 | 0.00015012 | 0.00028852 | 0 | 0.00020677 | 0.00011416 | 0.7 | 0.4567 | 0.093 | 0.25568 | 1.1134 | 0.013088 | 0.68886
948 | 1 | 0.00015753 | 0.00024323 | 0 | 0.00018797 | 0.00011416 | 0.8 | 0.4421 | 0.0765 | 0.22747 | 1.1272 | 0.0013373 | 0.82731
949 | 1 | 0.00015869 | 0.0002151 | 0 | 0.00019032 | 0.00011416 | 0.87 | 0.4164 | 0.0966 | 0.22648 | 1.1521 | 0.0081022 | 0.94992
950 | 1 | 0.00015987 | 0.00020186 | 0 | 0.00021382 | 0.00011416 | 0.82 | 0.3899 | 0.1308 | 0.24781 | 1.1401 | 0.044193 | 0.85814
951 | 1 | 0.00015117 | 0.00020345 | 0 | 0.00022322 | 0.00011416 | 0.74 | 0.3639 | 0.1595 | 0.19547 | 1.2461 | 0.053873 | 0.76267
952 | 1 | 0.00014344 | 0.00022258 | 0 | 0.00022322 | 0.00011416 | 0.57 | 0.3428 | 0.1731 | 0.17584 | 1.2166 | 0.036217 | 0.57932
953 | 1 | 0.00012946 | 0.000288 | 0 | 0.00016448 | 0.00011416 | 0.33 | 0.3185 | 0.1946 | 0.16308 | 1.1594 | 0.010974 | 0.34362
954 | 1 | 0.00011293 | 0.00038074 | 0 | 0.00011748 | 0.00011416 | 0.07 | 0.3362 | 0.2348 | 0.18106 | 1.1558 | 0.00085063 | 0
955 | 1 | 0.0001125 | 0.00041204 | 0 | 8.8113e-05 | 0.00011416 | 0 | 0.3478 | 0.2815 | 0.26656 | 1.2599 | 0.00013621 | 0
956 | 1 | 0.00012605 | 0.00042866 | 0 | 5.8742e-05 | 0.00011416 | 0 | 0.3382 | 0.3472 | 0.4131 | 1.2931 | 0.011287 | 0
957 | 1 | 0.00012488 | 0.00044431 | 0 | 3.7595e-05 | 0.00011416 | 0 | 0.321 | 0.4143 | 0.42976 | 1.3041 | 0.024803 | 0
958 | 1 | 0.00011671 | 0.00045641 | 0 | 2.3497e-05 | 0.00011416 | 0 | 0.3008 | 0.4288 | 0.31248 | 1.2848 | 0.021325 | 0
959 | 1 | 9.834e-05 | 0.00046577 | 0 | 9.3987e-06 | 0.00011416 | 0 | 0.2881 | 0.3143 | 0.25166 | 1.2848 | 0.011204 | 0
960 | 1 | 7.5681e-05 | 0.00047421 | 0 | 5.8742e-06 | 0.00011416 | 0 | 0.2772 | 0.2131 | 0.19783 | 1.2212 | 0.0013373 | 0
961 | 1 | 5.7899e-05 | 0.00048094 | 0 | 2.3497e-06 | 0.00011416 | 0 | 0.2668 | 0.176 | 0.17067 | 1.2184 | 0.0059748 | 0
962 | 1 | 4.3462e-05 | 0.00048575 | 0 | 1.1748e-06 | 0.00011416 | 0 | 0.2594 | 0.1721 | 0.13521 | 1.176 | 0.034368 | 0
963 | 1 | 3.5145e-05 | 0.00048908 | 0 | 1.4098e-05 | 0.00011416 | 0 | 0.253 | 0.1978 | 0.13026 | 1.1475 | 0.041482 | 0
964 | 1 | 3.1967e-05 | 0.00048905 | 0 | 3.7595e-05 | 0.00011416 | 0 | 0.2492 | 0.2676 | 0.12949 | 1.1309 | 0.028332 | 0
965 | 1 | 3.0842e-05 | 0.00048882 | 0 | 9.3987e-05 | 0.00011416 | 0 | 0.2519 | 0.309 | 0.12278 | 1.1373 | 0.0086474 | 0
966 | 1 | 3.502e-05 | 0.00048701 | 0 | 0.0001821 | 0.00011416 | 0 | 0.2622 | 0.3528 | 0.1197 | 1.141 | 0.00079265 | 0
967 | 1 | 5.1954e-05 | 0.0004835 | 0 | 0.0001586 | 0.00011416 | 0 | 0.2691 | 0.3969 | 0.13114 | 1.1825 | 4.1009e-05 | 0
968 | 1 | 8.7321e-05 | 0.00045319 | 0 | 0.00014685 | 0.00011416 | 0 | 0.2695 | 0.4128 | 0.21367 | 1.1558 | 0.0078515 | 0
969 | 1 | 0.0001016 | 0.0003777 | 0 | 0.00016448 | 0.00011416 | 0.26 | 0.2397 | 0.4493 | 0.29571 | 1.2194 | 0.019261 | 0.1252
970 | 1 | 0.00014053 | 0.0003125 | 0 | 0.00018797 | 0.00011416 | 0.52 | 0.2339 | 0.4478 | 0.3387 | 1.247 | 0.017646 | 0.29013
971 | 1 | 0.00015414 | 0.00025204 | 0 | 0.00020677 | 0.00011416 | 0.69 | 0.2486 | 0.4215 | 0.35305 | 1.2415 | 0.010054 | 0.67986
972 | 1 | 0.00016304 | 0.00020497 | 0 | 0.00018797 | 0.00011416 | 0.77 | 0.2465 | 0.4361 | 0.13916 | 0.80534 | 0.0013373 | 0.82954
973 | 1 | 0.00016356 | 0.00017766 | 0 | 0.00019032 | 0.00011416 | 0.77 | 0.2343 | 0.4654 | 0.30791 | 1.2673 | 0.0042568 | 0.93736
974 | 1 | 0.0001644 | 0.00016519 | 0 | 0.00021382 | 0.00011416 | 0.38 | 0.2172 | 0.4917 | 0.28009 | 1.2876 | 0.026119 | 0.17029
975 | 1 | 0.00015635 | 0.00016737 | 0 | 0.00022322 | 0.00011416 | 0.37 | 0.199 | 0.512 | 0.2554 | 1.2857 | 0.031154 | 0.43878
976 | 1 | 0.00014951 | 0.00018783 | 0 | 0.00022322 | 0.00011416 | 0.17 | 0.173 | 0.4932 | 0.25777 | 1.2525 | 0.021683 | 0.090636
977 | 1 | 0.00013647 | 0.00024985 | 0 | 0.00016448 | 0.00011416 | 0.28 | 0.1516 | 0.5135 | 0.26469 | 1.2525 | 0.0066753 | 0.2111
978 | 1 | 0.00012296 | 0.00032338 | 0 | 0.00011748 | 0.00011416 | 0.06 | 0.1535 | 0.6506 | 0.27333 | 1.235 | 0.00073737 | 0
979 | 1 | 0.00012384 | 0.00035169 | 0 | 8.8113e-05 | 0.00011416 | 0 | 0.1632 | 0.6967 | 0.32105 | 1.2728 | 5.3757e-06 | 0
980 | 1 | 0.00013387 | 0.00037226 | 0 | 5.8742e-05 | 0.00011416 | 0 | 0.1695 | 0.6802 | 0.37285 | 1.2544 | 0.0051952 | 0
981 | 1 | 0.00013346 | 0.00038984 | 0 | 3.7595e-05 | 0.00011416 | 0 | 0.1788 | 0.6379 | 0.38275 | 1.2922 | 0.014612 | 0
982 | 1 | 0.00012563 | 0.00040479 | 0 | 2.3497e-05 | 0.00011416 | 0 | 0.1918 | 0.5954 | 0.33953 | 1.271 | 0.014416 | 0
983 | 1 | 0.00010743 | 0.00041644 | 0 | 9.3987e-06 | 0.00011416 | 0 | 0.206 | 0.5437 | 0.30643 | 1.2516 | 0.0089859 | 0
984 | 1 | 8.4864e-05 | 0.00042496 | 0 | 5.8742e-06 | 0.00011416 | 0 | 0.2121 | 0.4201 | 0.23715 | 1.2295 | 0.0013373 | 0
985 | 1 | 6.7129e-05 | 0.00043039 | 0 | 2.3497e-06 | 0.00011416 | 0 | 0.2061 | 0.305 | 0.17886 | 1.1502 | 0.0038861 | 0
986 | 1 | 5.1522e-05 | 0.00043454 | 0 | 1.1748e-06 | 0.00011416 | 0 | 0.1983 | 0.2676 | 0.14631 | 1.0903 | 0.024287 | 0
987 | 1 | 4.3281e-05 | 0.00043913 | 0 | 1.4098e-05 | 0.00011416 | 0 | 0.1883 | 0.2479 | 0.15956 | 1.0977 | 0.028873 | 0
988 | 1 | 3.9627e-05 | 0.00044253 | 0 | 3.7595e-05 | 0.00011416 | 0 | 0.1752 | 0.2233 | 0.14912 | 1.1972 | 0.020202 | 0
989 | 1 | 3.889e-05 | 0.00044412 | 0 | 9.3987e-05 | 0.00011416 | 0 | 0.1649 | 0.1883 | 0.15484 | 1.177 | 0.0062342 | 0
990 | 1 | 4.2827e-05 | 0.00044275 | 0 | 0.0001821 | 0.00011416 | 0 | 0.1608 | 0.1567 | 0.16292 | 1.1843 | 0.00072397 | 0
991 | 1 | 5.8679e-05 | 0.00044164 | 0 | 0.0001586 | 0.00011416 | 0 | 0.1626 | 0.1394 | 0.18431 | 1.1724 | 2.3399e-06 | 0
992 | 1 | 9.3047e-05 | 0.00041567 | 0 | 0.00014685 | 0.00011416 | 0 | 0.1636 | 0.125 | 0.23572 | 1.1972 | 0.0046411 | 0
993 | 1 | 0.00012313 | 0.0003464 | 0 | 0.00016448 | 0.00011416 | 0.2 | 0.1453 | 0.1456 | 0.30967 | 1.2286 | 0.013581 | 0.12551
994 | 1 | 0.00014148 | 0.00028575 | 0 | 0.00018797 | 0.00011416 | 0.5 | 0.133 | 0.1145 | 0.35371 | 1.2332 | 0.013675 | 0.18486
995 | 1 | 0.00015464 | 0.00023679 | 0 | 0.00020677 | 0.00011416 | 0.67 | 0.1261 | 0.0697 | 0.37131 | 1.2783 | 0.0087312 | 0.55493
996 | 1 | 0.00015958 | 0.000204 | 0 | 0.00018797 | 0.00011416 | 0.78 | 0.1244 | 0.0383 | 0.36636 | 1.2608 | 0.0013373 | 0.61465
997 | 1 | 0.00015907 | 0.0001902 | 0 | 0.00019032 | 0.00011416 | 0.8 | 0.1173 | 0.0171 | 0.35492 | 1.2516 | 0.0046503 | 0.94081
998 | 1 | 0.00015731 | 0.00018857 | 0 | 0.00021382 | 0.00011416 | 0.71 | 0.1054 | 0.0058 | 0.32199 | 1.1659 | 0.028041 | 0.86563
999 | 1 | 0.0001473 | 0.00019586 | 0 | 0.00022322 | 0.00011416 | 0.27 | 0.0924 | 0.0012 | 0.2808 | 1.141 | 0.033553 | 0.75633
1000 | 1 | 0.00014124 | 0.00021177 | 0 | 0.00022322 | 0.00011416 | 0.22 | 0.0824 | 0.0018 | 0.26376 | 1.2101 | 0.023235 | 0.39195
1001 | 1 | 0.00013302 | 0.00024885 | 0 | 0.00016448 | 0.00011416 | 0.27 | 0.0835 | 0.0068 | 0.26546 | 1.1373 | 0.0071367 | 0.15003
1002 | 1 | 0.00012496 | 0.00030025 | 0 | 0.00011748 | 0.00011416 | 0.04 | 0.1009 | 0.0193 | 0.26667 | 1.2369 | 0.00075094 | 0
1003 | 1 | 0.00012619 | 0.00032497 | 0 | 8.8113e-05 | 0.00011416 | 0 | 0.1112 | 0.0429 | 0.31962 | 1.2562 | 1.0303e-05 | 0
1004 | 1 | 0.00013715 | 0.00034099 | 0 | 5.8742e-05 | 0.00011416 | 0 | 0.1094 | 0.0822 | 0.34409 | 1.2747 | 0.0057917 | 0
1005 | 1 | 0.00013621 | 0.00035365 | 0 | 3.7595e-05 | 0.00011416 | 0 | 0.1069 | 0.1438 | 0.36389 | 1.2433 | 0.015695 | 0
1006 | 1 | 0.0001293 | 0.00036357 | 0 | 2.3497e-05 | 0.00011416 | 0 | 0.1045 | 0.2302 | 0.35261 | 1.2903 | 0.015183 | 0
1007 | 1 | 0.0001129 | 0.00037119 | 0 | 9.3987e-06 | 0.00011416 | 0 | 0.1032 | 0.317 | 0.33013 | 1.2654 | 0.0092455 | 0
1008 | 1 | 9.0814e-05 | 0.00037792 | 0 | 5.8742e-06 | 0.00011416 | 0 | 0.1021 | 0.3911 | 0.27822 | 1.2276 | 0.0013373 | 0
1009 | 1 | 7.2847e-05 | 0.00038625 | 0 | 2.3497e-06 | 0.00011416 | 0 | 0.1016 | 0.4405 | 0.23049 | 1.2009 | 0.0064666 | 0
1010 | 1 | 5.7406e-05 | 0.00039391 | 0 | 1.1748e-06 | 0.00011416 | 0 | 0.0995 | 0.4669 | 0.18271 | 1.1401 | 0.036671 | 0
1011 | 1 | 4.9378e-05 | 0.0003982 | 0 | 1.4098e-05 | 0.00011416 | 0 | 0.0958 | 0.4698 | 0.15813 | 1.1346 | 0.044379 | 0
1012 | 1 | 4.4936e-05 | 0.00040223 | 0 | 3.7595e-05 | 0.00011416 | 0 | 0.0957 | 0.4712 | 0.15616 | 1.0747 | 0.030183 | 0
1013 | 1 | 4.4591e-05 | 0.00040305 | 0 | 9.3987e-05 | 0.00011416 | 0 | 0.0992 | 0.4859 | 0.16506 | 1.0737 | 0.0091946 | 0
1014 | 1 | 4.8007e-05 | 0.00040342 | 0 | 0.0001821 | 0.00011416 | 0 | 0.1011 | 0.4961 | 0.17567 | 1.1668 | 0.00080689 | 0
1015 | 1 | 6.3152e-05 | 0.00040279 | 0 | 0.0001586 | 0.00011416 | 0 | 0.0981 | 0.4873 | 0.20229 | 1.1733 | 5.8079e-05 | 0
1016 | 1 | 9.3933e-05 | 0.00038843 | 0 | 0.00014685 | 0.00011416 | 0 | 0.09 | 0.4434 | 0.26222 | 1.2028 | 0.0086334 | 0
1017 | 1 | 0.00012 | 0.00033985 | 0 | 0.00016448 | 0.00011416 | 0.12 | 0.0684 | 0.3184 | 0.3183 | 1.2369 | 0.020559 | 0.29836
1018 | 1 | 0.00012838 | 0.00029555 | 0 | 0.00018797 | 0.00011416 | 0.16 | 0.0592 | 0.2098 | 0.13916 | 0.80534 | 0.018522 | 0.4756
1019 | 1 | 0.00014865 | 0.000251 | 0 | 0.00020677 | 0.00011416 | 0.55 | 0.0689 | 0.1456 | 0.39484 | 1.2488 | 0.010334 | 0.68513
1020 | 1 | 0.00015387 | 0.00021666 | 0 | 0.00018797 | 0.00011416 | 0.65 | 0.0788 | 0.1576 | 0.36741 | 1.153 | 0.0013373 | 0.69602
1021 | 1 | 0.00015641 | 0.00019357 | 0 | 0.00019032 | 0.00011416 | 0.58 | 0.087 | 0.2777 | 0.36411 | 1.1696 | 0.010683 | 0.63473
1022 | 1 | 0.00015682 | 0.00018217 | 0 | 0.00021382 | 0.00011416 | 0.64 | 0.089 | 0.3612 | 0.30648 | 1.2 | 0.055732 | 0.74954
1023 | 1 | 0.00014843 | 0.00018243 | 0 | 0.00022322 | 0.00011416 | 0.36 | 0.0865 | 0.4172 | 0.27135 | 1.1171 | 0.068513 | 0.42441
1024 | 1 | 0.00014337 | 0.00019394 | 0 | 0.00022322 | 0.00011416 | 0.1 | 0.0852 | 0.5048 | 0.2637 | 1.1161 | 0.045444 | 0
1025 | 1 | 0.00013616 | 0.00023342 | 0 | 0.00016448 | 0.00011416 | 0.37 | 0.094 | 0.5803 | 0.27223 | 1.1355 | 0.013684 | 0.0019277
1026 | 1 | 0.00012688 | 0.00028897 | 0 | 0.00011748 | 0.00011416 | 0.08 | 0.1204 | 0.5885 | 0.29708 | 1.1539 | 0.00091137 | 0
1027 | 1 | 0.00012713 | 0.00031032 | 0 | 8.8113e-05 | 0.00011416 | 0 | 0.1409 | 0.6314 | 0.33233 | 1.1908 | 0.00032027 | 0
1028 | 1 | 0.00013837 | 0.00032157 | 0 | 5.8742e-05 | 0.00011416 | 0 | 0.1498 | 0.7025 | 0.34728 | 1.2525 | 0.015602 | 0
1029 | 1 | 0.00013869 | 0.00033204 | 0 | 3.7595e-05 | 0.00011416 | 0 | 0.1617 | 0.7312 | 0.36174 | 1.3069 | 0.031318 | 0
1030 | 1 | 0.00013198 | 0.00034247 | 0 | 2.3497e-05 | 0.00011416 | 0 | 0.1686 | 0.7193 | 0.35795 | 1.2571 | 0.025484 | 0
1031 | 1 | 0.0001135 | 0.00035631 | 0 | 9.3987e-06 | 0.00011416 | 0 | 0.1722 | 0.7761 | 0.33397 | 1.2636 | 0.012438 | 0
1032 | 1 | 9.2335e-05 | 0.00036801 | 0 | 5.8742e-06 | 0.00011416 | 0 | 0.1708 | 0.7852 | 0.26926 | 1.2258 | 0.0013373 | 0
1033 | 1 | 7.3995e-05 | 0.00037748 | 0 | 2.3497e-06 | 0.00011416 | 0 | 0.1712 | 0.7618 | 0.19146 | 1.1475 | 0.016421 | 0
1034 | 1 | 5.8785e-05 | 0.00038736 | 0 | 1.1748e-06 | 0.00011416 | 0 | 0.177 | 0.7798 | 0.19349 | 1.1134 | 0.080465 | 0
1035 | 1 | 4.8699e-05 | 0.00039617 | 0 | 1.4098e-05 | 0.00011416 | 0 | 0.1873 | 0.7975 | 0.1715 | 1.1005 | 0.10011 | 0
1036 | 1 | 4.2928e-05 | 0.00040416 | 0 | 3.7595e-05 | 0.00011416 | 0 | 0.2063 | 0.7914 | 0.16655 | 1.0802 | 0.065138 | 0
1037 | 1 | 4.0414e-05 | 0.00041352 | 0 | 9.3987e-05 | 0.00011416 | 0 | 0.2306 | 0.7843 | 0.14961 | 1.0636 | 0.019439 | 0
1038 | 1 | 4.2182e-05 | 0.00042159 | 0 | 0.0001821 | 0.00011416 | 0 | 0.2506 | 0.777 | 0.14846 | 1.059 | 0.0010245 | 0
1039 | 1 | 5.6276e-05 | 0.00042836 | 0 | 0.0001586 | 0.00011416 | 0 | 0.2706 | 0.7966 | 0.18827 | 1.0719 | 0.00094438 | 0
1040 | 1 | 8.7893e-05 | 0.0004079 | 0 | 0.00014685 | 0.00011416 | 0 | 0.277 | 0.8338 | 0.25282 | 1.1041 | 0.02557 | 0
1041 | 1 | 0.00011765 | 0.00033777 | 0 | 0.00016448 | 0.00011416 | 0.28 | 0.2674 | 0.8594 | 0.29351 | 1.1797 | 0.045297 | 0.17469
1042 | 1 | 0.00013915 | 0.00026436 | 0 | 0.00018797 | 0.00011416 | 0.53 | 0.3126 | 0.9202 | 0.30659 | 1.1484 | 0.034002 | 0.37265
1043 | 1 | 0.00015458 | 0.00019497 | 0 | 0.00020677 | 0.00011416 | 0.64 | 0.3656 | 0.9847 | 0.27388 | 1.1502 | 0.014811 | 0.65143
1044 | 1 | 0.00016014 | 0.00015357 | 0 | 0.00018797 | 0.00011416 | 0.78 | 0.3925 | 0.9908 | 0.24924 | 1.1631 | 0.0013373 | 0.88621
1045 | 1 | 0.00016005 | 0.00013185 | 0 | 0.00019032 | 0.00011416 | 0.54 | 0.4177 | 0.9842 | 0.23082 | 1.1318 | 0.025142 | 0.74644
1046 | 1 | 0.00015976 | 0.00012189 | 0 | 0.00021382 | 0.00011416 | 0.49 | 0.4339 | 0.9447 | 0.20762 | 1.1382 | 0.11662 | 0.72445
1047 | 1 | 0.00015137 | 0.00012256 | 0 | 0.00022322 | 0.00011416 | 0.19 | 0.4397 | 0.9121 | 0.18178 | 1.1226 | 0.14666 | 0.50807
1048 | 1 | 0.00014333 | 0.00013762 | 0 | 0.00022322 | 0.00011416 | 0.27 | 0.4367 | 0.9051 | 0.17304 | 1.1382 | 0.0938 | 0.31842
1049 | 1 | 0.00013257 | 0.00018865 | 0 | 0.00016448 | 0.00011416 | 0.29 | 0.4104 | 0.9154 | 0.17408 | 1.1604 | 0.027767 | 0.3498
1050 | 1 | 0.0001167 | 0.00027646 | 0 | 0.00011748 | 0.00011416 | 0.1 | 0.4203 | 0.9154 | 0.19442 | 1.1862 | 0.0011648 | 0
1051 | 1 | 0.00011538 | 0.0003088 | 0 | 8.8113e-05 | 0.00011416 | 0 | 0.4446 | 0.9006 | 0.22401 | 1.2203 | 0.0023023 | 0
1052 | 1 | 0.0001264 | 0.00032671 | 0 | 5.8742e-05 | 0.00011416 | 0 | 0.4542 | 0.876 | 0.28399 | 1.3309 | 0.041324 | 0
1053 | 1 | 0.00012508 | 0.00034195 | 0 | 3.7595e-05 | 0.00011416 | 0 | 0.4473 | 0.8471 | 0.26904 | 1.3005 | 0.065756 | 0
1054 | 1 | 0.00011837 | 0.00035528 | 0 | 2.3497e-05 | 0.00011416 | 0 | 0.4434 | 0.8484 | 0.25133 | 1.2608 | 0.045845 | 0
1055 | 1 | 0.00010412 | 0.00036579 | 0 | 9.3987e-06 | 0.00011416 | 0 | 0.4388 | 0.8953 | 0.24056 | 1.2682 | 0.017871 | 0
1056 | 1 | 8.6567e-05 | 0.00037518 | 0 | 5.8742e-06 | 0.00011416 | 0 | 0.4388 | 0.9166 | 0.20416 | 1.2378 | 0.0013373 | 0
1057 | 1 | 7.184e-05 | 0.00038503 | 0 | 2.3497e-06 | 0.00011416 | 0 | 0.4379 | 0.9001 | 0.19299 | 1.2194 | 0.038131 | 0
1058 | 1 | 5.7281e-05 | 0.00039184 | 0 | 1.1748e-06 | 0.00011416 | 0 | 0.4435 | 0.9125 | 0.18095 | 1.2 | 0.16868 | 0
1059 | 1 | 4.7166e-05 | 0.00039398 | 0 | 1.4098e-05 | 0.00011416 | 0 | 0.4546 | 0.9121 | 0.16809 | 1.2018 | 0.21411 | 0
1060 | 1 | 4.2289e-05 | 0.00039113 | 0 | 3.7595e-05 | 0.00011416 | 0 | 0.4674 | 0.8749 | 0.11233 | 1.177 | 0.1349 | 0
1061 | 1 | 4.1446e-05 | 0.00038625 | 0 | 9.3987e-05 | 0.00011416 | 0 | 0.4727 | 0.8092 | 0.10716 | 1.1041 | 0.039648 | 0
1062 | 1 | 4.1135e-05 | 0.00038092 | 0 | 0.0001821 | 0.00011416 | 0 | 0.4712 | 0.8116 | 0.10442 | 1.0544 | 0.0013373 | 0
1063 | 1 | 4.4797e-05 | 0.00037692 | 0 | 0.0001586 | 0.00011416 | 0 | 0.4686 | 0.8211 | 0.12267 | 1.0691 | 0.0049321 | 0
1064 | 1 | 5.821e-05 | 0.00034862 | 0 | 0.00014685 | 0.00011416 | 0 | 0.46 | 0.8164 | 0.16066 | 1.0857 | 0.065567 | 0
1065 | 1 | 7.6754e-05 | 0.00029774 | 0 | 0.00016448 | 0.00011416 | 0.24 | 0.4443 | 0.7312 | 0.17315 | 1.0682 | 0.09524 | 0.019623
1066 | 1 | 0.00010204 | 0.00025466 | 0 | 0.00018797 | 0.00011416 | 0.1 | 0.5245 | 0.7104 | 0.20284 | 1.1438 | 0.062136 | 0.073743
1067 | 1 | 0.00012257 | 0.00021699 | 0 | 0.00020677 | 0.00011416 | 0.06 | 0.5903 | 0.8464 | 0.24034 | 1.1733 | 0.021786 | 0.0018943
1068 | 1 | 0.00013082 | 0.00018495 | 0 | 0.00018797 | 0.00011416 | 0.27 | 0.6106 | 0.8588 | 0.21653 | 1.1853 | 0.0013373 | 0.10382
1069 | 1 | 0.00013395 | 0.00015612 | 0 | 0.00019032 | 0.00011416 | 0.39 | 0.6205 | 0.8491 | 0.20977 | 1.1235 | 0.052888 | 0.63957
1070 | 1 | 0.00013808 | 0.00013588 | 0 | 0.00021382 | 0.00011416 | 0.48 | 0.6199 | 0.8498 | 0.18288 | 1.1613 | 0.22628 | 0.087449
1071 | 1 | 0.00013342 | 0.00013355 | 0 | 0.00022322 | 0.00011416 | 0.25 | 0.6104 | 0.8287 | 0.15638 | 1.165 | 0.28916 | 0.14594
1072 | 1 | 0.00012304 | 0.00014757 | 0 | 0.00022322 | 0.00011416 | 0.24 | 0.5957 | 0.7549 | 0.12762 | 1.0986 | 0.18023 | 0.022809
1073 | 1 | 0.00011163 | 0.00018387 | 0 | 0.00016448 | 0.00011416 | 0.14 | 0.5785 | 0.7149 | 0.12157 | 1.0424 | 0.052702 | 0.013149
1074 | 1 | 0.00010199 | 0.00023109 | 0 | 0.00011748 | 0.00011416 | 0.07 | 0.5692 | 0.679 | 0.13075 | 1.0608 | 0.0015043 | 0
1075 | 1 | 0.00010435 | 0.00025166 | 0 | 8.8113e-05 | 0.00011416 | 0 | 0.569 | 0.5926 | 0.18926 | 1.0995 | 0.0085089 | 0
1076 | 1 | 0.00011518 | 0.00026495 | 0 | 5.8742e-05 | 0.00011416 | 0 | 0.5557 | 0.5164 | 0.26898 | 1.2074 | 0.0938 | 0
1077 | 1 | 0.00011418 | 0.00027402 | 0 | 3.7595e-05 | 0.00011416 | 0 | 0.5418 | 0.4405 | 0.26904 | 1.27 | 0.12789 | 0
1078 | 1 | 0.00011114 | 0.00028016 | 0 | 2.3497e-05 | 0.00011416 | 0 | 0.5365 | 0.3389 | 0.21983 | 1.2747 | 0.079513 | 0
1079 | 1 | 0.00010237 | 0.00028578 | 0 | 9.3987e-06 | 0.00011416 | 0 | 0.5289 | 0.2564 | 0.19844 | 1.2912 | 0.025714 | 0
1080 | 1 | 8.9975e-05 | 0.000289 | 0 | 5.8742e-06 | 0.00011416 | 0 | 0.5313 | 0.1842 | 0.17496 | 1.2654 | 0.0013373 | 0
1081 | 1 | 7.8214e-05 | 0.00029189 | 0 | 2.3497e-06 | 0.00011416 | 0 | 0.5368 | 0.1225 | 0.13785 | 1.1558 | 0.071033 | 0
1082 | 1 | 6.6056e-05 | 0.00029503 | 0 | 1.1748e-06 | 0.00011416 | 0 | 0.5374 | 0.1002 | 0.12377 | 1.1143 | 0.29571 | 0
1083 | 1 | 5.6085e-05 | 0.00030192 | 0 | 1.4098e-05 | 0.00011416 | 0 | 0.5255 | 0.1061 | 0.10497 | 1.1115 | 0.37996 | 0
1084 | 1 | 5.0939e-05 | 0.00030617 | 0 | 3.7595e-05 | 0.00011416 | 0 | 0.5327 | 0.1076 | 0.11965 | 1.094 | 0.23473 | 0
1085 | 1 | 4.8115e-05 | 0.00030873 | 0 | 9.3987e-05 | 0.00011416 | 0 | 0.5404 | 0.1193 | 0.12492 | 1.0839 | 0.068347 | 0
1086 | 1 | 4.6643e-05 | 0.00031239 | 0 | 0.0001821 | 0.00011416 | 0 | 0.5475 | 0.1623 | 0.12371 | 1.0857 | 0.0016847 | 0
1087 | 1 | 4.6977e-05 | 0.00031539 | 0 | 0.0001586 | 0.00011416 | 0 | 0.5299 | 0.2325 | 0.10969 | 1.1078 | 0.013496 | 0
1088 | 1 | 5.4141e-05 | 0.00029822 | 0 | 0.00014685 | 0.00011416 | 0 | 0.5177 | 0.279 | 0.12525 | 1.1171 | 0.12916 | 0
1089 | 1 | 6.4808e-05 | 0.00025592 | 0 | 0.00016448 | 0.00011416 | 0.06 | 0.5004 | 0.2313 | 0.12283 | 1.1189 | 0.16727 | 0.024715
1090 | 1 | 8.4265e-05 | 0.00021115 | 0 | 0.00018797 | 0.00011416 | 0.12 | 0.5412 | 0.2396 | 0.14378 | 1.2184 | 0.099862 | 0.091739
1091 | 1 | 0.00010415 | 0.00017111 | 0 | 0.00020677 | 0.00011416 | 0.05 | 0.5637 | 0.2165 | 0.15737 | 1.282 | 0.030087 | 0.001872
1092 | 1 | 0.00011654 | 0.00013817 | 0 | 0.00018797 | 0.00011416 | 0.11 | 0.5569 | 0.2131 | 0.18013 | 1.2931 | 0.0013373 | 0.0017829
1093 | 1 | 0.0001211 | 0.00011279 | 0 | 0.00019032 | 0.00011416 | 0.22 | 0.5368 | 0.2131 | 0.18244 | 1.2894 | 0.089964 | 0.010363
1094 | 1 | 0.00012568 | 9.8172e-05 | 0 | 0.00021382 | 0.00011416 | 0.26 | 0.518 | 0.2087 | 0.16913 | 1.2737 | 0.36702 | 0.18582
1095 | 1 | 0.00012466 | 9.7025e-05 | 0 | 0.00022322 | 0.00011416 | 0.48 | 0.5062 | 0.1925 | 0.18326 | 1.2608 | 0.47351 | 0.38209
1096 | 1 | 0.00011513 | 0.00010894 | 0 | 0.00022322 | 0.00011416 | 0.51 | 0.4838 | 0.1539 | 0.14637 | 1.2507 | 0.2906 | 0.1288
1097 | 1 | 0.00010252 | 0.00014842 | 0 | 0.00016448 | 0.00011416 | 0.22 | 0.4162 | 0.1145 | 0.13323 | 1.1982 | 0.084345 | 0.38224
1098 | 1 | 8.688e-05 | 0.0002184 | 0 | 0.00011748 | 0.00011416 | 0.1 | 0.3886 | 0.0842 | 0.15561 | 1.1539 | 0.0018538 | 0
1099 | 1 | 8.7301e-05 | 0.00024996 | 0 | 8.8113e-05 | 0.00011416 | 0 | 0.3908 | 0.0644 | 0.20713 | 1.1816 | 0.019201 | 0
1100 | 1 | 9.8762e-05 | 0.00027106 | 0 | 5.8742e-05 | 0.00011416 | 0 | 0.3815 | 0.0415 | 0.26843 | 1.1862 | 0.16657 | 0
1101 | 1 | 0.00010232 | 0.00029167 | 0 | 3.7595e-05 | 0.00011416 | 0 | 0.3685 | 0.0183 | 0.32501 | 1.2083 | 0.20773 | 0
1102 | 1 | 0.00010171 | 0.00030584 | 0 | 2.3497e-05 | 0.00011416 | 0 | 0.3704 | 0.0086 | 0.30962 | 1.3272 | 0.12029 | 0
1103 | 1 | 9.4785e-05 | 0.00031724 | 0 | 9.3987e-06 | 0.00011416 | 0 | 0.3835 | 0.0103 | 0.33057 | 1.3281 | 0.034298 | 0
1104 | 1 | 7.871e-05 | 0.00033089 | 0 | 5.8742e-06 | 0.00011416 | 0 | 0.3847 | 0.0473 | 0.30109 | 1.3346 | 0.0013373 | 0
1105 | 1 | 6.2217e-05 | 0.0003431 | 0 | 2.3497e-06 | 0.00011416 | 0 | 0.377 | 0.1177 | 0.17914 | 1.2756 | 0.11199 | 0
1106 | 1 | 4.8934e-05 | 0.00035539 | 0 | 1.1748e-06 | 0.00011416 | 0 | 0.3688 | 0.1883 | 0.15412 | 1.2203 | 0.44895 | 0
1107 | 1 | 3.975e-05 | 0.00036527 | 0 | 1.4098e-05 | 0.00011416 | 0 | 0.3608 | 0.2614 | 0.13774 | 1.1696 | 0.58129 | 0
1108 | 1 | 3.543e-05 | 0.00037456 | 0 | 3.7595e-05 | 0.00011416 | 0 | 0.3384 | 0.3375 | 0.13719 | 1.13 | 0.3547 | 0
1109 | 1 | 3.3585e-05 | 0.00038207 | 0 | 9.3987e-05 | 0.00011416 | 0 | 0.3138 | 0.4347 | 0.14005 | 1.1189 | 0.10266 | 0
1110 | 1 | 3.7308e-05 | 0.00038754 | 0 | 0.0001821 | 0.00011416 | 0 | 0.2917 | 0.5193 | 0.14224 | 1.1207 | 0.0020339 | 0
1111 | 1 | 5.423e-05 | 0.00038806 | 0 | 0.0001586 | 0.00011416 | 0 | 0.277 | 0.5465 | 0.16204 | 1.2055 | 0.026323 | 0
1112 | 1 | 8.5558e-05 | 0.00035739 | 0 | 0.00014685 | 0.00011416 | 0 | 0.2461 | 0.4917 | 0.22065 | 1.1991 | 0.21058 | 0
1113 | 1 | 0.00011223 | 0.00029936 | 0 | 0.00016448 | 0.00011416 | 0.09 | 0.2233 | 0.4027 | 0.30153 | 1.1935 | 0.25424 | 0.016146
1114 | 1 | 0.0001338 | 0.00023771 | 0 | 0.00018797 | 0.00011416 | 0.1 | 0.2678 | 0.3797 | 0.30274 | 1.3078 | 0.14333 | 0
1115 | 1 | 0.00014716 | 0.00018139 | 0 | 0.00020677 | 0.00011416 | 0.12 | 0.2896 | 0.3598 | 0.25562 | 1.3318 | 0.038885 | 0
1116 | 1 | 0.00015504 | 0.00013858 | 0 | 0.00018797 | 0.00011416 | 0.08 | 0.2933 | 0.4012 | 0.28108 | 1.2525 | 0.0013373 | 0
1117 | 1 | 0.00015922 | 0.00011123 | 0 | 0.00019032 | 0.00011416 | 0.07 | 0.3022 | 0.4786 | 0.29389 | 1.2415 | 0.13351 | 0
1118 | 1 | 0.00016178 | 9.7099e-05 | 0 | 0.00021382 | 0.00011416 | 0.06 | 0.3227 | 0.4595 | 0.29147 | 1.2525 | 0.5282 | 0
1119 | 1 | 0.00015462 | 9.8135e-05 | 0 | 0.00022322 | 0.00011416 | 0.05 | 0.3355 | 0.3334 | 0.23242 | 1.294 | 0.68575 | 0
1120 | 1 | 0.0001471 | 0.00011645 | 0 | 0.00022322 | 0.00011416 | 0.05 | 0.335 | 0.1701 | 0.21598 | 1.2221 | 0.41662 | 0.0017271
1121 | 1 | 0.00013709 | 0.00016496 | 0 | 0.00016448 | 0.00011416 | 0.06 | 0.3022 | 0.0679 | 0.21471 | 1.2359 | 0.12033 | 0.003666
1122 | 1 | 0.00012175 | 0.00024404 | 0 | 0.00011748 | 0.00011416 | 0 | 0.3031 | 0.011 | 0.25287 | 1.3502 | 0.0021973 | 0
1123 | 1 | 0.00011852 | 0.0002786 | 0 | 8.8113e-05 | 0.00011416 | 0 | 0.3334 | 0.0545 | 0.30588 | 1.3613 | 0.033674 | 0
1124 | 1 | 0.00013038 | 0.00029444 | 0 | 5.8742e-05 | 0.00011416 | 0 | 0.362 | 0.2589 | 0.35069 | 1.3843 | 0.25398 | 0
1125 | 1 | 0.00013157 | 0.00030595 | 0 | 3.7595e-05 | 0.00011416 | 0 | 0.3908 | 0.5236 | 0.33513 | 1.3641 | 0.29924 | 0
1126 | 1 | 0.00012521 | 0.00031561 | 0 | 2.3497e-05 | 0.00011416 | 0 | 0.4178 | 0.7247 | 0.29026 | 1.2986 | 0.16527 | 0
1127 | 1 | 0.00010932 | 0.00032516 | 0 | 9.3987e-06 | 0.00011416 | 0 | 0.4447 | 0.7676 | 0.21262 | 1.2728 | 0.043128 | 0
1128 | 1 | 9.0166e-05 | 0.00033152 | 0 | 5.8742e-06 | 0.00011416 | 0 | 0.4662 | 0.7059 | 0.16886 | 1.1696 | 0.0013373 | 0
1129 | 1 | 7.4828e-05 | 0.00033796 | 0 | 2.3497e-06 | 0.00011416 | 0 | 0.4891 | 0.6481 | 0.13928 | 1.129 | 0.14929 | 0
1130 | 1 | 6.1496e-05 | 0.00034492 | 0 | 1.1748e-06 | 0.00011416 | 0 | 0.5172 | 0.679 | 0.12025 | 1.1217 | 0.58591 | 0
1131 | 1 | 5.3584e-05 | 0.0003501 | 0 | 1.4098e-05 | 0.00011416 | 0 | 0.5544 | 0.7047 | 0.11937 | 1.118 | 0.76192 | 0
1132 | 1 | 4.9456e-05 | 0.00035542 | 0 | 3.7595e-05 | 0.00011416 | 0 | 0.5884 | 0.7508 | 0.10986 | 1.1115 | 0.46167 | 0
1133 | 1 | 4.7369e-05 | 0.00036197 | 0 | 9.3987e-05 | 0.00011416 | 0 | 0.6202 | 0.7458 | 0.11453 | 1.1051 | 0.13317 | 0
1134 | 1 | 5.0366e-05 | 0.00036778 | 0 | 0.0001821 | 0.00011416 | 0 | 0.6465 | 0.7488 | 0.10936 | 1.1032 | 0.0023109 | 0
1135 | 1 | 6.4524e-05 | 0.00037311 | 0 | 0.0001586 | 0.00011416 | 0 | 0.6634 | 0.7742 | 0.12679 | 1.0986 | 0.039265 | 0
1136 | 1 | 9.1538e-05 | 0.00036316 | 0 | 0.00014685 | 0.00011416 | 0 | 0.6712 | 0.7458 | 0.17348 | 1.1926 | 0.28599 | 0
1137 | 1 | 0.00011221 | 0.00032567 | 0 | 0.00016448 | 0.00011416 | 0.11 | 0.702 | 0.5899 | 0.2146 | 1.1687 | 0.33202 | 0
1138 | 1 | 0.00013101 | 0.00027672 | 0 | 0.00018797 | 0.00011416 | 0.11 | 0.7559 | 0.5816 | 0.22588 | 1.1733 | 0.18108 | 0.0020391
1139 | 1 | 0.00014398 | 0.00023253 | 0 | 0.00020677 | 0.00011416 | 0.64 | 0.7626 | 0.7258 | 0.22829 | 1.1843 | 0.046121 | 0.022174
1140 | 1 | 0.00015057 | 0.00020182 | 0 | 0.00018797 | 0.00011416 | 0.35 | 0.7455 | 0.699 | 0.20856 | 1.2341 | 0.0013373 | 0.7799
1141 | 1 | 0.00015328 | 0.00018236 | 0 | 0.00019032 | 0.00011416 | 0.36 | 0.7293 | 0.6656 | 0.21136 | 1.247 | 0.16191 | 0.88126
1142 | 1 | 0.00015464 | 0.00017396 | 0 | 0.00021382 | 0.00011416 | 0.57 | 0.7158 | 0.6262 | 0.21422 | 1.2645 | 0.63184 | 0.19374
1143 | 1 | 0.00014568 | 0.00017499 | 0 | 0.00022322 | 0.00011416 | 0.3 | 0.7046 | 0.5899 | 0.18134 | 1.2 | 0.8226 | 0.14817
1144 | 1 | 0.00013958 | 0.00018757 | 0 | 0.00022322 | 0.00011416 | 0.27 | 0.6845 | 0.5522 | 0.16044 | 1.2452 | 0.4975 | 0.21753
1145 | 1 | 0.00013242 | 0.00022017 | 0 | 0.00016448 | 0.00011416 | 0.15 | 0.616 | 0.5705 | 0.16616 | 1.177 | 0.14337 | 0.27177
1146 | 1 | 0.00012235 | 0.0002752 | 0 | 0.00011748 | 0.00011416 | 0.04 | 0.5355 | 0.6862 | 0.17326 | 1.2415 | 0.0023987 | 0
1147 | 1 | 0.00011885 | 0.00031035 | 0 | 8.8113e-05 | 0.00011416 | 0 | 0.515 | 0.7375 | 0.21746 | 1.2332 | 0.043843 | 0
1148 | 1 | 0.0001296 | 0.00033204 | 0 | 5.8742e-05 | 0.00011416 | 0 | 0.5171 | 0.7025 | 0.34574 | 1.2636 | 0.31169 | 0
1149 | 1 | 0.00013122 | 0.00034606 | 0 | 3.7595e-05 | 0.00011416 | 0 | 0.5204 | 0.6532 | 0.35338 | 1.3539 | 0.35811 | 0
1150 | 1 | 0.00012377 | 0.00035657 | 0 | 2.3497e-05 | 0.00011416 | 0 | 0.5212 | 0.6142 | 0.32083 | 1.3336 | 0.19357 | 0
1151 | 1 | 0.00010594 | 0.00036749 | 0 | 9.3987e-06 | 0.00011416 | 0 | 0.5162 | 0.5465 | 0.24842 | 1.2608 | 0.048455 | 0
1152 | 1 | 8.4685e-05 | 0.00037896 | 0 | 5.8742e-06 | 0.00011416 | 0 | 0.5093 | 0.461 | 0.198 | 1.1917 | 0.0013373 | 0
1153 | 1 | 6.7029e-05 | 0.00039065 | 0 | 2.3497e-06 | 0.00011416 | 0 | 0.5042 | 0.3811 | 0.16231 | 1.1346 | 0.1707 | 0
1154 | 1 | 5.1699e-05 | 0.00040246 | 0 | 1.1748e-06 | 0.00011416 | 0 | 0.4986 | 0.3347 | 0.14901 | 1.0802 | 0.66376 | 0
1155 | 1 | 4.2956e-05 | 0.00041252 | 0 | 1.4098e-05 | 0.00011416 | 0 | 0.4846 | 0.2815 | 0.14213 | 1.0682 | 0.8648 | 0
1156 | 1 | 3.8566e-05 | 0.00042148 | 0 | 3.7595e-05 | 0.00011416 | 0 | 0.4785 | 0.2348 | 0.12218 | 1.0627 | 0.52239 | 0
1157 | 1 | 3.6572e-05 | 0.00043128 | 0 | 9.3987e-05 | 0.00011416 | 0 | 0.4708 | 0.2244 | 0.11442 | 1.0571 | 0.15046 | 0
1158 | 1 | 3.8262e-05 | 0.00043961 | 0 | 0.0001821 | 0.00011416 | 0 | 0.454 | 0.212 | 0.12866 | 1.0608 | 0.0024584 | 0
1159 | 1 | 5.3013e-05 | 0.00044331 | 0 | 0.0001586 | 0.00011416 | 0 | 0.4417 | 0.2032 | 0.14989 | 1.0673 | 0.047084 | 0
1160 | 1 | 8.5185e-05 | 0.00041315 | 0 | 0.00014685 | 0.00011416 | 0 | 0.406 | 0.1595 | 0.20779 | 1.1447 | 0.32965 | 0
1161 | 1 | 0.00011256 | 0.0003498 | 0 | 0.00016448 | 0.00011416 | 0.21 | 0.3805 | 0.1242 | 0.26096 | 1.2267 | 0.37624 | 0.2661
1162 | 1 | 0.00013364 | 0.0002796 | 0 | 0.00018797 | 0.00011416 | 0.56 | 0.405 | 0.0987 | 0.28377 | 1.1742 | 0.20222 | 0.54146
1163 | 1 | 0.00014717 | 0.00022513 | 0 | 0.00020677 | 0.00011416 | 0.75 | 0.3893 | 0.0709 | 0.29312 | 1.2535 | 0.050053 | 0.79798
1164 | 1 | 0.00015356 | 0.00018602 | 0 | 0.00018797 | 0.00011416 | 0.66 | 0.3543 | 0.0829 | 0.30549 | 1.2949 | 0.0013373 | 0.95131
1165 | 1 | 0.00015731 | 0.0001603 | 0 | 0.00019032 | 0.00011416 | 0.62 | 0.3215 | 0.0758 | 0.30621 | 1.3115 | 0.1707 | 0.52296
1166 | 1 | 0.00015768 | 0.00014768 | 0 | 0.00021382 | 0.00011416 | 0.68 | 0.2981 | 0.0566 | 0.28212 | 1.3088 | 0.66376 | 0.37014
1167 | 1 | 0.00015021 | 0.00014809 | 0 | 0.00022322 | 0.00011416 | 0.69 | 0.2885 | 0.0463 | 0.25018 | 1.1926 | 0.8648 | 0.0083683
1168 | 1 | 0.0001437 | 0.0001606 | 0 | 0.00022322 | 0.00011416 | 0.55 | 0.2878 | 0.0453 | 0.2306 | 1.1908 | 0.52239 | 0.26848
1169 | 1 | 0.00013527 | 0.00019953 | 0 | 0.00016448 | 0.00011416 | 0.36 | 0.2818 | 0.0508 | 0.23506 | 1.1714 | 0.15046 | 0.20592
1170 | 1 | 0.00011929 | 0.00028308 | 0 | 0.00011748 | 0.00011416 | 0.03 | 0.296 | 0.0524 | 0.25595 | 1.2046 | 0.0024584 | 0
1171 | 1 | 0.0001125 | 0.00032208 | 0 | 8.8113e-05 | 0.00011416 | 0 | 0.3252 | 0.0733 | 0.31099 | 1.2212 | 0.047084 | 0
1172 | 1 | 0.00012467 | 0.00034033 | 0 | 5.8742e-05 | 0.00011416 | 0 | 0.3258 | 0.0816 | 0.36268 | 1.2479 | 0.32965 | 0
1173 | 1 | 0.00012561 | 0.00035642 | 0 | 3.7595e-05 | 0.00011416 | 0 | 0.3127 | 0.093 | 0.35355 | 1.2479 | 0.37624 | 0
1174 | 1 | 0.00011748 | 0.00037182 | 0 | 2.3497e-05 | 0.00011416 | 0 | 0.2812 | 0.1474 | 0.35064 | 1.3419 | 0.20222 | 0
1175 | 1 | 9.8895e-05 | 0.00039043 | 0 | 9.3987e-06 | 0.00011416 | 0 | 0.2514 | 0.2176 | 0.34063 | 1.2977 | 0.050053 | 0
1176 | 1 | 7.6661e-05 | 0.00040878 | 0 | 5.8742e-06 | 0.00011416 | 0 | 0.2243 | 0.2577 | 0.27492 | 1.2406 | 0.0013373 | 0
1177 | 1 | 5.8513e-05 | 0.00042366 | 0 | 2.3497e-06 | 0.00011416 | 0 | 0.2068 | 0.2958 | 0.19113 | 1.1724 | 0.16191 | 0
1178 | 1 | 4.4275e-05 | 0.00043495 | 0 | 1.1748e-06 | 0.00011416 | 0 | 0.1996 | 0.3117 | 0.18128 | 1.1751 | 0.63184 | 0
1179 | 1 | 3.5359e-05 | 0.00044372 | 0 | 1.4098e-05 | 0.00011416 | 0 | 0.1991 | 0.3117 | 0.19585 | 1.1733 | 0.8226 | 0
1180 | 1 | 3.1565e-05 | 0.00045056 | 0 | 3.7595e-05 | 0.00011416 | 0 | 0.2095 | 0.2997 | 0.19629 | 1.1659 | 0.4975 | 0
1181 | 1 | 2.9713e-05 | 0.00045541 | 0 | 9.3987e-05 | 0.00011416 | 0 | 0.2174 | 0.2577 | 0.19706 | 1.165 | 0.14337 | 0
1182 | 1 | 3.3034e-05 | 0.00045911 | 0 | 0.0001821 | 0.00011416 | 0 | 0.2205 | 0.2407 | 0.19948 | 1.1677 | 0.0023987 | 0
1183 | 1 | 4.767e-05 | 0.00046059 | 0 | 0.0001586 | 0.00011416 | 0 | 0.2221 | 0.3279 | 0.21686 | 1.1834 | 0.043843 | 0
1184 | 1 | 8.2408e-05 | 0.00042125 | 0 | 0.00014685 | 0.00011416 | 0 | 0.2211 | 0.4566 | 0.30698 | 1.2267 | 0.31169 | 0
1185 | 1 | 0.00011265 | 0.00033862 | 0 | 0.00016448 | 0.00011416 | 0.32 | 0.2103 | 0.4449 | 0.35162 | 1.2544 | 0.35811 | 0.24061
1186 | 1 | 0.00013447 | 0.00025692 | 0 | 0.00018797 | 0.00011416 | 0.56 | 0.1992 | 0.5004 | 0.34904 | 1.2756 | 0.19357 | 0.52585
1187 | 1 | 0.00014807 | 0.00018942 | 0 | 0.00020677 | 0.00011416 | 0.73 | 0.1927 | 0.6169 | 0.32672 | 1.2756 | 0.048455 | 0.76107
1188 | 1 | 0.00015385 | 0.0001468 | 0 | 0.00018797 | 0.00011416 | 0.82 | 0.1878 | 0.6557 | 0.33436 | 1.2037 | 0.0013373 | 0.34171
1189 | 1 | 0.00015592 | 0.00012123 | 0 | 0.00019032 | 0.00011416 | 0.87 | 0.1806 | 0.6932 | 0.32622 | 1.2009 | 0.14929 | 0.096219
1190 | 1 | 0.00015673 | 0.00011016 | 0 | 0.00021382 | 0.00011416 | 0.83 | 0.1686 | 0.7081 | 0.32617 | 1.2922 | 0.58591 | 0.6993
1191 | 1 | 0.00014859 | 0.00011349 | 0 | 0.00022322 | 0.00011416 | 0.74 | 0.1483 | 0.7081 | 0.30571 | 1.1825 | 0.76192 | 0.82268
1192 | 1 | 0.00014196 | 0.00013192 | 0 | 0.00022322 | 0.00011416 | 0.58 | 0.1299 | 0.7301 | 0.28608 | 1.2323 | 0.46167 | 0.61191
1193 | 1 | 0.00013243 | 0.00017599 | 0 | 0.00016448 | 0.00011416 | 0.29 | 0.1211 | 0.716 | 0.2874 | 1.1751 | 0.13317 | 0.38581
1194 | 1 | 0.00011684 | 0.00026266 | 0 | 0.00011748 | 0.00011416 | 0.11 | 0.1298 | 0.7588 | 0.32639 | 1.1816 | 0.0023109 | 0
1195 | 1 | 0.00011317 | 0.00030428 | 0 | 8.8113e-05 | 0.00011416 | 0 | 0.1384 | 0.7879 | 0.36603 | 1.2664 | 0.039265 | 0
1196 | 1 | 0.00012742 | 0.00032282 | 0 | 5.8742e-05 | 0.00011416 | 0 | 0.1419 | 0.8164 | 0.45368 | 1.3751 | 0.28599 | 0
1197 | 1 | 0.00012827 | 0.00033737 | 0 | 3.7595e-05 | 0.00011416 | 0 | 0.1445 | 0.8226 | 0.45208 | 1.3908 | 0.33202 | 0
1198 | 1 | 0.00012109 | 0.0003511 | 0 | 2.3497e-05 | 0.00011416 | 0 | 0.1452 | 0.787 | 0.42569 | 1.3899 | 0.18108 | 0
1199 | 1 | 0.00010384 | 0.00036734 | 0 | 9.3987e-06 | 0.00011416 | 0 | 0.1412 | 0.777 | 0.40205 | 1.3512 | 0.046121 | 0
1200 | 1 | 8.2331e-05 | 0.00038351 | 0 | 5.8742e-06 | 0.00011416 | 0 | 0.1337 | 0.7941 | 0.33612 | 1.27 | 0.0013373 | 0
1201 | 1 | 6.4588e-05 | 0.00039842 | 0 | 2.3497e-06 | 0.00011416 | 0 | 0.1326 | 0.8395 | 0.26134 | 1.1982 | 0.12975 | 0
1202 | 1 | 4.8711e-05 | 0.00041297 | 0 | 1.1748e-06 | 0.00011416 | 0 | 0.14 | 0.8924 | 0.2024 | 1.1604 | 0.51439 | 0
1203 | 1 | 3.8168e-05 | 0.00042662 | 0 | 1.4098e-05 | 0.00011416 | 0 | 0.1592 | 0.8934 | 0.18717 | 1.1382 | 0.66754 | 0
1204 | 1 | 3.3111e-05 | 0.00043609 | 0 | 3.7595e-05 | 0.00011416 | 0 | 0.1824 | 0.8721 | 0.18871 | 1.1484 | 0.40584 | 0
1205 | 1 | 3.1849e-05 | 0.00043939 | 0 | 9.3987e-05 | 0.00011416 | 0 | 0.195 | 0.8601 | 0.18645 | 1.1576 | 0.11725 | 0
1206 | 1 | 3.4866e-05 | 0.00044261 | 0 | 0.0001821 | 0.00011416 | 0 | 0.2001 | 0.8783 | 0.19497 | 1.153 | 0.0021695 | 0
1207 | 1 | 5.0239e-05 | 0.00044501 | 0 | 0.0001586 | 0.00011416 | 0 | 0.2041 | 0.8721 | 0.23473 | 1.1659 | 0.032364 | 0
1208 | 1 | 8.3311e-05 | 0.00041504 | 0 | 0.00014685 | 0.00011416 | 0 | 0.202 | 0.8982 | 0.31182 | 1.2166 | 0.24637 | 0
1209 | 1 | 0.00011118 | 0.00035184 | 0 | 0.00016448 | 0.00011416 | 0.31 | 0.1746 | 0.9266 | 0.396 | 1.2747 | 0.2914 | 0.034766
1210 | 1 | 0.00012958 | 0.00029 | 0 | 0.00018797 | 0.00011416 | 0.54 | 0.1793 | 0.9374 | 0.39017 | 1.3309 | 0.16147 | 0.023745
1211 | 1 | 0.00014336 | 0.00023235 | 0 | 0.00020677 | 0.00011416 | 0.7 | 0.2332 | 0.9418 | 0.39402 | 1.3502 | 0.0424 | 0.012647
1212 | 1 | 0.0001502 | 0.0001872 | 0 | 0.00018797 | 0.00011416 | 0.78 | 0.2639 | 0.9426 | 0.35223 | 1.3594 | 0.0013373 | 0.25855
1213 | 1 | 0.00015166 | 0.00016152 | 0 | 0.00019032 | 0.00011416 | 0.82 | 0.2815 | 0.945 | 0.30615 | 1.2903 | 0.10864 | 0.87436
1214 | 1 | 0.00015168 | 0.00015046 | 0 | 0.00021382 | 0.00011416 | 0.79 | 0.284 | 0.9472 | 0.27102 | 1.2903 | 0.43657 | 0.89548
1215 | 1 | 0.00014278 | 0.00015142 | 0 | 0.00022322 | 0.00011416 | 0.71 | 0.28 | 0.8977 | 0.25502 | 1.2442 | 0.56498 | 0.8702
1216 | 1 | 0.00013498 | 0.00016482 | 0 | 0.00022322 | 0.00011416 | 0.57 | 0.2719 | 0.8017 | 0.26277 | 1.2857 | 0.34502 | 0.62546
1217 | 1 | 0.00012761 | 0.00019997 | 0 | 0.00016448 | 0.00011416 | 0.39 | 0.259 | 0.7539 | 0.25144 | 1.2682 | 0.099898 | 0.39536
1218 | 1 | 0.00011406 | 0.00027265 | 0 | 0.00011748 | 0.00011416 | 0.13 | 0.2768 | 0.8242 | 0.27613 | 1.2922 | 0.0020075 | 0
1219 | 1 | 0.000111 | 0.00030743 | 0 | 8.8113e-05 | 0.00011416 | 0 | 0.2966 | 0.8203 | 0.32925 | 1.3088 | 0.025213 | 0
1220 | 1 | 0.00012298 | 0.00032349 | 0 | 5.8742e-05 | 0.00011416 | 0 | 0.3044 | 0.5508 | 0.38643 | 1.3336 | 0.20387 | 0
1221 | 1 | 0.00012347 | 0.00033374 | 0 | 3.7595e-05 | 0.00011416 | 0 | 0.3046 | 0.4566 | 0.37791 | 1.3687 | 0.24721 | 0
1222 | 1 | 0.00011829 | 0.00033866 | 0 | 2.3497e-05 | 0.00011416 | 0 | 0.3016 | 0.4946 | 0.38703 | 1.3724 | 0.13987 | 0
1223 | 1 | 0.00010388 | 0.00034506 | 0 | 9.3987e-06 | 0.00011416 | 0 | 0.3117 | 0.5048 | 0.35927 | 1.3484 | 0.038206 | 0
1224 | 1 | 8.6942e-05 | 0.00035246 | 0 | 5.8742e-06 | 0.00011416 | 0 | 0.3244 | 0.4522 | 0.33249 | 1.3309 | 0.0013373 | 0
1225 | 1 | 7.1968e-05 | 0.00036009 | 0 | 2.3497e-06 | 0.00011416 | 0 | 0.3274 | 0.407 | 0.26294 | 1.2488 | 0.084249 | 0
1226 | 1 | 5.8017e-05 | 0.0003673 | 0 | 1.1748e-06 | 0.00011416 | 0 | 0.3334 | 0.3911 | 0.23385 | 1.176 | 0.34559 | 0
1227 | 1 | 4.7512e-05 | 0.00037507 | 0 | 1.4098e-05 | 0.00011416 | 0 | 0.3415 | 0.4961 | 0.23187 | 1.1843 | 0.44538 | 0
1228 | 1 | 4.1015e-05 | 0.00038088 | 0 | 3.7595e-05 | 0.00011416 | 0 | 0.3492 | 0.5649 | 0.20003 | 1.1585 | 0.27383 | 0
1229 | 1 | 3.8936e-05 | 0.00038136 | 0 | 9.3987e-05 | 0.00011416 | 0 | 0.3316 | 0.5607 | 0.19003 | 1.1392 | 0.079544 | 0
1230 | 1 | 3.8908e-05 | 0.00038025 | 0 | 0.0001821 | 0.00011416 | 0 | 0.3384 | 0.5663 | 0.18596 | 1.1207 | 0.0018044 | 0
1231 | 1 | 4.1974e-05 | 0.00038051 | 0 | 0.0001586 | 0.00011416 | 0 | 0.3757 | 0.6035 | 0.22566 | 1.1226 | 0.017434 | 0
1232 | 1 | 5.3464e-05 | 0.00035872 | 0 | 0.00014685 | 0.00011416 | 0 | 0.4117 | 0.6035 | 0.22577 | 1.1189 | 0.15523 | 0
1233 | 1 | 6.9617e-05 | 0.00031912 | 0 | 0.00016448 | 0.00011416 | 0.07 | 0.4781 | 0.5872 | 0.26299 | 1.1456 | 0.19557 | 0
1234 | 1 | 9.5184e-05 | 0.0002806 | 0 | 0.00018797 | 0.00011416 | 0.06 | 0.5868 | 0.6379 | 0.32688 | 1.2129 | 0.11419 | 0
1235 | 1 | 0.00011498 | 0.00024512 | 0 | 0.00020677 | 0.00011416 | 0.06 | 0.6597 | 0.7093 | 0.33925 | 1.2323 | 0.033057 | 0
1236 | 1 | 0.00012454 | 0.00020989 | 0 | 0.00018797 | 0.00011416 | 0.05 | 0.6999 | 0.7549 | 0.29955 | 1.2295 | 0.0013373 | 0
1237 | 1 | 0.00012821 | 0.00018125 | 0 | 0.00019032 | 0.00011416 | 0.04 | 0.7271 | 0.8211 | 0.28388 | 1.2028 | 0.06381 | 0
1238 | 1 | 0.00013002 | 0.00016855 | 0 | 0.00021382 | 0.00011416 | 0.11 | 0.7459 | 0.8543 | 0.21966 | 1.1567 | 0.26822 | 0.21063
1239 | 1 | 0.00012338 | 0.00016937 | 0 | 0.00022322 | 0.00011416 | 0.69 | 0.757 | 0.8294 | 0.21532 | 1.1134 | 0.34396 | 0.65296
1240 | 1 | 0.00011397 | 0.0001801 | 0 | 0.00022322 | 0.00011416 | 0.55 | 0.7583 | 0.7312 | 0.15401 | 1.0737 | 0.21317 | 0.35341
1241 | 1 | 0.000103 | 0.00021011 | 0 | 0.00016448 | 0.00011416 | 0.39 | 0.7159 | 0.6142 | 0.15654 | 1.0673 | 0.062162 | 0.036315
1242 | 1 | 8.9637e-05 | 0.00027257 | 0 | 0.00011748 | 0.00011416 | 0.12 | 0.6644 | 0.5816 | 0.15995 | 1.071 | 0.0016155 | 0
1243 | 1 | 8.6033e-05 | 0.00031583 | 0 | 8.8113e-05 | 0.00011416 | 0 | 0.6592 | 0.5803 | 0.20212 | 1.0857 | 0.011446 | 0
1244 | 1 | 9.8009e-05 | 0.00033737 | 0 | 5.8742e-05 | 0.00011416 | 0 | 0.6609 | 0.5816 | 0.26695 | 1.1567 | 0.11501 | 0
1245 | 1 | 0.00010086 | 0.00035505 | 0 | 3.7595e-05 | 0.00011416 | 0 | 0.6535 | 0.5775 | 0.32237 | 1.188 | 0.15168 | 0
1246 | 1 | 9.6315e-05 | 0.00037689 | 0 | 2.3497e-05 | 0.00011416 | 0 | 0.6219 | 0.6196 | 0.32969 | 1.1834 | 0.091868 | 0
1247 | 1 | 8.2572e-05 | 0.00039987 | 0 | 9.3987e-06 | 0.00011416 | 0 | 0.5834 | 0.6062 | 0.29626 | 1.2065 | 0.028393 | 0
1248 | 1 | 6.6768e-05 | 0.00041885 | 0 | 5.8742e-06 | 0.00011416 | 0 | 0.554 | 0.5899 | 0.24298 | 1.1935 | 0.0013373 | 0
1249 | 1 | 5.068e-05 | 0.0004338 | 0 | 2.3497e-06 | 0.00011416 | 0 | 0.5382 | 0.6519 | 0.20916 | 1.1687 | 0.04329 | 0
1250 | 1 | 3.5862e-05 | 0.00044468 | 0 | 1.1748e-06 | 0.00011416 | 0 | 0.518 | 0.6196 | 0.1975 | 1.1373 | 0.18897 | 0
1251 | 1 | 2.4818e-05 | 0.00045349 | 0 | 1.4098e-05 | 0.00011416 | 0 | 0.5033 | 0.5422 | 0.16622 | 1.0986 | 0.2405 | 0
1252 | 1 | 1.8572e-05 | 0.00045963 | 0 | 3.7595e-05 | 0.00011416 | 0 | 0.5095 | 0.3697 | 0.15011 | 1.1447 | 0.15088 | 0
1253 | 1 | 1.5803e-05 | 0.00046333 | 0 | 9.3987e-05 | 0.00011416 | 0 | 0.5067 | 0.2065 | 0.1423 | 1.0129 | 0.044255 | 0
1254 | 1 | 1.5436e-05 | 0.00046625 | 0 | 0.0001821 | 0.00011416 | 0 | 0.4924 | 0.1145 | 0.15539 | 1.0203 | 0.0013984 | 0
1255 | 1 | 1.7808e-05 | 0.0004684 | 0 | 0.0001586 | 0.00011416 | 0 | 0.4766 | 0.0375 | 0.15912 | 1.0258 | 0.006123 | 0
1256 | 1 | 2.9819e-05 | 0.00042281 | 0 | 0.00014685 | 0.00011416 | 0 | 0.441 | 0.0049 | 0.16253 | 1.0304 | 0.07537 | 0
1257 | 1 | 4.6532e-05 | 0.00034588 | 0 | 0.00016448 | 0.00011416 | 0.33 | 0.4675 | 0.0154 | 0.18524 | 1.0267 | 0.10674 | 0.27962
1258 | 1 | 7.3089e-05 | 0.00027653 | 0 | 0.00018797 | 0.00011416 | 0.56 | 0.5386 | 0.0758 | 0.20531 | 1.0636 | 0.068319 | 0.56408
1259 | 1 | 9.3931e-05 | 0.00022735 | 0 | 0.00020677 | 0.00011416 | 0.73 | 0.5585 | 0.2165 | 0.2201 | 1.0645 | 0.023208 | 0.79934
1260 | 1 | 0.00010667 | 0.00018935 | 0 | 0.00018797 | 0.00011416 | 0.81 | 0.5659 | 0.3754 | 0.23935 | 1.0857 | 0.0013373 | 0.94981
1261 | 1 | 0.00011095 | 0.0001603 | 0 | 0.00019032 | 0.00011416 | 0.87 | 0.566 | 0.5844 | 0.23808 | 1.0682 | 0.029075 | 0.92892
1262 | 1 | 0.00011535 | 0.00014062 | 0 | 0.00021382 | 0.00011416 | 0.85 | 0.5591 | 0.7704 | 0.19569 | 1.0433 | 0.13256 | 0.95046
1263 | 1 | 0.00011406 | 0.00013255 | 0 | 0.00022322 | 0.00011416 | 0.77 | 0.5473 | 0.8662 | 0.17936 | 1.0424 | 0.16727 | 0.86229
1264 | 1 | 0.00010657 | 0.00013803 | 0 | 0.00022322 | 0.00011416 | 0.61 | 0.5226 | 0.902 | 0.16556 | 1.0406 | 0.1064 | 0.65187
1265 | 1 | 9.6583e-05 | 0.00016811 | 0 | 0.00016448 | 0.00011416 | 0.38 | 0.4623 | 0.9047 | 0.16462 | 1.0387 | 0.031417 | 0.42061
1266 | 1 | 7.8692e-05 | 0.00025007 | 0 | 0.00011748 | 0.00011416 | 0.12 | 0.4246 | 0.915 | 0.18552 | 1.0599 | 0.0012206 | 0
1267 | 1 | 7.6616e-05 | 0.000293 | 0 | 8.8113e-05 | 0.00011416 | 0 | 0.4426 | 0.9339 | 0.21482 | 1.1281 | 0.0030341 | 0
1268 | 1 | 9.3451e-05 | 0.00030739 | 0 | 5.8742e-05 | 0.00011416 | 0 | 0.4562 | 0.9426 | 0.30533 | 1.2028 | 0.048587 | 0
1269 | 1 | 0.00010198 | 0.00031713 | 0 | 3.7595e-05 | 0.00011416 | 0 | 0.467 | 0.917 | 0.35135 | 1.2636 | 0.074782 | 0
1270 | 1 | 0.00010176 | 0.00032638 | 0 | 2.3497e-05 | 0.00011416 | 0 | 0.4727 | 0.9033 | 0.33815 | 1.2839 | 0.050911 | 0
1271 | 1 | 9.2557e-05 | 0.00033759 | 0 | 9.3987e-06 | 0.00011416 | 0 | 0.4775 | 0.8973 | 0.30038 | 1.2783 | 0.019119 | 0
1272 | 1 | 7.7122e-05 | 0.00034813 | 0 | 5.8742e-06 | 0.00011416 | 0 | 0.4825 | 0.9146 | 0.25249 | 1.2037 | 0.0013373 | 0
1273 | 1 | 5.9744e-05 | 0.00035605 | 0 | 2.3497e-06 | 0.00011416 | 0 | 0.4761 | 0.9421 | 0.19327 | 1.1641 | 0.018372 | 0
1274 | 1 | 4.7514e-05 | 0.00036234 | 0 | 1.1748e-06 | 0.00011416 | 0 | 0.4719 | 0.967 | 0.17348 | 1.1465 | 0.088676 | 0
1275 | 1 | 4.0678e-05 | 0.00036368 | 0 | 1.4098e-05 | 0.00011416 | 0 | 0.4737 | 0.9555 | 0.14032 | 1.0267 | 0.11065 | 0
1276 | 1 | 3.831e-05 | 0.0003616 | 0 | 3.7595e-05 | 0.00011416 | 0 | 0.4851 | 0.9273 | 0.13268 | 1.024 | 0.071659 | 0
1277 | 1 | 3.9025e-05 | 0.00035998 | 0 | 9.3987e-05 | 0.00011416 | 0 | 0.4993 | 0.8799 | 0.13086 | 1.0249 | 0.021338 | 0
1278 | 1 | 4.4368e-05 | 0.00035498 | 0 | 0.0001821 | 0.00011416 | 0 | 0.4878 | 0.8749 | 0.13163 | 1.0359 | 0.0010584 | 0
1279 | 1 | 6.2828e-05 | 0.00035121 | 0 | 0.0001586 | 0.00011416 | 0 | 0.4755 | 0.8451 | 0.15539 | 1.059 | 0.0012111 | 0
1280 | 1 | 9.7343e-05 | 0.00031576 | 0 | 0.00014685 | 0.00011416 | 0 | 0.4583 | 0.7539 | 0.22802 | 1.1115 | 0.029044 | 0
1281 | 1 | 0.0001241 | 0.00026014 | 0 | 0.00016448 | 0.00011416 | 0.09 | 0.4649 | 0.6944 | 0.28015 | 1.1724 | 0.049941 | 0
1282 | 1 | 0.0001439 | 0.00019875 | 0 | 0.00018797 | 0.00011416 | 0.08 | 0.5364 | 0.9015 | 0.32512 | 1.3336 | 0.036744 | 0.015355
1283 | 1 | 0.00015726 | 0.00014339 | 0 | 0.00020677 | 0.00011416 | 0.14 | 0.6222 | 0.9405 | 0.3199 | 1.3604 | 0.01554 | 0
1284 | 1 | 0.00016431 | 0.00010702 | 0 | 0.00018797 | 0.00011416 | 0.31 | 0.6728 | 0.9557 | 0.3149 | 1.3705 | 0.0013373 | 0
1285 | 1 | 0.00016662 | 8.2815e-05 | 0 | 0.00019032 | 0.00011416 | 0.15 | 0.6992 | 0.9624 | 0.29571 | 1.3576 | 0.012157 | 0
1286 | 1 | 0.00016909 | 6.7162e-05 | 0 | 0.00021382 | 0.00011416 | 0.06 | 0.7126 | 0.9399 | 0.23313 | 1.3512 | 0.062188 | 0.011388
1287 | 1 | 0.00016314 | 6.1316e-05 | 0 | 0.00022322 | 0.00011416 | 0.32 | 0.7116 | 0.9069 | 0.19387 | 1.2037 | 0.076735 | 0.051825
1288 | 1 | 0.00015722 | 7.201e-05 | 0 | 0.00022322 | 0.00011416 | 0.39 | 0.7021 | 0.8703 | 0.19442 | 1.2028 | 0.050594 | 0.21069
1289 | 1 | 0.0001481 | 0.00011038 | 0 | 0.00016448 | 0.00011416 | 0.09 | 0.6546 | 0.8116 | 0.18981 | 1.3041 | 0.015193 | 0.042265
1290 | 1 | 0.00013487 | 0.00018176 | 0 | 0.00011748 | 0.00011416 | 0.08 | 0.6029 | 0.7657 | 0.20696 | 1.3023 | 0.00094279 | 0
1291 | 1 | 0.00012868 | 0.00022587 | 0 | 8.8113e-05 | 0.00011416 | 0 | 0.6062 | 0.7598 | 0.21185 | 1.3143 | 0.00045479 | 0
1292 | 1 | 0.00013957 | 0.00025326 | 0 | 5.8742e-05 | 0.00011416 | 0 | 0.6373 | 0.7437 | 0.31539 | 1.3585 | 0.01812 | 0
1293 | 1 | 0.00013951 | 0.00027749 | 0 | 3.7595e-05 | 0.00011416 | 0 | 0.656 | 0.7427 | 0.35558 | 1.3687 | 0.034965 | 0
1294 | 1 | 0.00013134 | 0.00029492 | 0 | 2.3497e-05 | 0.00011416 | 0 | 0.6688 | 0.7258 | 0.32919 | 1.3521 | 0.027752 | 0
1295 | 1 | 0.00011205 | 0.00031328 | 0 | 9.3987e-06 | 0.00011416 | 0 | 0.6859 | 0.7013 | 0.26568 | 1.3069 | 0.013088 | 0
1296 | 1 | 8.9646e-05 | 0.00033415 | 0 | 5.8742e-06 | 0.00011416 | 0 | 0.6956 | 0.6838 | 0.19569 | 1.2691 | 0.0013373 | 0
1297 | 1 | 7.2004e-05 | 0.0003575 | 0 | 2.3497e-06 | 0.00011416 | 0 | 0.6943 | 0.6766 | 0.14884 | 1.1189 | 0.0087032 | 0
1298 | 1 | 5.6385e-05 | 0.00037722 | 0 | 1.1748e-06 | 0.00011416 | 0 | 0.6794 | 0.7013 | 0.13416 | 1.1088 | 0.046912 | 0
1299 | 1 | 4.6581e-05 | 0.00039265 | 0 | 1.4098e-05 | 0.00011416 | 0 | 0.6664 | 0.7385 | 0.14092 | 1.0986 | 0.057314 | 0
1300 | 1 | 4.1221e-05 | 0.00040701 | 0 | 3.7595e-05 | 0.00011416 | 0 | 0.6473 | 0.7498 | 0.14114 | 1.0876 | 0.038394 | 0
1301 | 1 | 3.8313e-05 | 0.00041778 | 0 | 9.3987e-05 | 0.00011416 | 0 | 0.6169 | 0.7685 | 0.14257 | 1.0848 | 0.011614 | 0
1302 | 1 | 4.103e-05 | 0.00042669 | 0 | 0.0001821 | 0.00011416 | 0 | 0.5923 | 0.7861 | 0.14692 | 1.1023 | 0.00086555 | 0
1303 | 1 | 5.4791e-05 | 0.00043228 | 0 | 0.0001586 | 0.00011416 | 0 | 0.5703 | 0.787 | 0.17045 | 1.1401 | 0.00017275 | 0
1304 | 1 | 8.6422e-05 | 0.00040501 | 0 | 0.00014685 | 0.00011416 | 0 | 0.5368 | 0.7406 | 0.23852 | 1.2018 | 0.012279 | 0
1305 | 1 | 0.00011145 | 0.00035058 | 0 | 0.00016448 | 0.00011416 | 0.34 | 0.5713 | 0.5885 | 0.32353 | 1.2608 | 0.026338 | 0.28089
1306 | 1 | 0.00012898 | 0.00029193 | 0 | 0.00018797 | 0.00011416 | 0.58 | 0.654 | 0.8026 | 0.36933 | 1.2922 | 0.022319 | 0.52422
1307 | 1 | 0.00014017 | 0.00024127 | 0 | 0.00020677 | 0.00011416 | 0.75 | 0.6889 | 0.9047 | 0.37961 | 1.306 | 0.011505 | 0.76475
1308 | 1 | 0.00014706 | 0.00020275 | 0 | 0.00018797 | 0.00011416 | 0.86 | 0.6973 | 0.901 | 0.34107 | 1.3189 | 0.0013373 | 0.86235
1309 | 1 | 0.0001502 | 0.00017936 | 0 | 0.00019032 | 0.00011416 | 0.88 | 0.7026 | 0.8858 | 0.29961 | 1.2673 | 0.0075296 | 0.90179
1310 | 1 | 0.00015125 | 0.00017059 | 0 | 0.00021382 | 0.00011416 | 0.85 | 0.7086 | 0.8721 | 0.26755 | 1.3014 | 0.041581 | 0.93939
1311 | 1 | 0.00014273 | 0.00017477 | 0 | 0.00022322 | 0.00011416 | 0.73 | 0.7115 | 0.8619 | 0.22296 | 1.2599 | 0.050571 | 0.67265
1312 | 1 | 0.00013633 | 0.00018935 | 0 | 0.00022322 | 0.00011416 | 0.59 | 0.6963 | 0.8226 | 0.21114 | 1.1954 | 0.034124 | 0.29656
1313 | 1 | 0.00012897 | 0.00021829 | 0 | 0.00016448 | 0.00011416 | 0.4 | 0.6654 | 0.7312 | 0.18821 | 1.1972 | 0.010357 | 0.27248
1314 | 1 | 0.0001204 | 0.00026983 | 0 | 0.00011748 | 0.00011416 | 0.1 | 0.6483 | 0.7193 | 0.21196 | 1.2009 | 0.00083588 | 0
1315 | 1 | 0.00011613 | 0.00030795 | 0 | 8.8113e-05 | 0.00011416 | 0 | 0.6471 | 0.7322 | 0.28658 | 1.2442 | 0.00010522 | 0
1316 | 1 | 0.00012789 | 0.00032697 | 0 | 5.8742e-05 | 0.00011416 | 0 | 0.6268 | 0.6209 | 0.38764 | 1.3263 | 0.01035 | 0
1317 | 1 | 0.00013086 | 0.00034362 | 0 | 3.7595e-05 | 0.00011416 | 0 | 0.6206 | 0.525 | 0.40128 | 1.4046 | 0.023329 | 0
1318 | 1 | 0.00012165 | 0.00035964 | 0 | 2.3497e-05 | 0.00011416 | 0 | 0.6176 | 0.4449 | 0.3712 | 1.3834 | 0.020362 | 0
1319 | 1 | 0.0001028 | 0.00037674 | 0 | 9.3987e-06 | 0.00011416 | 0 | 0.6081 | 0.4595 | 0.31176 | 1.3327 | 0.010909 | 0
1320 | 1 | 8.1309e-05 | 0.00038891 | 0 | 5.8742e-06 | 0.00011416 | 0 | 0.5925 | 0.4902 | 0.24485 | 1.3115 | 0.0013373 | 0
1321 | 1 | 6.4523e-05 | 0.00039957 | 0 | 2.3497e-06 | 0.00011416 | 0 | 0.5721 | 0.5322 | 0.18425 | 1.212 | 0.0087032 | 0
1322 | 1 | 5.0823e-05 | 0.00040764 | 0 | 1.1748e-06 | 0.00011416 | 0 | 0.5575 | 0.5858 | 0.16501 | 1.2074 | 0.046912 | 0
1323 | 1 | 4.2246e-05 | 0.00041345 | 0 | 1.4098e-05 | 0.00011416 | 0 | 0.5485 | 0.6802 | 0.15071 | 1.1217 | 0.057314 | 0
1324 | 1 | 3.9486e-05 | 0.00041833 | 0 | 3.7595e-05 | 0.00011416 | 0 | 0.5465 | 0.6353 | 0.14065 | 1.1539 | 0.038394 | 0
1325 | 1 | 3.9362e-05 | 0.00042129 | 0 | 9.3987e-05 | 0.00011416 | 0 | 0.5439 | 0.6353 | 0.14285 | 1.0433 | 0.011614 | 0
1326 | 1 | 4.1707e-05 | 0.00042211 | 0 | 0.0001821 | 0.00011416 | 0 | 0.5499 | 0.634 | 0.14092 | 1.059 | 0.00086555 | 0
1327 | 1 | 5.8322e-05 | 0.00042074 | 0 | 0.0001586 | 0.00011416 | 0 | 0.5461 | 0.7081 | 0.18453 | 1.1346 | 0.00017275 | 0
1328 | 1 | 9.0376e-05 | 0.00038214 | 0 | 0.00014685 | 0.00011416 | 0 | 0.5361 | 0.7171 | 0.26926 | 1.2286 | 0.012279 | 0
1329 | 1 | 0.00011679 | 0.00031716 | 0 | 0.00016448 | 0.00011416 | 0.34 | 0.5519 | 0.7375 | 0.34382 | 1.282 | 0.026338 | 0.29615
1330 | 1 | 0.00013705 | 0.00024885 | 0 | 0.00018797 | 0.00011416 | 0.55 | 0.6153 | 0.6979 | 0.39231 | 1.3207 | 0.022319 | 0.55655
1331 | 1 | 0.0001492 | 0.00018972 | 0 | 0.00020677 | 0.00011416 | 0.72 | 0.6685 | 0.6754 | 0.36295 | 1.3327 | 0.011505 | 0.82354
1332 | 1 | 0.00015651 | 0.00014495 | 0 | 0.00018797 | 0.00011416 | 0.82 | 0.6979 | 0.6885 | 0.283 | 1.3502 | 0.0013373 | 0.94553
1333 | 1 | 0.00016046 | 0.00011379 | 0 | 0.00019032 | 0.00011416 | 0.83 | 0.7163 | 0.699 | 0.26063 | 1.2424 | 0.012157 | 0.97157
1334 | 1 | 0.00016438 | 9.4101e-05 | 0 | 0.00021382 | 0.00011416 | 0.81 | 0.7256 | 0.6932 | 0.25249 | 1.2286 | 0.062188 | 0.89374
1335 | 1 | 0.00015793 | 8.77e-05 | 0 | 0.00022322 | 0.00011416 | 0.5 | 0.7224 | 0.6557 | 0.21433 | 1.1972 | 0.076735 | 0.84104
1336 | 1 | 0.00015242 | 9.7506e-05 | 0 | 0.00022322 | 0.00011416 | 0.51 | 0.7209 | 0.6468 | 0.2085 | 1.188 | 0.050594 | 0.70749
1337 | 1 | 0.00014458 | 0.00012844 | 0 | 0.00016448 | 0.00011416 | 0.18 | 0.6971 | 0.6116 | 0.18579 | 1.2249 | 0.015193 | 0.43642
1338 | 1 | 0.00013288 | 0.00019094 | 0 | 0.00011748 | 0.00011416 | 0.04 | 0.6622 | 0.6353 | 0.2157 | 1.1484 | 0.00094279 | 0
1339 | 1 | 0.00012622 | 0.00023479 | 0 | 8.8113e-05 | 0.00011416 | 0 | 0.6606 | 0.6327 | 0.24935 | 1.2194 | 0.00045479 | 0
1340 | 1 | 0.00013883 | 0.00025215 | 0 | 5.8742e-05 | 0.00011416 | 0 | 0.6578 | 0.594 | 0.36713 | 1.2691 | 0.01812 | 0
1341 | 1 | 0.00014209 | 0.00026506 | 0 | 3.7595e-05 | 0.00011416 | 0 | 0.6529 | 0.4815 | 0.37087 | 1.3207 | 0.034965 | 0
1342 | 1 | 0.00013482 | 0.00027546 | 0 | 2.3497e-05 | 0.00011416 | 0 | 0.6315 | 0.3998 | 0.38868 | 1.2765 | 0.027752 | 0
1343 | 1 | 0.0001181 | 0.00028489 | 0 | 9.3987e-06 | 0.00011416 | 0 | 0.6056 | 0.3697 | 0.32666 | 1.2442 | 0.013088 | 0
1344 | 1 | 9.8588e-05 | 0.00029218 | 0 | 5.8742e-06 | 0.00011416 | 0 | 0.5922 | 0.3782 | 0.22961 | 1.2147 | 0.0013373 | 0
1345 | 1 | 8.3924e-05 | 0.00029755 | 0 | 2.3497e-06 | 0.00011416 | 0 | 0.5769 | 0.3897 | 0.1743 | 1.0912 | 0.017378 | 0
1346 | 1 | 7.0585e-05 | 0.00030347 | 0 | 1.1748e-06 | 0.00011416 | 0 | 0.5575 | 0.4157 | 0.15412 | 1.0618 | 0.084504 | 0
1347 | 1 | 6.2597e-05 | 0.00030828 | 0 | 1.4098e-05 | 0.00011416 | 0 | 0.5348 | 0.439 | 0.14868 | 1.0452 | 0.10529 | 0
1348 | 1 | 5.897e-05 | 0.00031213 | 0 | 3.7595e-05 | 0.00011416 | 0 | 0.5129 | 0.4829 | 0.15198 | 1.0461 | 0.068347 | 0
1349 | 1 | 5.7906e-05 | 0.0003165 | 0 | 9.3987e-05 | 0.00011416 | 0 | 0.497 | 0.5207 | 0.15088 | 1.0682 | 0.020374 | 0
1350 | 1 | 5.9864e-05 | 0.0003212 | 0 | 0.0001821 | 0.00011416 | 0 | 0.4758 | 0.5394 | 0.14142 | 1.071 | 0.0010414 | 0
1351 | 1 | 7.3605e-05 | 0.00032556 | 0 | 0.0001586 | 0.00011416 | 0 | 0.4566 | 0.5579 | 0.15165 | 1.0756 | 0.0010722 | 0
1352 | 1 | 0.00010508 | 0.00028327 | 0 | 0.00014685 | 0.00011416 | 0 | 0.4196 | 0.555 | 0.24512 | 1.0931 | 0.02727 | 0
1353 | 1 | 0.00013103 | 0.00021592 | 0 | 0.00016448 | 0.00011416 | 0.34 | 0.4163 | 0.4639 | 0.29862 | 1.2276 | 0.047581 | 0.12656
1354 | 1 | 0.0001495 | 0.0001509 | 0 | 0.00018797 | 0.00011416 | 0.53 | 0.4566 | 0.4537 | 0.31858 | 1.2645 | 0.035355 | 0.05957
1355 | 1 | 0.00016124 | 9.5064e-05 | 0 | 0.00020677 | 0.00011416 | 0.67 | 0.4574 | 0.5437 | 0.33639 | 1.1742 | 0.015172 | 0.42516
1356 | 1 | 0.00016805 | 5.1251e-05 | 0 | 0.00018797 | 0.00011416 | 0.78 | 0.4466 | 0.7047 | 0.34145 | 1.259 | 0.0013373 | 0.74874
1357 | 1 | 0.00017184 | 2.6199e-05 | 0 | 0.00019032 | 0.00011416 | 0.81 | 0.4505 | 0.7549 | 0.32617 | 1.2581 | 0.023914 | 0.58672
1358 | 1 | 0.00017335 | 1.9057e-05 | 0 | 0.00021382 | 0.00011416 | 0.8 | 0.4589 | 0.7923 | 0.3017 | 1.271 | 0.11161 | 0.40112
1359 | 1 | 0.00016495 | 2.631e-05 | 0 | 0.00022322 | 0.00011416 | 0.46 | 0.468 | 0.7519 | 0.2857 | 1.2885 | 0.14018 | 0.75784
1360 | 1 | 0.00015778 | 4.5996e-05 | 0 | 0.00022322 | 0.00011416 | 0.18 | 0.4599 | 0.6838 | 0.26794 | 1.2811 | 0.089831 | 0.74988
1361 | 1 | 0.00014919 | 8.2704e-05 | 0 | 0.00016448 | 0.00011416 | 0.13 | 0.4142 | 0.7569 | 0.25403 | 1.2968 | 0.026617 | 0.17494
1362 | 1 | 0.00013583 | 0.00015594 | 0 | 0.00011748 | 0.00011416 | 0.12 | 0.3732 | 0.7002 | 0.28509 | 1.3263 | 0.0011466 | 0
1363 | 1 | 0.00012767 | 0.00020559 | 0 | 8.8113e-05 | 0.00011416 | 0 | 0.3775 | 0.5816 | 0.31825 | 1.2848 | 0.0020875 | 0
1364 | 1 | 0.00013801 | 0.00023124 | 0 | 5.8742e-05 | 0.00011416 | 0 | 0.3935 | 0.6314 | 0.3833 | 1.3733 | 0.039075 | 0
1365 | 1 | 0.00013899 | 0.00024993 | 0 | 3.7595e-05 | 0.00011416 | 0 | 0.4118 | 0.7115 | 0.38176 | 1.4055 | 0.062917 | 0
1366 | 1 | 0.00013177 | 0.00026273 | 0 | 2.3497e-05 | 0.00011416 | 0 | 0.427 | 0.7447 | 0.37043 | 1.4028 | 0.044234 | 0
1367 | 1 | 0.00011533 | 0.00027402 | 0 | 9.3987e-06 | 0.00011416 | 0 | 0.4466 | 0.6979 | 0.34151 | 1.4101 | 0.017467 | 0
1368 | 1 | 9.5515e-05 | 0.00028711 | 0 | 5.8742e-06 | 0.00011416 | 0 | 0.4638 | 0.6754 | 0.26123 | 1.3806 | 0.0013373 | 0
1369 | 1 | 7.9255e-05 | 0.00029947 | 0 | 2.3497e-06 | 0.00011416 | 0 | 0.4751 | 0.6275 | 0.19267 | 1.2313 | 0.033399 | 0
1370 | 1 | 6.7642e-05 | 0.00030898 | 0 | 1.1748e-06 | 0.00011416 | 0 | 0.472 | 0.6062 | 0.16534 | 1.2175 | 0.1499 | 0
1371 | 1 | 5.9194e-05 | 0.0003162 | 0 | 1.4098e-05 | 0.00011416 | 0 | 0.4761 | 0.6209 | 0.15456 | 1.1862 | 0.18973 | 0
1372 | 1 | 5.5333e-05 | 0.00032442 | 0 | 3.7595e-05 | 0.00011416 | 0 | 0.4937 | 0.6742 | 0.14785 | 1.1779 | 0.12009 | 0
1373 | 1 | 5.3481e-05 | 0.00033629 | 0 | 9.3987e-05 | 0.00011416 | 0 | 0.5163 | 0.6717 | 0.15572 | 1.1696 | 0.035373 | 0
1374 | 1 | 5.3298e-05 | 0.00034943 | 0 | 0.0001821 | 0.00011416 | 0 | 0.5267 | 0.5733 | 0.1627 | 1.1613 | 0.0012781 | 0
1375 | 1 | 6.4863e-05 | 0.0003602 | 0 | 0.0001586 | 0.00011416 | 0 | 0.5237 | 0.5365 | 0.16946 | 1.1687 | 0.0039066 | 0
1376 | 1 | 9.3858e-05 | 0.00032423 | 0 | 0.00014685 | 0.00011416 | 0 | 0.4977 | 0.4625 | 0.21614 | 1.188 | 0.056654 | 0
1377 | 1 | 0.00011759 | 0.00026169 | 0 | 0.00016448 | 0.00011416 | 0.36 | 0.5443 | 0.2407 | 0.26931 | 1.3023 | 0.084599 | 0.31414
1378 | 1 | 0.00013561 | 0.00020637 | 0 | 0.00018797 | 0.00011416 | 0.56 | 0.5831 | 0.3417 | 0.3431 | 1.3631 | 0.056337 | 0.52527
1379 | 1 | 0.0001456 | 0.00016434 | 0 | 0.00020677 | 0.00011416 | 0.71 | 0.5711 | 0.279 | 0.34497 | 1.3613 | 0.020423 | 0.73602
1380 | 1 | 0.00015116 | 0.0001314 | 0 | 0.00018797 | 0.00011416 | 0.65 | 0.553 | 0.1862 | 0.30351 | 1.3438 | 0.0013373 | 0.9685
1381 | 1 | 0.00015294 | 0.00010964 | 0 | 0.00019032 | 0.00011416 | 0.66 | 0.5427 | 0.1633 | 0.30439 | 1.3447 | 0.04329 | 0.92819
1382 | 1 | 0.00015351 | 0.00010061 | 0 | 0.00021382 | 0.00011416 | 0.75 | 0.5405 | 0.1925 | 0.27833 | 1.3281 | 0.18897 | 1
1383 | 1 | 0.00014512 | 0.0001045 | 0 | 0.00022322 | 0.00011416 | 0.71 | 0.5366 | 0.2419 | 0.24798 | 1.329 | 0.2405 | 0.92194
1384 | 1 | 0.0001373 | 0.000121 | 0 | 0.00022322 | 0.00011416 | 0.6 | 0.522 | 0.2751 | 0.22775 | 1.3539 | 0.15088 | 0.60954
1385 | 1 | 0.00012802 | 0.0001569 | 0 | 0.00016448 | 0.00011416 | 0.38 | 0.4799 | 0.3225 | 0.21686 | 1.3014 | 0.044255 | 0.41074
1386 | 1 | 0.00011066 | 0.00024375 | 0 | 0.00011748 | 0.00011416 | 0.13 | 0.4074 | 0.3486 | 0.24144 | 1.2636 | 0.0013984 | 0.067258
1387 | 1 | 0.00010026 | 0.00029733 | 0 | 8.8113e-05 | 0.00011416 | 0 | 0.3814 | 0.2626 | 0.2945 | 1.3899 | 0.006123 | 0
1388 | 1 | 0.00011195 | 0.00031661 | 0 | 5.8742e-05 | 0.00011416 | 0 | 0.3516 | 0.1852 | 0.358 | 1.4175 | 0.07537 | 0
1389 | 1 | 0.00011337 | 0.00033122 | 0 | 3.7595e-05 | 0.00011416 | 0 | 0.3131 | 0.2256 | 0.37043 | 1.4138 | 0.10674 | 0
1390 | 1 | 0.00010728 | 0.00034418 | 0 | 2.3497e-05 | 0.00011416 | 0 | 0.2785 | 0.2905 | 0.37043 | 1.3493 | 0.068319 | 0
1391 | 1 | 9.3917e-05 | 0.0003602 | 0 | 9.3987e-06 | 0.00011416 | 0 | 0.2499 | 0.4259 | 0.3767 | 1.3207 | 0.023208 | 0
1392 | 1 | 7.8194e-05 | 0.00037393 | 0 | 5.8742e-06 | 0.00011416 | 0 | 0.232 | 0.5705 | 0.33617 | 1.2866 | 0.0013373 | 0
1393 | 1 | 6.5384e-05 | 0.00038125 | 0 | 2.3497e-06 | 0.00011416 | 0 | 0.2207 | 0.6778 | 0.28135 | 1.2949 | 0.054964 | 0
1394 | 1 | 5.2146e-05 | 0.00038691 | 0 | 1.1748e-06 | 0.00011416 | 0 | 0.214 | 0.707 | 0.22681 | 1.2691 | 0.23429 | 0
1395 | 1 | 4.0756e-05 | 0.00039761 | 0 | 1.4098e-05 | 0.00011416 | 0 | 0.2302 | 0.699 | 0.18596 | 1.235 | 0.29961 | 0
1396 | 1 | 3.4499e-05 | 0.00040553 | 0 | 3.7595e-05 | 0.00011416 | 0 | 0.247 | 0.7182 | 0.17089 | 1.2267 | 0.18653 | 0
1397 | 1 | 3.037e-05 | 0.00041741 | 0 | 9.3987e-05 | 0.00011416 | 0 | 0.2674 | 0.6921 | 0.17282 | 1.1705 | 0.054511 | 0
1398 | 1 | 2.8105e-05 | 0.0004257 | 0 | 0.0001821 | 0.00011416 | 0 | 0.2765 | 0.6874 | 0.16743 | 1.1069 | 0.0015261 | 0
1399 | 1 | 3.0832e-05 | 0.00042943 | 0 | 0.0001586 | 0.00011416 | 0 | 0.272 | 0.7364 | 0.18568 | 1.1115 | 0.0090503 | 0
1400 | 1 | 4.7538e-05 | 0.00037171 | 0 | 0.00014685 | 0.00011416 | 0 | 0.2299 | 0.7816 | 0.19591 | 1.2304 | 0.097813 | 0
1401 | 1 | 7.0374e-05 | 0.00029429 | 0 | 0.00016448 | 0.00011416 | 0.34 | 0.2132 | 0.8017 | 0.2157 | 1.2525 | 0.13243 | 0.31729
1402 | 1 | 0.00010174 | 0.00021496 | 0 | 0.00018797 | 0.00011416 | 0.56 | 0.2441 | 0.7992 | 0.27492 | 1.2912 | 0.08189 | 0.53836
1403 | 1 | 0.00012338 | 0.00015157 | 0 | 0.00020677 | 0.00011416 | 0.68 | 0.272 | 0.7941 | 0.27525 | 1.3097 | 0.026235 | 0.67447
1404 | 1 | 0.00013295 | 0.00010232 | 0 | 0.00018797 | 0.00011416 | 0.83 | 0.2987 | 0.7676 | 0.26777 | 1.3502 | 0.0013373 | 0.89038
1405 | 1 | 0.00013583 | 6.7236e-05 | 0 | 0.00019032 | 0.00011416 | 0.82 | 0.3369 | 0.6288 | 0.26607 | 1.3659 | 0.06616 | 0.69856
1406 | 1 | 0.00013865 | 4.8882e-05 | 0 | 0.00021382 | 0.00011416 | 0.82 | 0.3863 | 0.6275 | 0.26497 | 1.3106 | 0.27718 | 0.88618
1407 | 1 | 0.000135 | 4.1001e-05 | 0 | 0.00022322 | 0.00011416 | 0.76 | 0.4142 | 0.685 | 0.23797 | 1.2839 | 0.3557 | 0.26354
1408 | 1 | 0.00012654 | 5.2768e-05 | 0 | 0.00022322 | 0.00011416 | 0.43 | 0.3949 | 0.7036 | 0.22769 | 1.2018 | 0.2202 | 0.60015
1409 | 1 | 0.00011615 | 8.7663e-05 | 0 | 0.00016448 | 0.00011416 | 0.34 | 0.3315 | 0.6921 | 0.23451 | 1.2074 | 0.06418 | 0.15515
1410 | 1 | 0.00010072 | 0.00015975 | 0 | 0.00011748 | 0.00011416 | 0.1 | 0.322 | 0.6897 | 0.24281 | 1.2452 | 0.0016383 | 0.057129
1411 | 1 | 9.5216e-05 | 0.00020759 | 0 | 8.8113e-05 | 0.00011416 | 0 | 0.3565 | 0.7637 | 0.25804 | 1.3143 | 0.012104 | 0
1412 | 1 | 0.00010591 | 0.00022547 | 0 | 5.8742e-05 | 0.00011416 | 0 | 0.3683 | 0.8471 | 0.3343 | 1.3594 | 0.11961 | 0
1413 | 1 | 0.00010894 | 0.00024249 | 0 | 3.7595e-05 | 0.00011416 | 0 | 0.3739 | 0.9108 | 0.35558 | 1.3797 | 0.15676 | 0
1414 | 1 | 0.00010571 | 0.00025729 | 0 | 2.3497e-05 | 0.00011416 | 0 | 0.3826 | 0.8863 | 0.34508 | 1.3724 | 0.094484 | 0
1415 | 1 | 9.8513e-05 | 0.00026395 | 0 | 9.3987e-06 | 0.00011416 | 0 | 0.3843 | 0.9438 | 0.34145 | 1.3198 | 0.02895 | 0
1416 | 1 | 8.5553e-05 | 0.00027309 | 0 | 5.8742e-06 | 0.00011416 | 0 | 0.3834 | 0.9688 | 0.25854 | 1.3419 | 0.0013373 | 0
1417 | 1 | 7.2344e-05 | 0.00027764 | 0 | 2.3497e-06 | 0.00011416 | 0 | 0.3826 | 0.939 | 0.20449 | 1.3115 | 0.07614 | 0
1418 | 1 | 6.0594e-05 | 0.00027894 | 0 | 1.1748e-06 | 0.00011416 | 0 | 0.3841 | 0.902 | 0.19146 | 1.2829 | 0.31504 | 0
1419 | 1 | 5.181e-05 | 0.00028267 | 0 | 1.4098e-05 | 0.00011416 | 0 | 0.3912 | 0.8909 | 0.16825 | 1.1945 | 0.40529 | 0
1420 | 1 | 4.6459e-05 | 0.00028338 | 0 | 3.7595e-05 | 0.00011416 | 0 | 0.3847 | 0.8847 | 0.13603 | 1.1475 | 0.24989 | 0
1421 | 1 | 4.5001e-05 | 0.00028645 | 0 | 9.3987e-05 | 0.00011416 | 0 | 0.3708 | 0.8423 | 0.12459 | 1.1253 | 0.07269 | 0
1422 | 1 | 4.5477e-05 | 0.00028919 | 0 | 0.0001821 | 0.00011416 | 0 | 0.3519 | 0.7932 | 0.13466 | 1.1171 | 0.0017319 | 0
1423 | 1 | 4.7445e-05 | 0.00028978 | 0 | 0.0001586 | 0.00011416 | 0 | 0.3325 | 0.7427 | 0.14406 | 1.1198 | 0.014991 | 0
1424 | 1 | 5.8252e-05 | 0.00024656 | 0 | 0.00014685 | 0.00011416 | 0.01 | 0.2964 | 0.7322 | 0.1407 | 1.1935 | 0.1392 | 0.00468
1425 | 1 | 7.4548e-05 | 0.00017973 | 0 | 0.00016448 | 0.00011416 | 0.25 | 0.2839 | 0.7093 | 0.18337 | 1.1935 | 0.17824 | 0
1426 | 1 | 9.9624e-05 | 0.00010546 | 0 | 0.00018797 | 0.00011416 | 0.23 | 0.304 | 0.6209 | 0.23253 | 1.2719 | 0.10544 | 0.0072317
1427 | 1 | 0.00012251 | 3.9742e-05 | 0 | 0.00020677 | 0.00011416 | 0.52 | 0.3145 | 0.6693 | 0.26541 | 1.3097 | 0.031253 | 0.057486
1428 | 1 | 0.00013297 | 0 | 0 | 0.00018797 | 0.00011416 | 0.77 | 0.3214 | 0.8051 | 0.24353 | 1.3124 | 0.0013373 | 0.048895
1429 | 1 | 0.00013155 | 0 | 0 | 0.00019032 | 0.00011416 | 0.76 | 0.3323 | 0.8457 | 0.23693 | 1.306 | 0.084249 | 0.16329
1430 | 1 | 0.00013205 | 0 | 0 | 0.00021382 | 0.00011416 | 0.76 | 0.3429 | 0.843 | 0.20806 | 1.2811 | 0.34559 | 0.27484
1431 | 1 | 0.00012981 | 0 | 0 | 0.00022322 | 0.00011416 | 0.67 | 0.3525 | 0.8287 | 0.20394 | 1.1843 | 0.44538 | 0.53466
1432 | 1 | 0.00012369 | 0 | 0 | 0.00022322 | 0.00011416 | 0.54 | 0.3632 | 0.855 | 0.18255 | 1.177 | 0.27383 | 0.49891
1433 | 1 | 0.00012025 | 0 | 0 | 0.00016448 | 0.00011416 | 0.27 | 0.3622 | 0.9056 | 0.21548 | 1.1788 | 0.079544 | 0.23735
1434 | 1 | 0.00010538 | 7.0308e-05 | 0 | 0.00011748 | 0.00011416 | 0.07 | 0.3628 | 0.9258 | 0.23401 | 1.2 | 0.0018044 | 0.12199
1435 | 1 | 9.8775e-05 | 0.00012034 | 0 | 8.8113e-05 | 0.00011416 | 0 | 0.3754 | 0.9294 | 0.26458 | 1.3622 | 0.017434 | 0
1436 | 1 | 0.00011222 | 0.00014054 | 0 | 5.8742e-05 | 0.00011416 | 0 | 0.3778 | 0.9198 | 0.31632 | 1.423 | 0.15523 | 0
1437 | 1 | 0.00011931 | 0.00015623 | 0 | 3.7595e-05 | 0.00011416 | 0 | 0.3852 | 0.9104 | 0.32694 | 1.459 | 0.19557 | 0
1438 | 1 | 0.00011799 | 0.0001687 | 0 | 2.3497e-05 | 0.00011416 | 0 | 0.3954 | 0.9029 | 0.32908 | 1.4488 | 0.11419 | 0
1439 | 1 | 0.00011036 | 0.00018158 | 0 | 9.3987e-06 | 0.00011416 | 0 | 0.4024 | 0.8924 | 0.30346 | 1.4249 | 0.033057 | 0
1440 | 1 | 9.6229e-05 | 0.00019127 | 0 | 5.8742e-06 | 0.00011416 | 0 | 0.415 | 0.902 | 0.2477 | 1.3843 | 0.0013373 | 0
1441 | 1 | 8.0102e-05 | 0.00020093 | 0 | 2.3497e-06 | 0.00011416 | 0 | 0.424 | 0.8644 | 0.18409 | 1.318 | 0.089964 | 0
1442 | 1 | 7.0414e-05 | 0.0002093 | 0 | 1.1748e-06 | 0.00011416 | 0 | 0.4292 | 0.8211 | 0.15967 | 1.2995 | 0.36702 | 0
1443 | 1 | 6.451e-05 | 0.00021547 | 0 | 1.4098e-05 | 0.00011416 | 0 | 0.4296 | 0.8195 | 0.16319 | 1.2866 | 0.47351 | 0
1444 | 1 | 6.0743e-05 | 0.00022095 | 0 | 3.7595e-05 | 0.00011416 | 0 | 0.4283 | 0.8471 | 0.16594 | 1.2866 | 0.2906 | 0
1445 | 1 | 6.0295e-05 | 0.00022584 | 0 | 9.3987e-05 | 0.00011416 | 0 | 0.414 | 0.8504 | 0.16864 | 1.2839 | 0.084345 | 0
1446 | 1 | 6.4007e-05 | 0.0002315 | 0 | 0.0001821 | 0.00011416 | 0 | 0.3871 | 0.814 | 0.17342 | 1.282 | 0.0018538 | 0
1447 | 1 | 7.9246e-05 | 0.00023409 | 0 | 0.0001586 | 0.00011416 | 0 | 0.3643 | 0.8409 | 0.19459 | 1.3198 | 0.019201 | 0
1448 | 1 | 0.00011145 | 0.0001882 | 0 | 0.00014685 | 0.00011416 | 0.03 | 0.3175 | 0.8242 | 0.24468 | 1.3318 | 0.16657 | 0
1449 | 1 | 0.00013771 | 0.00012829 | 0 | 0.00016448 | 0.00011416 | 0.31 | 0.3157 | 0.8381 | 0.30324 | 1.3853 | 0.20773 | 0.018653
1450 | 1 | 0.00015911 | 5.7356e-05 | 0 | 0.00018797 | 0.00011416 | 0.53 | 0.3573 | 0.928 | 0.36796 | 1.4313 | 0.12029 | 0.001794
1451 | 1 | 0.00017261 | 0 | 0 | 0.00020677 | 0.00011416 | 0.68 | 0.3609 | 0.9051 | 0.38055 | 1.4378 | 0.034298 | 0
1452 | 1 | 0.00017197 | 0 | 0 | 0.00018797 | 0.00011416 | 0.77 | 0.3458 | 0.8279 | 0.358 | 1.4581 | 0.0013373 | 0
1453 | 1 | 0.0001715 | 0 | 0 | 0.00019032 | 0.00011416 | 0.76 | 0.328 | 0.7676 | 0.35608 | 1.4848 | 0.092915 | 0.40232
1454 | 1 | 0.00016937 | 0 | 0 | 0.00021382 | 0.00011416 | 0.77 | 0.3048 | 0.7627 | 0.33832 | 1.4811 | 0.37805 | 0.79325
1455 | 1 | 0.00016237 | 0 | 0 | 0.00022322 | 0.00011416 | 0.7 | 0.2778 | 0.7149 | 0.299 | 1.4977 | 0.48802 | 0.77139
1456 | 1 | 0.00015804 | 0 | 0 | 0.00022322 | 0.00011416 | 0.55 | 0.2496 | 0.6826 | 0.27877 | 1.4986 | 0.29924 | 0.5895
1457 | 1 | 0.00015481 | 0 | 0 | 0.00016448 | 0.00011416 | 0.36 | 0.2056 | 0.5899 | 0.28735 | 1.4783 | 0.086816 | 0.3397
1458 | 1 | 0.00014643 | 3.9742e-05 | 0 | 0.00011748 | 0.00011416 | 0.12 | 0.1792 | 0.5437 | 0.33408 | 1.5032 | 0.0018789 | 0.13436
1459 | 1 | 0.00013614 | 9.6507e-05 | 0 | 8.8113e-05 | 0.00011416 | 0 | 0.1872 | 0.5149 | 0.34024 | 1.5143 | 0.020128 | 0
1460 | 1 | 0.00014626 | 0.00012659 | 0 | 5.8742e-05 | 0.00011416 | 0 | 0.1766 | 0.4669 | 0.44895 | 1.5539 | 0.17244 | 0
1461 | 1 | 0.00014773 | 0.00014968 | 0 | 3.7595e-05 | 0.00011416 | 0 | 0.1622 | 0.3998 | 0.4859 | 1.5567 | 0.214 | 0
1462 | 1 | 0.00013839 | 0.00016841 | 0 | 2.3497e-05 | 0.00011416 | 0 | 0.1473 | 0.3626 | 0.45747 | 1.5465 | 0.12342 | 0
1463 | 1 | 0.00012076 | 0.00018454 | 0 | 9.3987e-06 | 0.00011416 | 0 | 0.131 | 0.364 | 0.40496 | 1.5161 | 0.03493 | 0
1464 | 1 | 0.00010251 | 0.00019768 | 0 | 5.8742e-06 | 0.00011416 | 0 | 0.1191 | 0.3883 | 0.34437 | 1.4857 | 0.0013373 | 0
1465 | 1 | 8.8445e-05 | 0.00020656 | 0 | 2.3497e-06 | 0.00011416 | 0 | 0.1102 | 0.4493 | 0.24941 | 1.4424 | 0.095931 | 0
1466 | 1 | 7.7273e-05 | 0.00021229 | 0 | 1.1748e-06 | 0.00011416 | 0 | 0.1007 | 0.4975 | 0.24149 | 1.4111 | 0.38931 | 0
1467 | 1 | 7.0735e-05 | 0.00021577 | 0 | 1.4098e-05 | 0.00011416 | 0 | 0.0884 | 0.5522 | 0.20878 | 1.3945 | 0.50281 | 0
1468 | 1 | 6.6909e-05 | 0.00022147 | 0 | 3.7595e-05 | 0.00011416 | 0 | 0.0784 | 0.6089 | 0.19547 | 1.3917 | 0.30805 | 0
1469 | 1 | 6.4388e-05 | 0.00022939 | 0 | 9.3987e-05 | 0.00011416 | 0 | 0.0735 | 0.6301 | 0.19547 | 1.3742 | 0.089335 | 0
1470 | 1 | 6.6806e-05 | 0.00023749 | 0 | 0.0001821 | 0.00011416 | 0 | 0.0721 | 0.6481 | 0.2135 | 1.4101 | 0.0019042 | 0
1471 | 1 | 8.0376e-05 | 0.0002416 | 0 | 0.0001586 | 0.00011416 | 0 | 0.0711 | 0.6656 | 0.24452 | 1.435 | 0.021085 | 0
1472 | 1 | 0.00010949 | 0.00020078 | 0 | 0.00014685 | 0.00011416 | 0.03 | 0.0633 | 0.634 | 0.36416 | 1.4931 | 0.17845 | 0.01199
1473 | 1 | 0.00013294 | 0.00014927 | 0 | 0.00016448 | 0.00011416 | 0.31 | 0.0538 | 0.5677 | 0.39831 | 1.5263 | 0.22038 | 0.17937
1474 | 1 | 0.0001509 | 8.992e-05 | 0 | 0.00018797 | 0.00011416 | 0.46 | 0.0663 | 0.5885 | 0.41425 | 1.5401 | 0.1266 | 0.38464
1475 | 1 | 0.00016328 | 3.3526e-05 | 0 | 0.00020677 | 0.00011416 | 0.64 | 0.0828 | 0.8108 | 0.43306 | 1.5521 | 0.03557 | 0.59
1476 | 1 | 0.00016989 | 0 | 0 | 0.00018797 | 0.00011416 | 0.75 | 0.1002 | 0.8034 | 0.42415 | 1.5465 | 0.0013373 | 0.85966
1477 | 1 | 0.00016822 | 0 | 0 | 0.00019032 | 0.00011416 | 0.75 | 0.1172 | 0.7364 | 0.41612 | 1.5696 | 0.095931 | 0.87017
1478 | 1 | 0.00016685 | 0 | 0 | 0.00021382 | 0.00011416 | 0.76 | 0.1334 | 0.6607 | 0.39171 | 1.5816 | 0.38931 | 0.88651
1479 | 1 | 0.00016002 | 0 | 0 | 0.00022322 | 0.00011416 | 0.69 | 0.1476 | 0.5691 | 0.34162 | 1.5318 | 0.50281 | 0.77425
1480 | 1 | 0.00015582 | 0 | 0 | 0.00022322 | 0.00011416 | 0.55 | 0.1578 | 0.4829 | 0.3149 | 1.5189 | 0.30805 | 0.63571
1481 | 1 | 0.0001522 | 4.8475e-06 | 0 | 0.00016448 | 0.00011416 | 0.35 | 0.1544 | 0.4361 | 0.30989 | 1.5235 | 0.089335 | 0.36088
1482 | 1 | 0.00013505 | 9.462e-05 | 0 | 0.00011748 | 0.00011416 | 0.12 | 0.1529 | 0.5294 | 0.32875 | 1.5392 | 0.0019042 | 0.12834
1483 | 1 | 0.00012425 | 0.00016001 | 0 | 8.8113e-05 | 0.00011416 | 0 | 0.159 | 0.5967 | 0.38104 | 1.5576 | 0.021085 | 0
1484 | 1 | 0.00013497 | 0.00018628 | 0 | 5.8742e-05 | 0.00011416 | 0 | 0.1601 | 0.5621 | 0.46181 | 1.5548 | 0.17845 | 0
1485 | 1 | 0.00013822 | 0.00020608 | 0 | 3.7595e-05 | 0.00011416 | 0 | 0.1632 | 0.4361 | 0.46341 | 1.5539 | 0.22038 | 0
1486 | 1 | 0.00012954 | 0.00022199 | 0 | 2.3497e-05 | 0.00011416 | 0 | 0.1678 | 0.3926 | 0.44042 | 1.541 | 0.1266 | 0
1487 | 1 | 0.00011221 | 0.00023531 | 0 | 9.3987e-06 | 0.00011416 | 0 | 0.1757 | 0.4056 | 0.40694 | 1.4903 | 0.03557 | 0
1488 | 1 | 9.3263e-05 | 0.00024704 | 0 | 5.8742e-06 | 0.00011416 | 0 | 0.1905 | 0.4215 | 0.34635 | 1.4037 | 0.0013373 | 0
1489 | 1 | 7.9389e-05 | 0.00025858 | 0 | 2.3497e-06 | 0.00011416 | 0 | 0.2105 | 0.4595 | 0.25744 | 1.4369 | 0.092915 | 0
1490 | 1 | 6.7293e-05 | 0.00026665 | 0 | 1.1748e-06 | 0.00011416 | 0 | 0.2328 | 0.5135 | 0.22076 | 1.4258 | 0.37805 | 0
1491 | 1 | 5.9732e-05 | 0.00027431 | 0 | 1.4098e-05 | 0.00011416 | 0 | 0.2561 | 0.5565 | 0.20685 | 1.4129 | 0.48802 | 0
1492 | 1 | 5.6604e-05 | 0.00028086 | 0 | 3.7595e-05 | 0.00011416 | 0 | 0.2865 | 0.5747 | 0.22566 | 1.3982 | 0.29924 | 0
1493 | 1 | 5.4712e-05 | 0.00028948 | 0 | 9.3987e-05 | 0.00011416 | 0 | 0.3212 | 0.583 | 0.2096 | 1.4 | 0.086816 | 0
1494 | 1 | 5.6474e-05 | 0.00029307 | 0 | 0.0001821 | 0.00011416 | 0 | 0.3561 | 0.5995 | 0.214 | 1.4074 | 0.0018789 | 0
1495 | 1 | 7.0806e-05 | 0.00029585 | 0 | 0.0001586 | 0.00011416 | 0 | 0.3761 | 0.6062 | 0.24138 | 1.4369 | 0.020128 | 0
1496 | 1 | 9.9555e-05 | 0.0002621 | 0 | 0.00014685 | 0.00011416 | 0.03 | 0.3946 | 0.5422 | 0.30208 | 1.4765 | 0.17244 | 0.0037217
1497 | 1 | 0.00012298 | 0.000206 | 0 | 0.00016448 | 0.00011416 | 0.27 | 0.4426 | 0.357 | 0.37092 | 1.5502 | 0.214 | 0.22861
1498 | 1 | 0.000141 | 0.00014443 | 0 | 0.00018797 | 0.00011416 | 0.37 | 0.5025 | 0.5858 | 0.36125 | 1.5714 | 0.12342 | 0.11587
1499 | 1 | 0.00015274 | 9.6766e-05 | 0 | 0.00020677 | 0.00011416 | 0.54 | 0.5292 | 0.6557 | 0.34657 | 1.576 | 0.03493 | 0.65033
1500 | 1 | 0.00015928 | 6.3425e-05 | 0 | 0.00018797 | 0.00011416 | 0.77 | 0.5506 | 0.6301 | 0.33892 | 1.5724 | 0.0013373 | 0.84805
1501 | 1 | 0.0001621 | 4.5737e-05 | 0 | 0.00019032 | 0.00011416 | 0.79 | 0.5731 | 0.6116 | 0.29103 | 1.5512 | 0.087075 | 0.72196
1502 | 1 | 0.00016168 | 4.0816e-05 | 0 | 0.00021382 | 0.00011416 | 0.73 | 0.5933 | 0.6035 | 0.25001 | 1.529 | 0.3562 | 0.88917
1503 | 1 | 0.00015314 | 4.7698e-05 | 0 | 0.00022322 | 0.00011416 | 0.7 | 0.6065 | 0.6062 | 0.23643 | 1.529 | 0.4593 | 0.80307
1504 | 1 | 0.00014626 | 6.9346e-05 | 0 | 0.00022322 | 0.00011416 | 0.55 | 0.6078 | 0.583 | 0.25612 | 1.5327 | 0.28213 | 0.61569
1505 | 1 | 0.0001352 | 0.00011275 | 0 | 0.00016448 | 0.00011416 | 0.36 | 0.5875 | 0.5437 | 0.25095 | 1.5392 | 0.081921 | 0.37548
1506 | 1 | 0.00011903 | 0.00019623 | 0 | 0.00011748 | 0.00011416 | 0.13 | 0.5408 | 0.5913 | 0.25463 | 1.5429 | 0.001829 | 0.1321
1507 | 1 | 0.00010777 | 0.00026673 | 0 | 8.8113e-05 | 0.00011416 | 0 | 0.5271 | 0.6392 | 0.27289 | 1.5318 | 0.018303 | 0
1508 | 1 | 0.00011836 | 0.00029648 | 0 | 5.8742e-05 | 0.00011416 | 0 | 0.5276 | 0.6594 | 0.37087 | 1.5475 | 0.16083 | 0
1509 | 1 | 0.00012042 | 0.00032319 | 0 | 3.7595e-05 | 0.00011416 | 0 | 0.521 | 0.6248 | 0.3718 | 1.5475 | 0.20159 | 0
1510 | 1 | 0.00010952 | 0.00034906 | 0 | 2.3497e-05 | 0.00011416 | 0 | 0.5081 | 0.5981 | 0.34415 | 1.5373 | 0.11721 | 0
1511 | 1 | 9.0332e-05 | 0.00037211 | 0 | 9.3987e-06 | 0.00011416 | 0 | 0.4908 | 0.5635 | 0.29433 | 1.4968 | 0.033674 | 0
1512 | 1 | 6.9887e-05 | 0.00039084 | 0 | 5.8742e-06 | 0.00011416 | 0 | 0.4835 | 0.5279 | 0.22835 | 1.459 | 0.0013373 | 0
1513 | 1 | 5.3873e-05 | 0.00040623 | 0 | 2.3497e-06 | 0.00011416 | 0 | 0.4795 | 0.4844 | 0.22862 | 1.3935 | 0.081485 | 0
1514 | 1 | 4.1492e-05 | 0.00041937 | 0 | 1.1748e-06 | 0.00011416 | 0 | 0.476 | 0.442 | 0.19607 | 1.3806 | 0.3352 | 0
1515 | 1 | 3.5248e-05 | 0.00043051 | 0 | 1.4098e-05 | 0.00011416 | 0 | 0.4703 | 0.4128 | 0.2046 | 1.3843 | 0.43173 | 0
1516 | 1 | 3.1195e-05 | 0.00044146 | 0 | 3.7595e-05 | 0.00011416 | 0 | 0.4754 | 0.394 | 0.21438 | 1.3714 | 0.26569 | 0
1517 | 1 | 2.9339e-05 | 0.00045023 | 0 | 9.3987e-05 | 0.00011416 | 0 | 0.4826 | 0.3626 | 0.21559 | 1.3733 | 0.077214 | 0
1518 | 1 | 3.0735e-05 | 0.00045885 | 0 | 0.0001821 | 0.00011416 | 0 | 0.4895 | 0.317 | 0.21889 | 1.3945 | 0.00178 | 0
1519 | 1 | 4.3032e-05 | 0.00046296 | 0 | 0.0001586 | 0.00011416 | 0 | 0.4857 | 0.2828 | 0.2289 | 1.3806 | 0.016592 | 0
1520 | 1 | 7.6489e-05 | 0.00040656 | 0 | 0.00014685 | 0.00011416 | 0.04 | 0.4558 | 0.2233 | 0.25782 | 1.3714 | 0.14976 | 0.027935
1521 | 1 | 0.00010582 | 0.00032471 | 0 | 0.00016448 | 0.00011416 | 0.34 | 0.5366 | 0.0916 | 0.29818 | 1.4184 | 0.18967 | 0.26445
1522 | 1 | 0.00012639 | 0.00024678 | 0 | 0.00018797 | 0.00011416 | 0.58 | 0.5623 | 0.0765 | 0.30104 | 1.4581 | 0.11122 | 0.49044
1523 | 1 | 0.00013995 | 0.00018391 | 0 | 0.00020677 | 0.00011416 | 0.74 | 0.5458 | 0.0434 | 0.26041 | 1.482 | 0.032448 | 0.71639
1524 | 1 | 0.00014859 | 0.00013347 | 0 | 0.00018797 | 0.00011416 | 0.86 | 0.5229 | 0.0205 | 0.27063 | 1.4765 | 0.0013373 | 0.79203
1525 | 1 | 0.00015344 | 9.647e-05 | 0 | 0.00019032 | 0.00011416 | 0.73 | 0.4944 | 0.0103 | 0.26898 | 1.4848 | 0.073557 | 0.57773
1526 | 1 | 0.00015628 | 7.349e-05 | 0 | 0.00021382 | 0.00011416 | 0.81 | 0.4658 | 0.0068 | 0.26453 | 1.4986 | 0.30527 | 0.89179
1527 | 1 | 0.00015056 | 6.6644e-05 | 0 | 0.00022322 | 0.00011416 | 0.74 | 0.446 | 0.0061 | 0.25628 | 1.4977 | 0.39249 | 0.77831
1528 | 1 | 0.00014399 | 7.6895e-05 | 0 | 0.00022322 | 0.00011416 | 0.58 | 0.4376 | 0.0143 | 0.26079 | 1.5032 | 0.24223 | 0.60654
1529 | 1 | 0.00013446 | 0.00011323 | 0 | 0.00016448 | 0.00011416 | 0.37 | 0.4181 | 0.042 | 0.27393 | 1.4977 | 0.070496 | 0.37004
1530 | 1 | 0.00011325 | 0.00022066 | 0 | 0.00011748 | 0.00011416 | 0.12 | 0.3977 | 0.0849 | 0.28768 | 1.4111 | 0.0017082 | 0.1357
1531 | 1 | 0.00010056 | 0.00029781 | 0 | 8.8113e-05 | 0.00011416 | 0 | 0.419 | 0.125 | 0.31918 | 1.4673 | 0.01423 | 0
1532 | 1 | 0.00011075 | 0.00032701 | 0 | 5.8742e-05 | 0.00011416 | 0 | 0.4189 | 0.1711 | 0.39902 | 1.5069 | 0.13412 | 0
1533 | 1 | 0.00011496 | 0.00035487 | 0 | 3.7595e-05 | 0.00011416 | 0 | 0.4149 | 0.2267 | 0.41546 | 1.5631 | 0.17269 | 0
1534 | 1 | 0.00010515 | 0.00037922 | 0 | 2.3497e-05 | 0.00011416 | 0 | 0.413 | 0.2905 | 0.39875 | 1.53 | 0.10263 | 0
1535 | 1 | 8.7275e-05 | 0.00039909 | 0 | 9.3987e-06 | 0.00011416 | 0 | 0.4066 | 0.3375 | 0.38984 | 1.5401 | 0.030666 | 0
1536 | 1 | 6.6718e-05 | 0.00041533 | 0 | 5.8742e-06 | 0.00011416 | 0 | 0.3981 | 0.3626 | 0.30659 | 1.5005 | 0.0013373 | 0
1537 | 1 | 5.1734e-05 | 0.00042921 | 0 | 2.3497e-06 | 0.00011416 | 0 | 0.3872 | 0.3598 | 0.22923 | 1.3539 | 0.06381 | 0
1538 | 1 | 3.952e-05 | 0.00044079 | 0 | 1.1748e-06 | 0.00011416 | 0 | 0.3775 | 0.3389 | 0.22263 | 1.3355 | 0.26822 | 0
1539 | 1 | 3.0197e-05 | 0.00045138 | 0 | 1.4098e-05 | 0.00011416 | 0 | 0.3678 | 0.3103 | 0.2267 | 1.329 | 0.34396 | 0
1540 | 1 | 2.6041e-05 | 0.00046155 | 0 | 3.7595e-05 | 0.00011416 | 0 | 0.3559 | 0.3103 | 0.22813 | 1.3318 | 0.21317 | 0
1541 | 1 | 2.4075e-05 | 0.00046992 | 0 | 9.3987e-05 | 0.00011416 | 0 | 0.3465 | 0.3361 | 0.22203 | 1.4304 | 0.062162 | 0
1542 | 1 | 2.6383e-05 | 0.00047569 | 0 | 0.0001821 | 0.00011416 | 0 | 0.3401 | 0.364 | 0.22164 | 1.4498 | 0.0016155 | 0
1543 | 1 | 4.1335e-05 | 0.00047402 | 0 | 0.0001586 | 0.00011416 | 0 | 0.3325 | 0.3969 | 0.24666 | 1.4599 | 0.011446 | 0
1544 | 1 | 7.8079e-05 | 0.00039106 | 0 | 0.00014685 | 0.00011416 | 0.04 | 0.2694 | 0.3697 | 0.30175 | 1.5051 | 0.11501 | 0.036159
1545 | 1 | 0.00011319 | 0.0002863 | 0 | 0.00016448 | 0.00011416 | 0.33 | 0.1887 | 0.176 | 0.37923 | 1.529 | 0.15168 | 0.27199
1546 | 1 | 0.00013866 | 0.0001882 | 0 | 0.00018797 | 0.00011416 | 0.55 | 0.1932 | 0.0937 | 0.40199 | 1.5438 | 0.091868 | 0.5031
1547 | 1 | 0.00015557 | 0.00011127 | 0 | 0.00020677 | 0.00011416 | 0.7 | 0.1799 | 0.1967 | 0.38572 | 1.5309 | 0.028393 | 0.71951
1548 | 1 | 0.00016465 | 5.225e-05 | 0 | 0.00018797 | 0.00011416 | 0.8 | 0.1617 | 0.1731 | 0.37956 | 1.529 | 0.0013373 | 0.82364
1549 | 1 | 0.00016755 | 1.099e-05 | 0 | 0.00019032 | 0.00011416 | 0.68 | 0.1441 | 0.1317 | 0.3624 | 1.4876 | 0.054964 | 0.60546
1550 | 1 | 0.00016805 | 0 | 0 | 0.00021382 | 0.00011416 | 0.78 | 0.1321 | 0.1002 | 0.35294 | 1.5124 | 0.23429 | 0.89436
1551 | 1 | 0.00016046 | 0 | 0 | 0.00022322 | 0.00011416 | 0.7 | 0.1238 | 0.0803 | 0.33079 | 1.5032 | 0.29961 | 0.78105
1552 | 1 | 0.00015537 | 0 | 0 | 0.00022322 | 0.00011416 | 0.56 | 0.1208 | 0.0803 | 0.32347 | 1.5032 | 0.18653 | 0.60803
1553 | 1 | 0.00014592 | 3.4599e-05 | 0 | 0.00016448 | 0.00011416 | 0.37 | 0.1242 | 0.0777 | 0.32688 | 1.4876 | 0.054511 | 0.38571
1554 | 1 | 0.00012578 | 0.00013588 | 0 | 0.00011748 | 0.00011416 | 0.13 | 0.1447 | 0.0937 | 0.3265 | 1.4636 | 0.0015261 | 0.14221
1555 | 1 | 0.00011308 | 0.00020282 | 0 | 8.8113e-05 | 0.00011416 | 0 | 0.1635 | 0.1957 | 0.36905 | 1.5078 | 0.0090503 | 0
1556 | 1 | 0.00012344 | 0.00022754 | 0 | 5.8742e-05 | 0.00011416 | 0 | 0.1666 | 0.3854 | 0.45851 | 1.5475 | 0.097813 | 0
1557 | 1 | 0.00012651 | 0.00024974 | 0 | 3.7595e-05 | 0.00011416 | 0 | 0.1642 | 0.525 | 0.48562 | 1.5502 | 0.13243 | 0
1558 | 1 | 0.00011871 | 0.00027035 | 0 | 2.3497e-05 | 0.00011416 | 0 | 0.1583 | 0.5422 | 0.46528 | 1.5604 | 0.08189 | 0
1559 | 1 | 0.00010369 | 0.00029248 | 0 | 9.3987e-06 | 0.00011416 | 0 | 0.1556 | 0.4902 | 0.43515 | 1.5465 | 0.026235 | 0
1560 | 1 | 8.5608e-05 | 0.00031098 | 0 | 5.8742e-06 | 0.00011416 | 0 | 0.1622 | 0.4245 | 0.35987 | 1.5106 | 0.0013373 | 0
1561 | 1 | 7.0073e-05 | 0.00032882 | 0 | 2.3497e-06 | 0.00011416 | 0 | 0.1754 | 0.4815 | 0.32633 | 1.4608 | 0.045108 | 0
1562 | 1 | 5.5933e-05 | 0.00034373 | 0 | 1.1748e-06 | 0.00011416 | 0 | 0.1951 | 0.5705 | 0.30032 | 1.4323 | 0.19607 | 0
1563 | 1 | 4.5328e-05 | 0.00035568 | 0 | 1.4098e-05 | 0.00011416 | 0 | 0.2159 | 0.5677 | 0.25414 | 1.353 | 0.24976 | 0
1564 | 1 | 3.8485e-05 | 0.00036612 | 0 | 3.7595e-05 | 0.00011416 | 0 | 0.2289 | 0.538 | 0.24089 | 1.2728 | 0.15647 | 0
1565 | 1 | 3.5109e-05 | 0.0003737 | 0 | 9.3987e-05 | 0.00011416 | 0 | 0.2333 | 0.5494 | 0.24474 | 1.2664 | 0.045866 | 0
1566 | 1 | 3.3789e-05 | 0.00038007 | 0 | 0.0001821 | 0.00011416 | 0 | 0.2329 | 0.5733 | 0.23588 | 1.271 | 0.0014192 | 0
1567 | 1 | 3.684e-05 | 0.00037789 | 0 | 0.0001586 | 0.00011416 | 0 | 0.2302 | 0.5394 | 0.23308 | 1.2885 | 0.0065588 | 0
1568 | 1 | 5.8018e-05 | 0.00029437 | 0 | 0.00014685 | 0.00011416 | 0.05 | 0.2064 | 0.4027 | 0.23764 | 1.3373 | 0.078843 | 0.043479
1569 | 1 | 8.954e-05 | 0.00018099 | 0 | 0.00016448 | 0.00011416 | 0.34 | 0.1355 | 0.1643 | 0.27047 | 1.3908 | 0.11077 | 0.28121
1570 | 1 | 0.00012272 | 8.6627e-05 | 0 | 0.00018797 | 0.00011416 | 0.55 | 0.0978 | 0.065 | 0.28091 | 1.4249 | 0.070468 | 0.51552
1571 | 1 | 0.00014696 | 0 | 0 | 0.00020677 | 0.00011416 | 0.7 | 0.0944 | 0.0353 | 0.27998 | 1.3862 | 0.023696 | 0.73555
1572 | 1 | 0.00014656 | 0 | 0 | 0.00018797 | 0.00011416 | 0.78 | 0.0956 | 0.079 | 0.27421 | 1.3382 | 0.0013373 | 0.82658
1573 | 1 | 0.00014277 | 0 | 0 | 0.00019032 | 0.00011416 | 0.71 | 0.0964 | 0.0952 | 0.25562 | 1.33 | 0.036507 | 0.65906
1574 | 1 | 0.00014142 | 0 | 0 | 0.00021382 | 0.00011416 | 0.76 | 0.0969 | 0.1091 | 0.2543 | 1.3355 | 0.16225 | 0.91208
1575 | 1 | 0.00013741 | 0 | 0 | 0.00022322 | 0.00011416 | 0.69 | 0.0962 | 0.1185 | 0.26189 | 1.3419 | 0.20577 | 0.76872
1576 | 1 | 0.00013011 | 0 | 0 | 0.00022322 | 0.00011416 | 0.55 | 0.0907 | 0.1107 | 0.23418 | 1.3935 | 0.12983 | 0.61096
1577 | 1 | 0.00012606 | 0 | 0 | 0.00016448 | 0.00011416 | 0.36 | 0.0868 | 0.1024 | 0.22747 | 1.3779 | 0.038187 | 0.38026
1578 | 1 | 0.00011026 | 7.1788e-05 | 0 | 0.00011748 | 0.00011416 | 0.13 | 0.1049 | 0.1169 | 0.22494 | 1.3899 | 0.0013174 | 0.14694
1579 | 1 | 9.6534e-05 | 0.00014668 | 0 | 8.8113e-05 | 0.00011416 | 0 | 0.1235 | 0.1351 | 0.30923 | 1.4313 | 0.0045725 | 0
1580 | 1 | 0.00010414 | 0.00017677 | 0 | 5.8742e-05 | 0.00011416 | 0 | 0.1395 | 0.1557 | 0.37158 | 1.4664 | 0.062499 | 0
1581 | 1 | 0.00011086 | 0.00020234 | 0 | 3.7595e-05 | 0.00011416 | 0 | 0.1558 | 0.1711 | 0.38445 | 1.447 | 0.091599 | 0
1582 | 1 | 0.0001067 | 0.00022654 | 0 | 2.3497e-05 | 0.00011416 | 0 | 0.163 | 0.1721 | 0.396 | 1.5419 | 0.060161 | 0
1583 | 1 | 9.6275e-05 | 0.00024571 | 0 | 9.3987e-06 | 0.00011416 | 0 | 0.1611 | 0.1614 | 0.37587 | 1.4452 | 0.021325 | 0
1584 | 1 | 8.1931e-05 | 0.00026247 | 0 | 5.8742e-06 | 0.00011416 | 0 | 0.1545 | 0.1502 | 0.31572 | 1.4111 | 0.0013373 | 0
1585 | 1 | 6.6319e-05 | 0.00027909 | 0 | 2.3497e-06 | 0.00011416 | 0 | 0.15 | 0.1385 | 0.27124 | 1.3438 | 0.029075 | 0
1586 | 1 | 5.2219e-05 | 0.00029455 | 0 | 1.1748e-06 | 0.00011416 | 0 | 0.151 | 0.1258 | 0.24726 | 1.3143 | 0.13256 | 0
1587 | 1 | 4.3002e-05 | 0.00030762 | 0 | 1.4098e-05 | 0.00011416 | 0 | 0.1518 | 0.1107 | 0.23885 | 1.2783 | 0.16727 | 0
1588 | 1 | 3.6345e-05 | 0.00032131 | 0 | 3.7595e-05 | 0.00011416 | 0 | 0.1459 | 0.0896 | 0.22934 | 1.2627 | 0.1064 | 0
1589 | 1 | 3.2915e-05 | 0.00033204 | 0 | 9.3987e-05 | 0.00011416 | 0 | 0.1367 | 0.0803 | 0.23495 | 1.247 | 0.031417 | 0
1590 | 1 | 3.1871e-05 | 0.00033885 | 0 | 0.0001821 | 0.00011416 | 0 | 0.1301 | 0.0621 | 0.22945 | 1.2396 | 0.0012206 | 0
1591 | 1 | 3.4013e-05 | 0.00034144 | 0 | 0.0001586 | 0.00011416 | 0 | 0.1237 | 0.0434 | 0.23539 | 1.3051 | 0.0030341 | 0
1592 | 1 | 4.6977e-05 | 0.00027324 | 0 | 0.00014685 | 0.00011416 | 0.02 | 0.1118 | 0.0287 | 0.23005 | 1.3207 | 0.048587 | 0.05889
1593 | 1 | 7.1173e-05 | 0.00017103 | 0 | 0.00016448 | 0.00011416 | 0.3 | 0.0687 | 0.0101 | 0.22164 | 1.2728 | 0.074782 | 0.28451
1594 | 1 | 9.9255e-05 | 9.0734e-05 | 0 | 0.00018797 | 0.00011416 | 0.44 | 0.0683 | 0.0005 | 0.20273 | 1.2968 | 0.050911 | 0.52942
1595 | 1 | 0.00012302 | 1.6615e-05 | 0 | 0.00020677 | 0.00011416 | 0.69 | 0.0947 | 0.0014 | 0.20163 | 1.3069 | 0.019119 | 0.71275
1596 | 1 | 0.00012806 | 0 | 0 | 0.00018797 | 0.00011416 | 0.76 | 0.1103 | 0.0444 | 0.18893 | 1.3171 | 0.0013373 | 0.89039
1597 | 1 | 0.00012527 | 0 | 0 | 0.00019032 | 0.00011416 | 0.72 | 0.1281 | 0.0882 | 0.17853 | 1.3244 | 0.02158 | 0.75951
1598 | 1 | 0.00012595 | 0 | 0 | 0.00021382 | 0.00011416 | 0.77 | 0.1532 | 0.0434 | 0.19915 | 1.3438 | 0.10201 | 0.91449
1599 | 1 | 0.00012469 | 0 | 0 | 0.00022322 | 0.00011416 | 0.69 | 0.1807 | 0.0534 | 0.19987 | 1.3318 | 0.12781 | 0.78489
1600 | 1 | 0.00011794 | 0 | 0 | 0.00022322 | 0.00011416 | 0.34 | 0.207 | 0.152 | 0.16919 | 1.3143 | 0.082233 | 0.53989
1601 | 1 | 0.00011386 | 0 | 0 | 0.00016448 | 0.00011416 | 0.32 | 0.2198 | 0.1936 | 0.19239 | 1.3355 | 0.024412 | 0.05587
1602 | 1 | 9.4862e-05 | 9.8172e-05 | 0 | 0.00011748 | 0.00011416 | 0.12 | 0.2485 | 0.1904 | 0.19871 | 1.3539 | 0.0011108 | 0.036771
1603 | 1 | 8.296e-05 | 0.00018032 | 0 | 8.8113e-05 | 0.00011416 | 0 | 0.2885 | 0.1493 | 0.23808 | 1.376 | 0.0016988 | 0
1604 | 1 | 9.2516e-05 | 0.00021496 | 0 | 5.8742e-05 | 0.00011416 | 0 | 0.2858 | 0.2165 | 0.31957 | 1.388 | 0.034824 | 0
1605 | 1 | 0.00010017 | 0.00024341 | 0 | 3.7595e-05 | 0.00011416 | 0 | 0.2697 | 0.2867 | 0.35899 | 1.4028 | 0.057486 | 0
1606 | 1 | 9.6544e-05 | 0.00026991 | 0 | 2.3497e-05 | 0.00011416 | 0 | 0.2631 | 0.3103 | 0.37884 | 1.4037 | 0.041127 | 0
1607 | 1 | 8.6148e-05 | 0.00029181 | 0 | 9.3987e-06 | 0.00011416 | 0 | 0.2563 | 0.3225 | 0.34778 | 1.4221 | 0.016678 | 0
1608 | 1 | 6.9732e-05 | 0.0003112 | 0 | 5.8742e-06 | 0.00011416 | 0 | 0.2456 | 0.3911 | 0.27954 | 1.3843 | 0.0013373 | 0
1609 | 1 | 5.3942e-05 | 0.00032649 | 0 | 2.3497e-06 | 0.00011416 | 0 | 0.2414 | 0.4215 | 0.23594 | 1.3143 | 0.015499 | 0
1610 | 1 | 4.306e-05 | 0.00033729 | 0 | 1.1748e-06 | 0.00011416 | 0 | 0.2432 | 0.4041 | 0.22043 | 1.2912 | 0.076556 | 0
1611 | 1 | 3.6262e-05 | 0.00034414 | 0 | 1.4098e-05 | 0.00011416 | 0 | 0.2457 | 0.2841 | 0.20311 | 1.2737 | 0.095102 | 0
1612 | 1 | 3.3515e-05 | 0.00035024 | 0 | 3.7595e-05 | 0.00011416 | 0 | 0.2439 | 0.1741 | 0.19184 | 1.2581 | 0.062032 | 0
1613 | 1 | 3.2543e-05 | 0.00035846 | 0 | 9.3987e-05 | 0.00011416 | 0 | 0.2405 | 0.125 | 0.18904 | 1.2378 | 0.018534 | 0
1614 | 1 | 3.5677e-05 | 0.00036886 | 0 | 0.0001821 | 0.00011416 | 0 | 0.2336 | 0.0809 | 0.20729 | 1.259 | 0.0010078 | 0
1615 | 1 | 5.2308e-05 | 0.00037245 | 0 | 0.0001586 | 0.00011416 | 0 | 0.2177 | 0.0633 | 0.23709 | 1.329 | 0.00082711 | 0
1616 | 1 | 8.926e-05 | 0.00029533 | 0 | 0.00014685 | 0.00011416 | 0.07 | 0.1602 | 0.0627 | 0.32138 | 1.4083 | 0.023942 | 0.047602
1617 | 1 | 0.00012352 | 0.00019594 | 0 | 0.00016448 | 0.00011416 | 0.34 | 0.0774 | 0.0397 | 0.36323 | 1.4839 | 0.043087 | 0.30443
1618 | 1 | 0.00014777 | 0.00010365 | 0 | 0.00018797 | 0.00011416 | 0.55 | 0.0492 | 0.0232 | 0.3602 | 1.5134 | 0.032684 | 0.51289
1619 | 1 | 0.00016604 | 2.3128e-05 | 0 | 0.00020677 | 0.00011416 | 0.62 | 0.0412 | 0.0146 | 0.36048 | 1.5281 | 0.014455 | 0.71583
1620 | 1 | 0.00016924 | 0 | 0 | 0.00018797 | 0.00011416 | 0.78 | 0.0407 | 0.0088 | 0.35086 | 1.5235 | 0.0013373 | 0.84786
1621 | 1 | 0.00016748 | 0 | 0 | 0.00019032 | 0.00011416 | 0.76 | 0.046 | 0.0186 | 0.34382 | 1.5097 | 0.0099928 | 0.71876
1622 | 1 | 0.00016449 | 0 | 0 | 0.00021382 | 0.00011416 | 0.78 | 0.056 | 0.0357 | 0.33189 | 1.506 | 0.052679 | 0.88537
1623 | 1 | 0.00015725 | 0 | 0 | 0.00022322 | 0.00011416 | 0.71 | 0.0677 | 0.0483 | 0.2802 | 1.4258 | 0.064631 | 0.77268
1624 | 1 | 0.00015355 | 0 | 0 | 0.00022322 | 0.00011416 | 0.57 | 0.072 | 0.0439 | 0.289 | 1.4009 | 0.043006 | 0.47279
1625 | 1 | 0.00015107 | 0 | 0 | 0.00016448 | 0.00011416 | 0.36 | 0.072 | 0.042 | 0.2907 | 1.3834 | 0.012969 | 0.3318
1626 | 1 | 0.00013647 | 7.2972e-05 | 0 | 0.00011748 | 0.00011416 | 0.09 | 0.0881 | 0.0588 | 0.29483 | 1.4332 | 0.00089592 | 0.067815
1627 | 1 | 0.00012247 | 0.00015079 | 0 | 8.8113e-05 | 0.00011416 | 0 | 0.1053 | 0.074 | 0.35619 | 1.4461 | 0.00026432 | 0
1628 | 1 | 0.00013309 | 0.00018165 | 0 | 5.8742e-05 | 0.00011416 | 0 | 0.114 | 0.0855 | 0.42102 | 1.5097 | 0.014435 | 0
1629 | 1 | 0.00013912 | 0.0002043 | 0 | 3.7595e-05 | 0.00011416 | 0 | 0.1175 | 0.091 | 0.44504 | 1.5198 | 0.029594 | 0
1630 | 1 | 0.00012998 | 0.00022288 | 0 | 2.3497e-05 | 0.00011416 | 0 | 0.1239 | 0.0959 | 0.41271 | 1.5171 | 0.024398 | 0
1631 | 1 | 0.00011132 | 0.00023927 | 0 | 9.3987e-06 | 0.00011416 | 0 | 0.1322 | 0.1053 | 0.38148 | 1.5041 | 0.012122 | 0
1632 | 1 | 9.2007e-05 | 0.00025178 | 0 | 5.8742e-06 | 0.00011416 | 0 | 0.1378 | 0.1084 | 0.29802 | 1.4608 | 0.0013373 | 0
1633 | 1 | 7.6963e-05 | 0.00026247 | 0 | 2.3497e-06 | 0.00011416 | 0 | 0.1433 | 0.093 | 0.24248 | 1.3696 | 0.0069846 | 0
1634 | 1 | 6.5491e-05 | 0.00027139 | 0 | 1.1748e-06 | 0.00011416 | 0 | 0.1485 | 0.074 | 0.21191 | 1.3152 | 0.039075 | 0
1635 | 1 | 5.7922e-05 | 0.00028127 | 0 | 1.4098e-05 | 0.00011416 | 0 | 0.1501 | 0.0621 | 0.19624 | 1.3161 | 0.047408 | 0
1636 | 1 | 5.3265e-05 | 0.00029274 | 0 | 3.7595e-05 | 0.00011416 | 0 | 0.146 | 0.0727 | 0.19289 | 1.318 | 0.032113 | 0
1637 | 1 | 5.0962e-05 | 0.00030565 | 0 | 9.3987e-05 | 0.00011416 | 0 | 0.1402 | 0.1225 | 0.19096 | 1.318 | 0.0097645 | 0
1638 | 1 | 5.2162e-05 | 0.00031894 | 0 | 0.0001821 | 0.00011416 | 0 | 0.1351 | 0.176 | 0.20949 | 1.3714 | 0.0008213 | 0
1639 | 1 | 6.5149e-05 | 0.0003249 | 0 | 0.0001586 | 0.00011416 | 0 | 0.1268 | 0.1957 | 0.25573 | 1.3438 | 7.933e-05 | 0
1640 | 1 | 0.0001011 | 0.0002483 | 0 | 0.00014685 | 0.00011416 | 0.07 | 0.0963 | 0.1511 | 0.33458 | 1.4304 | 0.0094656 | 0.061431
1641 | 1 | 0.00013263 | 0.00015257 | 0 | 0.00016448 | 0.00011416 | 0.34 | 0.0418 | 0.098 | 0.36301 | 1.4802 | 0.021915 | 0.29636
1642 | 1 | 0.00015604 | 6.4905e-05 | 0 | 0.00018797 | 0.00011416 | 0.54 | 0.0221 | 0.1258 | 0.38539 | 1.5078 | 0.019427 | 0.52658
1643 | 1 | 0.00016799 | 0 | 0 | 0.00020677 | 0.00011416 | 0.69 | 0.0169 | 0.0959 | 0.35899 | 1.5078 | 0.010619 | 0.75855
1644 | 1 | 0.00016639 | 0 | 0 | 0.00018797 | 0.00011416 | 0.78 | 0.0175 | 0.0746 | 0.3436 | 1.5023 | 0.0013373 | 0.86603
1645 | 1 | 0.00016671 | 0 | 0 | 0.00019032 | 0.00011416 | 0.76 | 0.0226 | 0.0703 | 0.34811 | 1.5032 | 0.0042568 | 0.74962
1646 | 1 | 0.00016553 | 0 | 0 | 0.00021382 | 0.00011416 | 0.77 | 0.0322 | 0.0771 | 0.33529 | 1.5235 | 0.026119 | 0.90282
1647 | 1 | 0.00015777 | 0 | 0 | 0.00022322 | 0.00011416 | 0.69 | 0.0432 | 0.0973 | 0.29527 | 1.494 | 0.031154 | 0.7886
1648 | 1 | 0.00015347 | 0 | 0 | 0.00022322 | 0.00011416 | 0.55 | 0.0518 | 0.1317 | 0.28102 | 1.4783 | 0.021683 | 0.62676
1649 | 1 | 0.00015121 | 0 | 0 | 0.00016448 | 0.00011416 | 0.36 | 0.0591 | 0.2065 | 0.28443 | 1.4756 | 0.0066753 | 0.3904
1650 | 1 | 0.00014391 | 3.8299e-05 | 0 | 0.00011748 | 0.00011416 | 0.13 | 0.0763 | 0.3669 | 0.30659 | 1.4774 | 0.00073737 | 0.15294
1651 | 1 | 0.0001304 | 0.0001122 | 0 | 8.8113e-05 | 0.00011416 | 0 | 0.0835 | 0.5004 | 0.34156 | 1.4959 | 5.3757e-06 | 0
1652 | 1 | 0.00014008 | 0.00014276 | 0 | 5.8742e-05 | 0.00011416 | 0 | 0.0763 | 0.5062 | 0.42415 | 1.5134 | 0.0051952 | 0
1653 | 1 | 0.00014712 | 0.0001657 | 0 | 3.7595e-05 | 0.00011416 | 0 | 0.0697 | 0.4683 | 0.46357 | 1.5419 | 0.014612 | 0
1654 | 1 | 0.0001383 | 0.00018188 | 0 | 2.3497e-05 | 0.00011416 | 0 | 0.0658 | 0.4669 | 0.42965 | 1.5318 | 0.014416 | 0
1655 | 1 | 0.00012012 | 0.00019449 | 0 | 9.3987e-06 | 0.00011416 | 0 | 0.069 | 0.4771 | 0.39407 | 1.5124 | 0.0089859 | 0
1656 | 1 | 0.00010094 | 0.00020571 | 0 | 5.8742e-06 | 0.00011416 | 0 | 0.0786 | 0.4727 | 0.30769 | 1.4359 | 0.0013373 | 0
1657 | 1 | 8.5317e-05 | 0.00022003 | 0 | 2.3497e-06 | 0.00011416 | 0 | 0.0886 | 0.4698 | 0.21961 | 1.4055 | 0.0035376 | 0
1658 | 1 | 7.2785e-05 | 0.00023227 | 0 | 1.1748e-06 | 0.00011416 | 0 | 0.0998 | 0.4186 | 0.187 | 1.3899 | 0.022542 | 0
1659 | 1 | 6.3547e-05 | 0.00024815 | 0 | 1.4098e-05 | 0.00011416 | 0 | 0.1156 | 0.3825 | 0.17485 | 1.3806 | 0.026705 | 0
1660 | 1 | 5.8182e-05 | 0.00026521 | 0 | 3.7595e-05 | 0.00011416 | 0 | 0.1321 | 0.4143 | 0.17304 | 1.3825 | 0.01879 | 0
1661 | 1 | 5.5185e-05 | 0.00028182 | 0 | 9.3987e-05 | 0.00011416 | 0 | 0.1489 | 0.4317 | 0.17793 | 1.3346 | 0.0058131 | 0
1662 | 1 | 5.6028e-05 | 0.000295 | 0 | 0.0001821 | 0.00011416 | 0 | 0.1621 | 0.4595 | 0.18937 | 1.3456 | 0.00071072 | 0
1663 | 1 | 6.941e-05 | 0.00029881 | 0 | 0.0001586 | 0.00011416 | 0 | 0.168 | 0.439 | 0.23742 | 1.3124 | 7.3737e-07 | 0
1664 | 1 | 0.00010293 | 0.00022613 | 0 | 0.00014685 | 0.00011416 | 0.07 | 0.136 | 0.2589 | 0.28031 | 1.3687 | 0.0041279 | 0.058745
1665 | 1 | 0.00013502 | 0.0001368 | 0 | 0.00016448 | 0.00011416 | 0.34 | 0.0638 | 0.1225 | 0.33381 | 1.388 | 0.012599 | 0.30655
1666 | 1 | 0.00015799 | 4.3998e-05 | 0 | 0.00018797 | 0.00011416 | 0.53 | 0.0556 | 0.1107 | 0.35641 | 1.4977 | 0.01296 | 0.54003
1667 | 1 | 0.00016804 | 0 | 0 | 0.00020677 | 0.00011416 | 0.69 | 0.0619 | 0.1153 | 0.34695 | 1.5078 | 0.0084813 | 0.74868
1668 | 1 | 0.00016712 | 0 | 0 | 0.00018797 | 0.00011416 | 0.78 | 0.0675 | 0.1031 | 0.33782 | 1.4995 | 0.0013373 | 0.8533
1669 | 1 | 0.00016695 | 0 | 0 | 0.00019032 | 0.00011416 | 0.77 | 0.0788 | 0.0889 | 0.31391 | 1.5189 | 0.0035376 | 0.78016
1670 | 1 | 0.00016463 | 0 | 0 | 0.00021382 | 0.00011416 | 0.78 | 0.0941 | 0.0679 | 0.28944 | 1.5014 | 0.022542 | 0.92156
1671 | 1 | 0.00015821 | 0 | 0 | 0.00022322 | 0.00011416 | 0.7 | 0.1055 | 0.0498 | 0.27184 | 1.4774 | 0.026705 | 0.80434
1672 | 1 | 0.00015387 | 0 | 0 | 0.00022322 | 0.00011416 | 0.55 | 0.1092 | 0.0336 | 0.25837 | 1.471 | 0.01879 | 0.62799
1673 | 1 | 0.00015076 | 0 | 0 | 0.00016448 | 0.00011416 | 0.36 | 0.1077 | 0.0332 | 0.24589 | 1.4802 | 0.0058131 | 0.38506
1674 | 1 | 0.00014596 | 1.8169e-05 | 0 | 0.00011748 | 0.00011416 | 0.13 | 0.1256 | 0.091 | 0.25799 | 1.4857 | 0.00071072 | 0.14595
1675 | 1 | 0.00013209 | 9.0549e-05 | 0 | 8.8113e-05 | 0.00011416 | 0 | 0.1519 | 0.1652 | 0.34745 | 1.5521 | 7.3737e-07 | 0
1676 | 1 | 0.00014164 | 0.00011675 | 0 | 5.8742e-05 | 0.00011416 | 0 | 0.1582 | 0.1925 | 0.41337 | 1.5742 | 0.0041279 | 0
1677 | 1 | 0.00014893 | 0.00013355 | 0 | 3.7595e-05 | 0.00011416 | 0 | 0.1539 | 0.2098 | 0.41849 | 1.5908 | 0.012599 | 0
1678 | 1 | 0.00014095 | 0.00015035 | 0 | 2.3497e-05 | 0.00011416 | 0 | 0.1481 | 0.2043 | 0.41442 | 1.5871 | 0.01296 | 0
1679 | 1 | 0.00012281 | 0.00016619 | 0 | 9.3987e-06 | 0.00011416 | 0 | 0.1414 | 0.1701 | 0.35201 | 1.5733 | 0.0084813 | 0
1680 | 1 | 0.00010386 | 0.00017991 | 0 | 5.8742e-06 | 0.00011416 | 0 | 0.1374 | 0.1169 | 0.28432 | 1.5198 | 0.0013373 | 0
1681 | 1 | 9.0156e-05 | 0.00019164 | 0 | 2.3497e-06 | 0.00011416 | 0 | 0.1355 | 0.0679 | 0.20905 | 1.4507 | 0.0055087 | 0
1682 | 1 | 7.7989e-05 | 0.0002023 | 0 | 1.1748e-06 | 0.00011416 | 0 | 0.1336 | 0.0513 | 0.17331 | 1.4249 | 0.032163 | 0
1683 | 1 | 7.01e-05 | 0.00021148 | 0 | 1.4098e-05 | 0.00011416 | 0 | 0.1327 | 0.0703 | 0.16638 | 1.4157 | 0.038714 | 0
1684 | 1 | 6.5991e-05 | 0.00022128 | 0 | 3.7595e-05 | 0.00011416 | 0 | 0.1255 | 0.1217 | 0.16143 | 1.4046 | 0.026558 | 0
1685 | 1 | 6.2755e-05 | 0.00023464 | 0 | 9.3987e-05 | 0.00011416 | 0 | 0.122 | 0.1801 | 0.15555 | 1.4065 | 0.0081223 | 0
1686 | 1 | 6.3725e-05 | 0.00024748 | 0 | 0.0001821 | 0.00011416 | 0 | 0.1247 | 0.2467 | 0.1655 | 1.4101 | 0.00077858 | 0
1687 | 1 | 7.6341e-05 | 0.00025252 | 0 | 0.0001586 | 0.00011416 | 0 | 0.1317 | 0.3542 | 0.19646 | 1.3438 | 2.7661e-05 | 0
1688 | 1 | 0.00010805 | 0.00019035 | 0 | 0.00014685 | 0.00011416 | 0.07 | 0.1198 | 0.3077 | 0.30736 | 1.4396 | 0.0071183 | 0.014686
1689 | 1 | 0.00013751 | 0.00010768 | 0 | 0.00016448 | 0.00011416 | 0.33 | 0.0757 | 0.1502 | 0.38005 | 1.5097 | 0.018018 | 0.25781
1690 | 1 | 0.00015963 | 1.7725e-05 | 0 | 0.00018797 | 0.00011416 | 0.53 | 0.0776 | 0.1831 | 0.38775 | 1.5171 | 0.016797 | 0.45043
1691 | 1 | 0.00016539 | 0 | 0 | 0.00020677 | 0.00011416 | 0.68 | 0.101 | 0.2638 | 0.36207 | 1.5217 | 0.0097796 | 0.73894
1692 | 1 | 0.00016515 | 0 | 0 | 0.00018797 | 0.00011416 | 0.77 | 0.1118 | 0.2396 | 0.31808 | 1.5161 | 0.0013373 | 0.88649
1693 | 1 | 0.00016316 | 0 | 0 | 0.00019032 | 0.00011416 | 0.76 | 0.1248 | 0.1873 | 0.28383 | 1.5198 | 0.0093331 | 0.89124
1694 | 1 | 0.00016236 | 0 | 0 | 0.00021382 | 0.00011416 | 0.79 | 0.1402 | 0.1368 | 0.28339 | 1.4857 | 0.04974 | 0.94008
1695 | 1 | 0.00015656 | 0 | 0 | 0.00022322 | 0.00011416 | 0.7 | 0.155 | 0.0916 | 0.23715 | 1.447 | 0.0609 | 0.81987
1696 | 1 | 0.00015298 | 0 | 0 | 0.00022322 | 0.00011416 | 0.56 | 0.165 | 0.0816 | 0.21515 | 1.3972 | 0.040656 | 0.62919
1697 | 1 | 0.00015008 | 0 | 0 | 0.00016448 | 0.00011416 | 0.37 | 0.1721 | 0.1145 | 0.21081 | 1.3945 | 0.012279 | 0.39393
1698 | 1 | 0.00013818 | 5.88e-05 | 0 | 0.00011748 | 0.00011416 | 0.13 | 0.2047 | 0.2131 | 0.21587 | 1.4028 | 0.00088065 | 0.15422
1699 | 1 | 0.00012237 | 0.00014757 | 0 | 8.8113e-05 | 0.00011416 | 0 | 0.2487 | 0.2552 | 0.25969 | 1.4977 | 0.0002153 | 0
1700 | 1 | 0.00013082 | 0.00018247 | 0 | 5.8742e-05 | 0.00011416 | 0 | 0.2595 | 0.2176 | 0.31918 | 1.5585 | 0.013328 | 0
1701 | 1 | 0.00013539 | 0.00021004 | 0 | 3.7595e-05 | 0.00011416 | 0 | 0.259 | 0.1862 | 0.31132 | 1.4977 | 0.027934 | 0
1702 | 1 | 0.00012666 | 0.00023054 | 0 | 2.3497e-05 | 0.00011416 | 0 | 0.2721 | 0.1539 | 0.26497 | 1.5806 | 0.023343 | 0
1703 | 1 | 0.00010833 | 0.00024752 | 0 | 9.3987e-06 | 0.00011416 | 0 | 0.2758 | 0.1557 | 0.22989 | 1.4654 | 0.01181 | 0
1704 | 1 | 9.0034e-05 | 0.00026021 | 0 | 5.8742e-06 | 0.00011416 | 0 | 0.2659 | 0.1721 | 0.21257 | 1.4194 | 0.0013373 | 0
1705 | 1 | 7.6088e-05 | 0.00027198 | 0 | 2.3497e-06 | 0.00011416 | 0 | 0.2493 | 0.1576 | 0.19695 | 1.3816 | 0.016421 | 0
1706 | 1 | 6.5374e-05 | 0.00028171 | 0 | 1.1748e-06 | 0.00011416 | 0 | 0.2518 | 0.1595 | 0.20251 | 1.3438 | 0.080465 | 0
1707 | 1 | 5.7826e-05 | 0.0002886 | 0 | 1.4098e-05 | 0.00011416 | 0 | 0.2644 | 0.2098 | 0.18139 | 1.3171 | 0.10011 | 0
1708 | 1 | 5.3894e-05 | 0.0002954 | 0 | 3.7595e-05 | 0.00011416 | 0 | 0.2807 | 0.3514 | 0.13218 | 1.3023 | 0.065138 | 0
1709 | 1 | 5.2425e-05 | 0.00030243 | 0 | 9.3987e-05 | 0.00011416 | 0 | 0.3013 | 0.512 | 0.13746 | 1.318 | 0.019439 | 0
1710 | 1 | 5.4542e-05 | 0.00030943 | 0 | 0.0001821 | 0.00011416 | 0 | 0.3179 | 0.6544 | 0.14373 | 1.3401 | 0.0010245 | 0
1711 | 1 | 6.8873e-05 | 0.00030847 | 0 | 0.0001586 | 0.00011416 | 0 | 0.3272 | 0.7618 | 0.17337 | 1.3889 | 0.00094438 | 0
1712 | 1 | 9.6767e-05 | 0.00025988 | 0 | 0.00014685 | 0.00011416 | 0.08 | 0.3426 | 0.7834 | 0.19613 | 1.4046 | 0.02557 | 0.039969
1713 | 1 | 0.00012275 | 0.0001949 | 0 | 0.00016448 | 0.00011416 | 0.34 | 0.4114 | 0.7608 | 0.25837 | 1.4885 | 0.045297 | 0.066634
1714 | 1 | 0.00014012 | 0.00013096 | 0 | 0.00018797 | 0.00011416 | 0.56 | 0.4096 | 0.7126 | 0.28619 | 1.5143 | 0.034002 | 0.66332
1715 | 1 | 0.00015265 | 8.0299e-05 | 0 | 0.00020677 | 0.00011416 | 0.69 | 0.3609 | 0.6909 | 0.27454 | 1.5106 | 0.014811 | 0.71535
1716 | 1 | 0.00015922 | 4.385e-05 | 0 | 0.00018797 | 0.00011416 | 0.79 | 0.3091 | 0.7025 | 0.28135 | 1.5124 | 0.0013373 | 0.87379
1717 | 1 | 0.00016313 | 2.0981e-05 | 0 | 0.00019032 | 0.00011416 | 0.82 | 0.2697 | 0.7437 | 0.27839 | 1.5097 | 0.027722 | 0.8298
1718 | 1 | 0.00016209 | 1.0916e-05 | 0 | 0.00021382 | 0.00011416 | 0.78 | 0.2555 | 0.7816 | 0.25271 | 1.5023 | 0.1271 | 0.89382
1719 | 1 | 0.00015414 | 1.4099e-05 | 0 | 0.00022322 | 0.00011416 | 0.69 | 0.2635 | 0.8017 | 0.18271 | 1.4995 | 0.1602 | 0.82219
1720 | 1 | 0.00014598 | 2.9307e-05 | 0 | 0.00022322 | 0.00011416 | 0.56 | 0.289 | 0.8132 | 0.15791 | 1.4 | 0.10208 | 0.60898
1721 | 1 | 0.00013709 | 6.1686e-05 | 0 | 0.00016448 | 0.00011416 | 0.36 | 0.3215 | 0.7343 | 0.1528 | 1.4046 | 0.030167 | 0.37467
1722 | 1 | 0.00012223 | 0.0001364 | 0 | 0.00011748 | 0.00011416 | 0.13 | 0.3418 | 0.6008 | 0.17007 | 1.5115 | 0.0012018 | 0.13939
1723 | 1 | 0.00010705 | 0.00021925 | 0 | 8.8113e-05 | 0.00011416 | 0 | 0.3677 | 0.5691 | 0.2537 | 1.4857 | 0.0027751 | 0
1724 | 1 | 0.00011433 | 0.0002527 | 0 | 5.8742e-05 | 0.00011416 | 0 | 0.3653 | 0.5422 | 0.36861 | 1.5207 | 0.046078 | 0
1725 | 1 | 0.00011785 | 0.00028245 | 0 | 3.7595e-05 | 0.00011416 | 0 | 0.3339 | 0.4157 | 0.3955 | 1.5705 | 0.071687 | 0
1726 | 1 | 0.00010875 | 0.0003044 | 0 | 2.3497e-05 | 0.00011416 | 0 | 0.3049 | 0.2713 | 0.36488 | 1.5558 | 0.049183 | 0
1727 | 1 | 9.2859e-05 | 0.00031931 | 0 | 9.3987e-06 | 0.00011416 | 0 | 0.295 | 0.2601 | 0.31006 | 1.5106 | 0.018696 | 0
1728 | 1 | 7.5834e-05 | 0.00033452 | 0 | 5.8742e-06 | 0.00011416 | 0 | 0.2866 | 0.3117 | 0.23654 | 1.3687 | 0.0013373 | 0
1729 | 1 | 6.3138e-05 | 0.00034573 | 0 | 2.3497e-06 | 0.00011416 | 0 | 0.2797 | 0.3782 | 0.2168 | 1.3134 | 0.04329 | 0
1730 | 1 | 5.2565e-05 | 0.00035306 | 0 | 1.1748e-06 | 0.00011416 | 0 | 0.2771 | 0.3697 | 0.19591 | 1.2931 | 0.18897 | 0
1731 | 1 | 4.3998e-05 | 0.00035909 | 0 | 1.4098e-05 | 0.00011416 | 0 | 0.2778 | 0.3361 | 0.18381 | 1.3309 | 0.2405 | 0
1732 | 1 | 3.8139e-05 | 0.00036963 | 0 | 3.7595e-05 | 0.00011416 | 0 | 0.2856 | 0.3598 | 0.1407 | 1.3207 | 0.15088 | 0
1733 | 1 | 3.4448e-05 | 0.00038055 | 0 | 9.3987e-05 | 0.00011416 | 0 | 0.2869 | 0.4274 | 0.11866 | 1.3005 | 0.044255 | 0
1734 | 1 | 3.1056e-05 | 0.00039587 | 0 | 0.0001821 | 0.00011416 | 0 | 0.2859 | 0.512 | 0.12058 | 1.2424 | 0.0013984 | 0
1735 | 1 | 3.2455e-05 | 0.00040316 | 0 | 0.0001586 | 0.00011416 | 0 | 0.2874 | 0.5437 | 0.12492 | 1.2544 | 0.006123 | 0
1736 | 1 | 4.4721e-05 | 0.00036246 | 0 | 0.00014685 | 0.00011416 | 0.03 | 0.3021 | 0.5236 | 0.11866 | 1.2719 | 0.07537 | 0.015845
1737 | 1 | 6.5899e-05 | 0.00030969 | 0 | 0.00016448 | 0.00011416 | 0.23 | 0.3855 | 0.5789 | 0.14714 | 1.3327 | 0.10674 | 0.21969
1738 | 1 | 9.1786e-05 | 0.00025685 | 0 | 0.00018797 | 0.00011416 | 0.55 | 0.3988 | 0.6301 | 0.16479 | 1.3751 | 0.068319 | 0.53092
1739 | 1 | 0.0001098 | 0.00021152 | 0 | 0.00020677 | 0.00011416 | 0.75 | 0.3835 | 0.6062 | 0.16484 | 1.3779 | 0.023208 | 0.7446
1740 | 1 | 0.0001191 | 0.00017359 | 0 | 0.00018797 | 0.00011416 | 0.84 | 0.374 | 0.5733 | 0.18233 | 1.341 | 0.0013373 | 0.87632
1741 | 1 | 0.00012242 | 0.00014617 | 0 | 0.00019032 | 0.00011416 | 0.86 | 0.3708 | 0.5803 | 0.16341 | 1.3419 | 0.061516 | 0.86384
1742 | 1 | 0.000125 | 0.00013003 | 0 | 0.00021382 | 0.00011416 | 0.83 | 0.371 | 0.5995 | 0.15192 | 1.3226 | 0.25945 | 0.91083
1743 | 1 | 0.00011968 | 0.00012518 | 0 | 0.00022322 | 0.00011416 | 0.74 | 0.3735 | 0.6102 | 0.11728 | 1.3152 | 0.33249 | 0.79425
1744 | 1 | 0.00010998 | 0.00013447 | 0 | 0.00022322 | 0.00011416 | 0.58 | 0.3818 | 0.6062 | 0.097597 | 1.3171 | 0.20629 | 0.63153
1745 | 1 | 0.00010007 | 0.00016104 | 0 | 0.00016448 | 0.00011416 | 0.38 | 0.3826 | 0.5705 | 0.10381 | 1.3124 | 0.060186 | 0.40284
1746 | 1 | 8.6613e-05 | 0.00022506 | 0 | 0.00011748 | 0.00011416 | 0.14 | 0.3243 | 0.5691 | 0.10606 | 1.3097 | 0.0015928 | 0.15667
1747 | 1 | 7.4429e-05 | 0.00030118 | 0 | 8.8113e-05 | 0.00011416 | 0 | 0.2872 | 0.6262 | 0.15632 | 1.3392 | 0.010812 | 0
1748 | 1 | 8.2161e-05 | 0.00032982 | 0 | 5.8742e-05 | 0.00011416 | 0 | 0.2735 | 0.6196 | 0.28262 | 1.4157 | 0.11054 | 0
1749 | 1 | 8.9469e-05 | 0.0003505 | 0 | 3.7595e-05 | 0.00011416 | 0 | 0.263 | 0.6102 | 0.33727 | 1.4756 | 0.1467 | 0
1750 | 1 | 8.592e-05 | 0.00036782 | 0 | 2.3497e-05 | 0.00011416 | 0 | 0.2563 | 0.5926 | 0.33128 | 1.4599 | 0.089302 | 0
1751 | 1 | 7.3988e-05 | 0.00038292 | 0 | 9.3987e-06 | 0.00011416 | 0 | 0.2562 | 0.555 | 0.32798 | 1.3512 | 0.027843 | 0
1752 | 1 | 5.8354e-05 | 0.00039805 | 0 | 5.8742e-06 | 0.00011416 | 0 | 0.25 | 0.5178 | 0.29114 | 1.3244 | 0.0013373 | 0
1753 | 1 | 4.3103e-05 | 0.00041245 | 0 | 2.3497e-06 | 0.00011416 | 0 | 0.2364 | 0.5091 | 0.19607 | 1.27 | 0.084249 | 0
1754 | 1 | 2.9516e-05 | 0.00042536 | 0 | 1.1748e-06 | 0.00011416 | 0 | 0.225 | 0.4727 | 0.13328 | 1.2627 | 0.34559 | 0
1755 | 1 | 2.0567e-05 | 0.00043643 | 0 | 1.4098e-05 | 0.00011416 | 0 | 0.2123 | 0.439 | 0.11261 | 1.2157 | 0.44538 | 0
1756 | 1 | 1.4331e-05 | 0.00044712 | 0 | 3.7595e-05 | 0.00011416 | 0 | 0.2061 | 0.4288 | 0.097377 | 1.2147 | 0.27383 | 0
1757 | 1 | 1.0552e-05 | 0.00045767 | 0 | 9.3987e-05 | 0.00011416 | 0 | 0.1962 | 0.3683 | 0.088855 | 1.1926 | 0.079544 | 0
1758 | 1 | 9.3923e-06 | 0.0004661 | 0 | 0.0001821 | 0.00011416 | 0 | 0.1919 | 0.3037 | 0.08891 | 1.2055 | 0.0018044 | 0
1759 | 1 | 1.312e-05 | 0.00046129 | 0 | 0.0001586 | 0.00011416 | 0 | 0.184 | 0.2589 | 0.10876 | 1.223 | 0.017434 | 0
1760 | 1 | 2.7067e-05 | 0.00038962 | 0 | 0.00014685 | 0.00011416 | 0.1 | 0.1559 | 0.2455 | 0.1054 | 1.2387 | 0.15523 | 0.085098
1761 | 1 | 4.6936e-05 | 0.0003145 | 0 | 0.00016448 | 0.00011416 | 0.36 | 0.1472 | 0.1936 | 0.14048 | 1.2627 | 0.19557 | 0.32603
1762 | 1 | 7.073e-05 | 0.00024793 | 0 | 0.00018797 | 0.00011416 | 0.58 | 0.1381 | 0.1585 | 0.1384 | 1.2645 | 0.11419 | 0.563
1763 | 1 | 9.0568e-05 | 0.0002009 | 0 | 0.00020677 | 0.00011416 | 0.73 | 0.1331 | 0.113 | 0.14466 | 1.2608 | 0.033057 | 0.77501
1764 | 1 | 0.00010022 | 0.00016804 | 0 | 0.00018797 | 0.00011416 | 0.83 | 0.1417 | 0.0752 | 0.14164 | 1.2765 | 0.0013373 | 0.89533
1765 | 1 | 0.00010372 | 0.00014898 | 0 | 0.00019032 | 0.00011416 | 0.83 | 0.1563 | 0.0577 | 0.16072 | 1.2802 | 0.11199 | 0.89752
1766 | 1 | 0.00010663 | 0.00014217 | 0 | 0.00021382 | 0.00011416 | 0.81 | 0.1732 | 0.0488 | 0.16528 | 1.2876 | 0.44895 | 0.9291
1767 | 1 | 0.00010443 | 0.00014691 | 0 | 0.00022322 | 0.00011416 | 0.71 | 0.1875 | 0.0439 | 0.15808 | 1.2793 | 0.58129 | 0.64936
1768 | 1 | 9.5055e-05 | 0.00016271 | 0 | 0.00022322 | 0.00011416 | 0.45 | 0.1984 | 0.0434 | 0.12888 | 1.2627 | 0.3547 | 0.54831
1769 | 1 | 8.474e-05 | 0.00019057 | 0 | 0.00016448 | 0.00011416 | 0.11 | 0.2005 | 0.0593 | 0.11266 | 1.2406 | 0.10266 | 0.042499
1770 | 1 | 7.3253e-05 | 0.000245 | 0 | 0.00011748 | 0.00011416 | 0.11 | 0.1808 | 0.1193 | 0.11811 | 1.2424 | 0.0020339 | 0.11899
1771 | 1 | 6.4461e-05 | 0.00031287 | 0 | 8.8113e-05 | 0.00011416 | 0 | 0.1942 | 0.1978 | 0.20669 | 1.2636 | 0.026323 | 0
1772 | 1 | 7.4821e-05 | 0.00033748 | 0 | 5.8742e-05 | 0.00011416 | 0 | 0.2064 | 0.2626 | 0.33936 | 1.424 | 0.21058 | 0
1773 | 1 | 8.6246e-05 | 0.00035605 | 0 | 3.7595e-05 | 0.00011416 | 0 | 0.1965 | 0.2867 | 0.38462 | 1.4498 | 0.25424 | 0
1774 | 1 | 8.4861e-05 | 0.00037204 | 0 | 2.3497e-05 | 0.00011416 | 0 | 0.1847 | 0.2841 | 0.3922 | 1.4525 | 0.14333 | 0
1775 | 1 | 7.4245e-05 | 0.00038795 | 0 | 9.3987e-06 | 0.00011416 | 0 | 0.1723 | 0.2713 | 0.38412 | 1.4184 | 0.038885 | 0
1776 | 1 | 5.8149e-05 | 0.00040083 | 0 | 5.8742e-06 | 0.00011416 | 0 | 0.1591 | 0.2528 | 0.30753 | 1.3447 | 0.0013373 | 0
1777 | 1 | 4.1371e-05 | 0.00041411 | 0 | 2.3497e-06 | 0.00011416 | 0 | 0.1453 | 0.2221 | 0.20751 | 1.3484 | 0.13735 | 0
1778 | 1 | 2.8073e-05 | 0.00042688 | 0 | 1.1748e-06 | 0.00011416 | 0 | 0.1341 | 0.1852 | 0.13603 | 1.2442 | 0.54226 | 0
1779 | 1 | 2.0572e-05 | 0.00043787 | 0 | 1.4098e-05 | 0.00011416 | 0 | 0.1219 | 0.1502 | 0.12212 | 1.2258 | 0.70429 | 0
1780 | 1 | 1.7027e-05 | 0.00044768 | 0 | 3.7595e-05 | 0.00011416 | 0 | 0.1202 | 0.1342 | 0.11877 | 1.2221 | 0.42759 | 0
1781 | 1 | 1.5239e-05 | 0.000459 | 0 | 9.3987e-05 | 0.00011416 | 0 | 0.124 | 0.1359 | 0.12234 | 1.2184 | 0.12346 | 0
1782 | 1 | 1.7989e-05 | 0.00047073 | 0 | 0.0001821 | 0.00011416 | 0 | 0.1253 | 0.1456 | 0.13037 | 1.2369 | 0.0022254 | 0
1783 | 1 | 3.5678e-05 | 0.00047032 | 0 | 0.0001586 | 0.00011416 | 0 | 0.1199 | 0.1539 | 0.20779 | 1.3124 | 0.035018 | 0
1784 | 1 | 7.1495e-05 | 0.00039868 | 0 | 0.00014685 | 0.00011416 | 0.08 | 0.0891 | 0.0952 | 0.34591 | 1.3318 | 0.26174 | 0.077978
1785 | 1 | 0.00010533 | 0.00031731 | 0 | 0.00016448 | 0.00011416 | 0.37 | 0.0578 | 0.0503 | 0.41502 | 1.3696 | 0.30723 | 0.31842
1786 | 1 | 0.00012683 | 0.00024841 | 0 | 0.00018797 | 0.00011416 | 0.59 | 0.0393 | 0.0473 | 0.4208 | 1.3751 | 0.16913 | 0.54726
1787 | 1 | 0.00013986 | 0.00020175 | 0 | 0.00020677 | 0.00011416 | 0.74 | 0.0294 | 0.042 | 0.41508 | 1.3779 | 0.043863 | 0.73794
1788 | 1 | 0.00014588 | 0.00016585 | 0 | 0.00018797 | 0.00011416 | 0.83 | 0.0283 | 0.0299 | 0.41772 | 1.3714 | 0.0013373 | 0.8664
1789 | 1 | 0.00014853 | 0.0001391 | 0 | 0.00019032 | 0.00011416 | 0.84 | 0.0319 | 0.0151 | 0.37917 | 1.377 | 0.16191 | 0.86782
1790 | 1 | 0.0001493 | 0.0001213 | 0 | 0.00021382 | 0.00011416 | 0.81 | 0.0391 | 0.0048 | 0.31913 | 1.3668 | 0.63184 | 0.89809
1791 | 1 | 0.0001431 | 0.00011468 | 0 | 0.00022322 | 0.00011416 | 0.72 | 0.0482 | 0.0005 | 0.28146 | 1.2737 | 0.8226 | 0.79766
1792 | 1 | 0.00013799 | 0.00011997 | 0 | 0.00022322 | 0.00011416 | 0.57 | 0.0579 | 0.0001 | 0.26162 | 1.3226 | 0.4975 | 0.6226
1793 | 1 | 0.00013049 | 0.00014261 | 0 | 0.00016448 | 0.00011416 | 0.37 | 0.0646 | 0.0005 | 0.24391 | 1.3235 | 0.14337 | 0.39098
1794 | 1 | 0.00011712 | 0.00020796 | 0 | 0.00011748 | 0.00011416 | 0.14 | 0.0831 | 0.0068 | 0.24479 | 1.2737 | 0.0023987 | 0.14998
1795 | 1 | 0.00010194 | 0.00028323 | 0 | 8.8113e-05 | 0.00011416 | 0 | 0.1244 | 0.0265 | 0.30027 | 1.3687 | 0.043843 | 0
1796 | 1 | 0.00011187 | 0.00030884 | 0 | 5.8742e-05 | 0.00011416 | 0 | 0.1514 | 0.0703 | 0.41601 | 1.3733 | 0.31169 | 0
1797 | 1 | 0.000121 | 0.00033285 | 0 | 3.7595e-05 | 0.00011416 | 0 | 0.1672 | 0.1377 | 0.42954 | 1.3908 | 0.35811 | 0
1798 | 1 | 0.00011159 | 0.00035332 | 0 | 2.3497e-05 | 0.00011416 | 0 | 0.1823 | 0.2244 | 0.39979 | 1.3806 | 0.19357 | 0
1799 | 1 | 9.2966e-05 | 0.00037259 | 0 | 9.3987e-06 | 0.00011416 | 0 | 0.1986 | 0.3103 | 0.33277 | 1.353 | 0.048455 | 0
1800 | 1 | 7.1085e-05 | 0.0003881 | 0 | 5.8742e-06 | 0.00011416 | 0 | 0.2173 | 0.3811 | 0.22368 | 1.1862 | 0.0013373 | 0
1801 | 1 | 5.5541e-05 | 0.00040205 | 0 | 2.3497e-06 | 0.00011416 | 0 | 0.2402 | 0.4128 | 0.17958 | 1.1438 | 0.18448 | 0
1802 | 1 | 4.304e-05 | 0.00041408 | 0 | 1.1748e-06 | 0.00011416 | 0 | 0.2576 | 0.407 | 0.14345 | 1.1336 | 0.71362 | 0
1803 | 1 | 3.5878e-05 | 0.00042266 | 0 | 1.4098e-05 | 0.00011416 | 0 | 0.2635 | 0.3811 | 0.14862 | 1.1751 | 0.93076 | 0
1804 | 1 | 3.2212e-05 | 0.00042806 | 0 | 3.7595e-05 | 0.00011416 | 0 | 0.2489 | 0.3754 | 0.11844 | 1.1309 | 0.56127 | 0
1805 | 1 | 3.153e-05 | 0.00043014 | 0 | 9.3987e-05 | 0.00011416 | 0 | 0.2291 | 0.3811 | 0.10887 | 1.1253 | 0.16152 | 0
1806 | 1 | 3.5055e-05 | 0.0004264 | 0 | 0.0001821 | 0.00011416 | 0 | 0.2172 | 0.3252 | 0.13427 | 1.1419 | 0.0025498 | 0
1807 | 1 | 5.2228e-05 | 0.00041311 | 0 | 0.0001586 | 0.00011416 | 0 | 0.2094 | 0.2407 | 0.17727 | 1.153 | 0.052239 | 0
1808 | 1 | 8.4577e-05 | 0.00034921 | 0 | 0.00014685 | 0.00011416 | 0.1 | 0.1668 | 0.1791 | 0.2841 | 1.1613 | 0.35786 | 0.0020391
1809 | 1 | 0.00011557 | 0.00027265 | 0 | 0.00016448 | 0.00011416 | 0.16 | 0.1585 | 0.1701 | 0.3458 | 1.2571 | 0.40457 | 0.15135
1810 | 1 | 0.00013804 | 0.00019612 | 0 | 0.00018797 | 0.00011416 | 0.2 | 0.2243 | 0.2455 | 0.39088 | 1.3134 | 0.21566 | 0.025027
1811 | 1 | 0.00015096 | 0.00013884 | 0 | 0.00020677 | 0.00011416 | 0.74 | 0.2699 | 0.2905 | 0.38764 | 1.3217 | 0.052517 | 0.056049
1812 | 1 | 0.00015634 | 0.00010383 | 0 | 0.00018797 | 0.00011416 | 0.48 | 0.2933 | 0.2626 | 0.35316 | 1.271 | 0.0013373 | 0.22094
1813 | 1 | 0.00015851 | 8.4184e-05 | 0 | 0.00019032 | 0.00011416 | 0.54 | 0.302 | 0.2187 | 0.32226 | 1.2931 | 0.19407 | 0
1814 | 1 | 0.00015926 | 7.6413e-05 | 0 | 0.00021382 | 0.00011416 | 0.55 | 0.2983 | 0.1741 | 0.26728 | 1.2922 | 0.74821 | 0
1815 | 1 | 0.00015151 | 8.1483e-05 | 0 | 0.00022322 | 0.00011416 | 0.25 | 0.2926 | 0.1342 | 0.21702 | 1.2756 | 0.97655 | 0.0084797
1816 | 1 | 0.00014529 | 9.8616e-05 | 0 | 0.00022322 | 0.00011416 | 0.19 | 0.3014 | 0.1039 | 0.19569 | 1.2829 | 0.58822 | 0.16495
1817 | 1 | 0.00013707 | 0.00012885 | 0 | 0.00016448 | 0.00011416 | 0.22 | 0.3044 | 0.0862 | 0.21455 | 1.2876 | 0.16918 | 0.31462
1818 | 1 | 0.00012617 | 0.00018569 | 0 | 0.00011748 | 0.00011416 | 0.06 | 0.2908 | 0.0903 | 0.23676 | 1.1843 | 0.002612 | 0.003744
1819 | 1 | 0.00011689 | 0.00024545 | 0 | 8.8113e-05 | 0.00011416 | 0 | 0.2823 | 0.1662 | 0.36389 | 1.2111 | 0.055877 | 0
1820 | 1 | 0.00012578 | 0.00026706 | 0 | 5.8742e-05 | 0.00011416 | 0 | 0.268 | 0.309 | 0.39363 | 1.3355 | 0.37753 | 0
1821 | 1 | 0.00013292 | 0.00028319 | 0 | 3.7595e-05 | 0.00011416 | 0 | 0.2648 | 0.4522 | 0.36735 | 1.3475 | 0.42423 | 0
1822 | 1 | 0.00012289 | 0.00030044 | 0 | 2.3497e-05 | 0.00011416 | 0 | 0.2557 | 0.5621 | 0.33689 | 1.2341 | 0.22494 | 0
1823 | 1 | 0.00010492 | 0.0003142 | 0 | 9.3987e-06 | 0.00011416 | 0 | 0.2409 | 0.6209 | 0.24347 | 1.1935 | 0.054203 | 0
1824 | 1 | 8.615e-05 | 0.00032216 | 0 | 5.8742e-06 | 0.00011416 | 0 | 0.2332 | 0.6288 | 0.17787 | 1.1548 | 0.0013373 | 0
1825 | 1 | 7.2071e-05 | 0.0003236 | 0 | 2.3497e-06 | 0.00011416 | 0 | 0.2205 | 0.6062 | 0.1351 | 1.1161 | 0.19899 | 0
1826 | 1 | 5.9424e-05 | 0.00032948 | 0 | 1.1748e-06 | 0.00011416 | 0 | 0.2041 | 0.5747 | 0.10486 | 1.0829 | 0.76592 | 0
1827 | 1 | 5.0616e-05 | 0.00033992 | 0 | 1.4098e-05 | 0.00011416 | 0 | 0.1925 | 0.538 | 0.083851 | 1.071 | 1 | 0
1828 | 1 | 4.6951e-05 | 0.00034514 | 0 | 3.7595e-05 | 0.00011416 | 0 | 0.179 | 0.5106 | 0.073129 | 1.0581 | 0.60202 | 0
1829 | 1 | 4.5632e-05 | 0.00034677 | 0 | 9.3987e-05 | 0.00011416 | 0 | 0.1686 | 0.4917 | 0.073349 | 1.0562 | 0.17311 | 0
1830 | 1 | 4.869e-05 | 0.00034799 | 0 | 0.0001821 | 0.00011416 | 0 | 0.1579 | 0.4566 | 0.080387 | 1.0885 | 0.0026435 | 0
1831 | 1 | 6.444e-05 | 0.00034118 | 0 | 0.0001586 | 0.00011416 | 0 | 0.1573 | 0.4157 | 0.17694 | 1.1217 | 0.057758 | 0
1832 | 1 | 9.1913e-05 | 0.00030103 | 0 | 0.00014685 | 0.00011416 | 0.02 | 0.1532 | 0.343 | 0.26986 | 1.1318 | 0.38764 | 0
1833 | 1 | 0.00011673 | 0.00025914 | 0 | 0.00016448 | 0.00011416 | 0.06 | 0.1827 | 0.2651 | 0.37004 | 1.1825 | 0.43429 | 0
1834 | 1 | 0.00013208 | 0.00022077 | 0 | 0.00018797 | 0.00011416 | 0.34 | 0.2564 | 0.2614 | 0.37945 | 1.1871 | 0.22968 | 0
1835 | 1 | 0.00014372 | 0.00018905 | 0 | 0.00020677 | 0.00011416 | 0.2 | 0.3076 | 0.3103 | 0.40661 | 1.2 | 0.05506 | 0
1836 | 1 | 0.00014958 | 0.00016711 | 0 | 0.00018797 | 0.00011416 | 0.4 | 0.345 | 0.3683 | 0.43427 | 1.1899 | 0.0013373 | 0.0014709
1837 | 1 | 0.00015161 | 0.00015442 | 0 | 0.00019032 | 0.00011416 | 0.27 | 0.3722 | 0.4056 | 0.42547 | 1.2258 | 0.19407 | 0.0058054
1838 | 1 | 0.00015113 | 0.00014757 | 0 | 0.00021382 | 0.00011416 | 0.44 | 0.3848 | 0.4522 | 0.40117 | 1.1604 | 0.74821 | 0.08999
1839 | 1 | 0.00014389 | 0.00014968 | 0 | 0.00022322 | 0.00011416 | 0.08 | 0.3878 | 0.5207 | 0.33002 | 1.1392 | 0.97655 | 0.10118
1840 | 1 | 0.00013827 | 0.00016067 | 0 | 0.00022322 | 0.00011416 | 0.45 | 0.3842 | 0.5437 | 0.32237 | 1.1576 | 0.58822 | 0.0068863
1841 | 1 | 0.00013243 | 0.0001788 | 0 | 0.00016448 | 0.00011416 | 0.04 | 0.3615 | 0.4756 | 0.31314 | 1.1419 | 0.16918 | 0
1842 | 1 | 0.00012653 | 0.00020926 | 0 | 0.00011748 | 0.00011416 | 0.15 | 0.3071 | 0.5981 | 0.30181 | 1.1364 | 0.002612 | 0.18422
1843 | 1 | 0.0001198 | 0.0002473 | 0 | 8.8113e-05 | 0.00011416 | 0 | 0.2867 | 0.7508 | 0.37318 | 1.1567 | 0.055877 | 0
1844 | 1 | 0.00012763 | 0.00026092 | 0 | 5.8742e-05 | 0.00011416 | 0 | 0.3033 | 0.7789 | 0.38423 | 1.2138 | 0.37753 | 0
1845 | 1 | 0.00013433 | 0.00027046 | 0 | 3.7595e-05 | 0.00011416 | 0 | 0.3204 | 0.7695 | 0.40227 | 1.247 | 0.42423 | 0
1846 | 1 | 0.00012525 | 0.00028057 | 0 | 2.3497e-05 | 0.00011416 | 0 | 0.3104 | 0.7723 | 0.3105 | 1.1733 | 0.22494 | 0
1847 | 1 | 0.00010814 | 0.0002907 | 0 | 9.3987e-06 | 0.00011416 | 0 | 0.2915 | 0.7779 | 0.22692 | 1.1779 | 0.054203 | 0
1848 | 1 | 8.9645e-05 | 0.00030162 | 0 | 5.8742e-06 | 0.00011416 | 0 | 0.2825 | 0.7704 | 0.15995 | 1.1392 | 0.0013373 | 0
1849 | 1 | 7.4012e-05 | 0.00031235 | 0 | 2.3497e-06 | 0.00011416 | 0 | 0.2814 | 0.7437 | 0.12003 | 1.0673 | 0.17981 | 0
1850 | 1 | 6.0824e-05 | 0.00031827 | 0 | 1.1748e-06 | 0.00011416 | 0 | 0.281 | 0.7115 | 0.10887 | 1.0359 | 0.69673 | 0
1851 | 1 | 5.3938e-05 | 0.00032046 | 0 | 1.4098e-05 | 0.00011416 | 0 | 0.2793 | 0.7036 | 0.085886 | 1.0295 | 0.90842 | 0
1852 | 1 | 5.0821e-05 | 0.00032034 | 0 | 3.7595e-05 | 0.00011416 | 0 | 0.2846 | 0.7816 | 0.066366 | 1.0424 | 0.5481 | 0
1853 | 1 | 4.992e-05 | 0.00031583 | 0 | 9.3987e-05 | 0.00011416 | 0 | 0.3033 | 0.7637 | 0.061857 | 1.0516 | 0.15777 | 0
1854 | 1 | 5.3338e-05 | 0.00031198 | 0 | 0.0001821 | 0.00011416 | 0 | 0.3276 | 0.7941 | 0.074339 | 1.0396 | 0.0025191 | 0
1855 | 1 | 6.2794e-05 | 0.00030362 | 0 | 0.0001586 | 0.00011416 | 0 | 0.3443 | 0.8124 | 0.085171 | 1.0378 | 0.050481 | 0
1856 | 1 | 8.064e-05 | 0.00026865 | 0 | 0.00014685 | 0.00011416 | 0.01 | 0.3433 | 0.8092 | 0.10035 | 1.0931 | 0.34828 | 0
1857 | 1 | 0.00010089 | 0.00022225 | 0 | 0.00016448 | 0.00011416 | 0.03 | 0.4112 | 0.8026 | 0.16446 | 1.1631 | 0.39498 | 0.0097277
1858 | 1 | 0.00012023 | 0.00017255 | 0 | 0.00018797 | 0.00011416 | 0.17 | 0.4931 | 0.7941 | 0.19651 | 1.1834 | 0.21111 | 0.0076886
1859 | 1 | 0.00013552 | 0.00013185 | 0 | 0.00020677 | 0.00011416 | 0.09 | 0.527 | 0.7879 | 0.22549 | 1.1714 | 0.051687 | 0.055335
1860 | 1 | 0.00014401 | 9.8801e-05 | 0 | 0.00018797 | 0.00011416 | 0.06 | 0.5376 | 0.7761 | 0.2107 | 1.1613 | 0.0013373 | 0.0014709
1861 | 1 | 0.00014841 | 7.6302e-05 | 0 | 0.00019032 | 0.00011416 | 0.04 | 0.5406 | 0.7704 | 0.1831 | 1.1853 | 0.15763 | 0
1862 | 1 | 0.00014943 | 6.7977e-05 | 0 | 0.00021382 | 0.00011416 | 0.19 | 0.5539 | 0.7779 | 0.17545 | 1.1548 | 0.61627 | 0
1863 | 1 | 0.00014195 | 7.2602e-05 | 0 | 0.00022322 | 0.00011416 | 0.19 | 0.5725 | 0.7789 | 0.14263 | 1.1235 | 0.80203 | 0
1864 | 1 | 0.00013401 | 8.696e-05 | 0 | 0.00022322 | 0.00011416 | 0.12 | 0.5825 | 0.787 | 0.10029 | 1.1014 | 0.48536 | 0
1865 | 1 | 0.00012765 | 0.00011083 | 0 | 0.00016448 | 0.00011416 | 0.06 | 0.561 | 0.7888 | 0.091604 | 1.094 | 0.13991 | 0.0026409
1866 | 1 | 0.00011985 | 0.00015016 | 0 | 0.00011748 | 0.00011416 | 0.01 | 0.5293 | 0.7941 | 0.094188 | 1.0949 | 0.0023692 | 0.048304
1867 | 1 | 0.00011346 | 0.00019102 | 0 | 8.8113e-05 | 0.00011416 | 0 | 0.526 | 0.7843 | 0.15555 | 1.1585 | 0.04228 | 0
1868 | 1 | 0.00012197 | 0.00020967 | 0 | 5.8742e-05 | 0.00011416 | 0 | 0.53 | 0.7559 | 0.23698 | 1.2092 | 0.30296 | 0
1869 | 1 | 0.00013004 | 0.00022321 | 0 | 3.7595e-05 | 0.00011416 | 0 | 0.5139 | 0.7354 | 0.24072 | 1.2212 | 0.34926 | 0
1870 | 1 | 0.00012534 | 0.00023239 | 0 | 2.3497e-05 | 0.00011416 | 0 | 0.4877 | 0.7322 | 0.23093 | 1.2175 | 0.18935 | 0
1871 | 1 | 0.0001129 | 0.00023783 | 0 | 9.3987e-06 | 0.00011416 | 0 | 0.4613 | 0.716 | 0.22384 | 1.1935 | 0.047668 | 0
1872 | 1 | 9.5274e-05 | 0.00024667 | 0 | 5.8742e-06 | 0.00011416 | 0 | 0.4476 | 0.6826 | 0.11052 | 1.1456 | 0.0013373 | 0
1873 | 1 | 8.1268e-05 | 0.00025633 | 0 | 2.3497e-06 | 0.00011416 | 0 | 0.4428 | 0.6607 | 0.07159 | 1.0922 | 0.13351 | 0
1874 | 1 | 6.8604e-05 | 0.00026584 | 0 | 1.1748e-06 | 0.00011416 | 0 | 0.4473 | 0.7002 | 0.071755 | 1.0571 | 0.5282 | 0
1875 | 1 | 5.8848e-05 | 0.00027287 | 0 | 1.4098e-05 | 0.00011416 | 0 | 0.4605 | 0.6979 | 0.063232 | 1.0286 | 0.68575 | 0
1876 | 1 | 5.5242e-05 | 0.00027661 | 0 | 3.7595e-05 | 0.00011416 | 0 | 0.4808 | 0.6669 | 0.058228 | 1.0203 | 0.41662 | 0
1877 | 1 | 5.3631e-05 | 0.00027901 | 0 | 9.3987e-05 | 0.00011416 | 0 | 0.4973 | 0.6778 | 0.055919 | 1.0083 | 0.12033 | 0
1878 | 1 | 5.5983e-05 | 0.00028049 | 0 | 0.0001821 | 0.00011416 | 0 | 0.5114 | 0.6885 | 0.065816 | 1.0111 | 0.0021973 | 0
1879 | 1 | 6.9467e-05 | 0.00027568 | 0 | 0.0001586 | 0.00011416 | 0 | 0.5211 | 0.7126 | 0.08935 | 1.0249 | 0.033674 | 0
1880 | 1 | 9.0974e-05 | 0.00024397 | 0 | 0.00014685 | 0.00011416 | 0.07 | 0.5322 | 0.699 | 0.10376 | 1.0359 | 0.25398 | 0.0018609
1881 | 1 | 0.00011509 | 0.00020186 | 0 | 0.00016448 | 0.00011416 | 0.03 | 0.5894 | 0.7529 | 0.13697 | 1.1097 | 0.29924 | 0.0016046
1882 | 1 | 0.00013361 | 0.00016393 | 0 | 0.00018797 | 0.00011416 | 0.46 | 0.6186 | 0.7714 | 0.17436 | 1.1622 | 0.16527 | 0.26255
1883 | 1 | 0.00014896 | 0.00013314 | 0 | 0.00020677 | 0.00011416 | 0.22 | 0.6239 | 0.7949 | 0.25942 | 1.1475 | 0.043128 | 0
1884 | 1 | 0.00015463 | 0.00010642 | 0 | 0.00018797 | 0.00011416 | 0.55 | 0.6212 | 0.8108 | 0.23572 | 1.1502 | 0.0013373 | 0
1885 | 1 | 0.00015666 | 8.8921e-05 | 0 | 0.00019032 | 0.00011416 | 0.28 | 0.6091 | 0.8076 | 0.23423 | 1.1594 | 0.10537 | 0
1886 | 1 | 0.00015595 | 9.0512e-05 | 0 | 0.00021382 | 0.00011416 | 0.14 | 0.5921 | 0.7751 | 0.19673 | 1.1447 | 0.42441 | 0
1887 | 1 | 0.00014689 | 0.00010443 | 0 | 0.00022322 | 0.00011416 | 0.31 | 0.5823 | 0.6956 | 0.14263 | 1.1217 | 0.54899 | 0
1888 | 1 | 0.00013739 | 0.00012689 | 0 | 0.00022322 | 0.00011416 | 0.19 | 0.5725 | 0.5565 | 0.14994 | 1.1318 | 0.33552 | 0
1889 | 1 | 0.0001287 | 0.00015756 | 0 | 0.00016448 | 0.00011416 | 0.23 | 0.5452 | 0.5351 | 0.16402 | 1.1207 | 0.097183 | 0.013071
1890 | 1 | 0.00012089 | 0.00019453 | 0 | 0.00011748 | 0.00011416 | 0.01 | 0.4985 | 0.583 | 0.15429 | 1.1843 | 0.0019813 | 0
1891 | 1 | 0.00011532 | 0.00022965 | 0 | 8.8113e-05 | 0.00011416 | 0 | 0.4819 | 0.5981 | 0.23253 | 1.1834 | 0.024135 | 0
1892 | 1 | 0.00012275 | 0.00024685 | 0 | 5.8742e-05 | 0.00011416 | 0 | 0.4814 | 0.6008 | 0.27217 | 1.2516 | 0.1973 | 0
1893 | 1 | 0.00012847 | 0.00025659 | 0 | 3.7595e-05 | 0.00011416 | 0 | 0.4547 | 0.5967 | 0.32408 | 1.271 | 0.24031 | 0
1894 | 1 | 0.0001223 | 0.00026269 | 0 | 2.3497e-05 | 0.00011416 | 0 | 0.4142 | 0.5536 | 0.29752 | 1.2452 | 0.13647 | 0
1895 | 1 | 0.00010782 | 0.00026965 | 0 | 9.3987e-06 | 0.00011416 | 0 | 0.3727 | 0.5422 | 0.23874 | 1.2295 | 0.037535 | 0
1896 | 1 | 9.2153e-05 | 0.00027672 | 0 | 5.8742e-06 | 0.00011416 | 0 | 0.3336 | 0.4932 | 0.20702 | 1.1843 | 0.0013373 | 0
1897 | 1 | 7.7163e-05 | 0.00028175 | 0 | 2.3497e-06 | 0.00011416 | 0 | 0.3092 | 0.5337 | 0.1247 | 1.0829 | 0.078782 | 0
1898 | 1 | 6.5372e-05 | 0.00028504 | 0 | 1.1748e-06 | 0.00011416 | 0 | 0.2963 | 0.5062 | 0.10194 | 1.0553 | 0.32501 | 0
1899 | 1 | 5.6506e-05 | 0.00028808 | 0 | 1.4098e-05 | 0.00011416 | 0 | 0.2923 | 0.4464 | 0.072414 | 1.0175 | 0.41838 | 0
1900 | 1 | 5.1683e-05 | 0.00029226 | 0 | 3.7595e-05 | 0.00011416 | 0 | 0.2924 | 0.4434 | 0.077033 | 1.012 | 0.25771 | 0
1901 | 1 | 4.8797e-05 | 0.00029744 | 0 | 9.3987e-05 | 0.00011416 | 0 | 0.2853 | 0.5106 | 0.081872 | 1.0111 | 0.074929 | 0
1902 | 1 | 4.8499e-05 | 0.0003011 | 0 | 0.0001821 | 0.00011416 | 0 | 0.28 | 0.5733 | 0.079892 | 1.0074 | 0.0017558 | 0
1903 | 1 | 5.18e-05 | 0.00029892 | 0 | 0.0001586 | 0.00011416 | 0 | 0.2862 | 0.6532 | 0.087645 | 1.0111 | 0.015778 | 0
1904 | 1 | 6.0315e-05 | 0.00027387 | 0 | 0.00014685 | 0.00011416 | 0.07 | 0.2871 | 0.679 | 0.10084 | 1.0359 | 0.14442 | 0.012669
1905 | 1 | 7.7787e-05 | 0.00024297 | 0 | 0.00016448 | 0.00011416 | 0.29 | 0.321 | 0.6669 | 0.13647 | 1.0599 | 0.1839 | 0.0095049
1906 | 1 | 0.00010158 | 0.00020596 | 0 | 0.00018797 | 0.00011416 | 0.47 | 0.3416 | 0.6921 | 0.18524 | 1.0802 | 0.10831 | 0.0015154
1907 | 1 | 0.0001212 | 0.00016996 | 0 | 0.00020677 | 0.00011416 | 0.52 | 0.3445 | 0.7215 | 0.23973 | 1.1244 | 0.031847 | 0
1908 | 1 | 0.00012868 | 0.00014169 | 0 | 0.00018797 | 0.00011416 | 0.48 | 0.3352 | 0.7695 | 0.24325 | 1.1641 | 0.0013373 | 0
1909 | 1 | 0.00013207 | 0.00012459 | 0 | 0.00019032 | 0.00011416 | 0.16 | 0.3234 | 0.7897 | 0.25766 | 1.2323 | 0.057093 | 0.052828
1910 | 1 | 0.00013345 | 0.00011934 | 0 | 0.00021382 | 0.00011416 | 0.34 | 0.3173 | 0.7992 | 0.30362 | 1.2304 | 0.24249 | 0.39787
1911 | 1 | 0.00012673 | 0.00012389 | 0 | 0.00022322 | 0.00011416 | 0.28 | 0.318 | 0.8148 | 0.27822 | 1.2498 | 0.31032 | 0.52477
1912 | 1 | 0.0001174 | 0.00013325 | 0 | 0.00022322 | 0.00011416 | 0.17 | 0.3266 | 0.8249 | 0.25425 | 1.2387 | 0.19297 | 0.20356
1913 | 1 | 0.00010975 | 0.00015009 | 0 | 0.00016448 | 0.00011416 | 0.18 | 0.3274 | 0.8316 | 0.23104 | 1.1935 | 0.056361 | 0.077666
1914 | 1 | 0.00010247 | 0.0001804 | 0 | 0.00011748 | 0.00011416 | 0.07 | 0.3019 | 0.8491 | 0.23313 | 1.2074 | 0.0015481 | 0.011678
1915 | 1 | 9.7458e-05 | 0.00021614 | 0 | 8.8113e-05 | 0.00011416 | 0 | 0.2849 | 0.8601 | 0.28493 | 1.2793 | 0.0096143 | 0
1916 | 1 | 0.00010548 | 0.00022954 | 0 | 5.8742e-05 | 0.00011416 | 0 | 0.2835 | 0.8517 | 0.33848 | 1.3327 | 0.10194 | 0
1917 | 1 | 0.0001135 | 0.00023979 | 0 | 3.7595e-05 | 0.00011416 | 0 | 0.2821 | 0.8444 | 0.37098 | 1.3622 | 0.13708 | 0
1918 | 1 | 0.00011134 | 0.00024978 | 0 | 2.3497e-05 | 0.00011416 | 0 | 0.2743 | 0.8374 | 0.36174 | 1.3705 | 0.084313 | 0
1919 | 1 | 0.0001001 | 0.00025703 | 0 | 9.3987e-06 | 0.00011416 | 0 | 0.2681 | 0.7992 | 0.31709 | 1.3548 | 0.026764 | 0
1920 | 1 | 8.7646e-05 | 0.00026347 | 0 | 5.8742e-06 | 0.00011416 | 0 | 0.263 | 0.7437 | 0.26425 | 1.224 | 0.0013373 | 0
1921 | 1 | 7.1994e-05 | 0.00027046 | 0 | 2.3497e-06 | 0.00011416 | 0 | 0.2608 | 0.6594 | 0.15995 | 1.0894 | 0.038131 | 0
1922 | 1 | 5.9089e-05 | 0.00027749 | 0 | 1.1748e-06 | 0.00011416 | 0 | 0.2606 | 0.634 | 0.12179 | 1.047 | 0.16868 | 0
1923 | 1 | 5.0471e-05 | 0.00028404 | 0 | 1.4098e-05 | 0.00011416 | 0 | 0.2614 | 0.6076 | 0.097872 | 1.0461 | 0.21411 | 0
1924 | 1 | 4.4288e-05 | 0.00028967 | 0 | 3.7595e-05 | 0.00011416 | 0 | 0.2627 | 0.6519 | 0.072139 | 1.023 | 0.1349 | 0
1925 | 1 | 4.0985e-05 | 0.00029607 | 0 | 9.3987e-05 | 0.00011416 | 0 | 0.2594 | 0.6544 | 0.071974 | 1.0157 | 0.039648 | 0
1926 | 1 | 3.9887e-05 | 0.0003031 | 0 | 0.0001821 | 0.00011416 | 0 | 0.2629 | 0.6754 | 0.066036 | 1.0194 | 0.0013373 | 0
1927 | 1 | 4.1718e-05 | 0.00030255 | 0 | 0.0001586 | 0.00011416 | 0 | 0.2711 | 0.6874 | 0.061857 | 1.0203 | 0.0049321 | 0
1928 | 1 | 4.7083e-05 | 0.00026902 | 0 | 0.00014685 | 0.00011416 | 0.04 | 0.2721 | 0.7333 | 0.062627 | 1.024 | 0.065567 | 0.008814
1929 | 1 | 6.1715e-05 | 0.0002245 | 0 | 0.00016448 | 0.00011416 | 0.12 | 0.3063 | 0.8484 | 0.093583 | 1.0378 | 0.09524 | 0.037563
1930 | 1 | 8.4219e-05 | 0.0001804 | 0 | 0.00018797 | 0.00011416 | 0.21 | 0.3352 | 0.8381 | 0.10595 | 1.07 | 0.062136 | 0
1931 | 1 | 0.00010224 | 0.0001499 | 0 | 0.00020677 | 0.00011416 | 0.47 | 0.341 | 0.7816 | 0.12377 | 1.1124 | 0.021786 | 0.0029306
1932 | 1 | 0.00011112 | 0.0001304 | 0 | 0.00018797 | 0.00011416 | 0.29 | 0.3414 | 0.7333 | 0.10557 | 1.1217 | 0.0013373 | 0
1933 | 1 | 0.00011358 | 0.00012041 | 0 | 0.00019032 | 0.00011416 | 0.2 | 0.3327 | 0.7182 | 0.10145 | 1.1502 | 0.023914 | 0.55119
1934 | 1 | 0.00011678 | 0.00011919 | 0 | 0.00021382 | 0.00011416 | 0.62 | 0.3213 | 0.7193 | 0.11596 | 1.1622 | 0.11161 | 0.0083906
1935 | 1 | 0.00011325 | 0.00012774 | 0 | 0.00022322 | 0.00011416 | 0.67 | 0.3133 | 0.729 | 0.10942 | 1.1373 | 0.14018 | 0
1936 | 1 | 0.0001029 | 0.00014321 | 0 | 0.00022322 | 0.00011416 | 0.07 | 0.3111 | 0.7364 | 0.10859 | 1.141 | 0.089831 | 0
1937 | 1 | 9.4791e-05 | 0.00016585 | 0 | 0.00016448 | 0.00011416 | 0.12 | 0.308 | 0.7204 | 0.097927 | 1.1253 | 0.026617 | 0.055146
1938 | 1 | 8.731e-05 | 0.00019975 | 0 | 0.00011748 | 0.00011416 | 0.05 | 0.2841 | 0.6569 | 0.11206 | 1.1346 | 0.0011466 | 0.12525
1939 | 1 | 8.2273e-05 | 0.00024134 | 0 | 8.8113e-05 | 0.00011416 | 0 | 0.262 | 0.6838 | 0.15005 | 1.2046 | 0.0020875 | 0
1940 | 1 | 9.1831e-05 | 0.00026143 | 0 | 5.8742e-05 | 0.00011416 | 0 | 0.2565 | 0.699 | 0.25353 | 1.2295 | 0.039075 | 0
1941 | 1 | 0.00010384 | 0.00027738 | 0 | 3.7595e-05 | 0.00011416 | 0 | 0.2342 | 0.6814 | 0.33068 | 1.2691 | 0.062917 | 0
1942 | 1 | 9.9099e-05 | 0.00029093 | 0 | 2.3497e-05 | 0.00011416 | 0 | 0.2005 | 0.6802 | 0.33046 | 1.2885 | 0.044234 | 0
1943 | 1 | 9.0535e-05 | 0.00030284 | 0 | 9.3987e-06 | 0.00011416 | 0 | 0.1728 | 0.6468 | 0.33617 | 1.2258 | 0.017467 | 0
1944 | 1 | 7.8733e-05 | 0.00031265 | 0 | 5.8742e-06 | 0.00011416 | 0 | 0.1553 | 0.538 | 0.25821 | 1.2129 | 0.0013373 | 0
1945 | 1 | 6.1768e-05 | 0.00031983 | 0 | 2.3497e-06 | 0.00011416 | 0 | 0.1393 | 0.5106 | 0.19519 | 1.1982 | 0.014612 | 0
1946 | 1 | 4.9062e-05 | 0.00032301 | 0 | 1.1748e-06 | 0.00011416 | 0 | 0.1211 | 0.5649 | 0.11959 | 1.0977 | 0.072776 | 0
1947 | 1 | 4.2332e-05 | 0.00032523 | 0 | 1.4098e-05 | 0.00011416 | 0 | 0.1055 | 0.6035 | 0.092154 | 1.0664 | 0.090263 | 0
1948 | 1 | 3.8721e-05 | 0.00032856 | 0 | 3.7595e-05 | 0.00011416 | 0 | 0.1007 | 0.5365 | 0.10414 | 1.1161 | 0.059026 | 0
1949 | 1 | 3.8286e-05 | 0.00033108 | 0 | 9.3987e-05 | 0.00011416 | 0 | 0.1012 | 0.3983 | 0.096223 | 1.0562 | 0.017657 | 0
1950 | 1 | 4.2837e-05 | 0.00033337 | 0 | 0.0001821 | 0.00011416 | 0 | 0.1031 | 0.3197 | 0.10062 | 1.0793 | 0.00099127 | 0
1951 | 1 | 6.0672e-05 | 0.00032534 | 0 | 0.0001586 | 0.00011416 | 0 | 0.1048 | 0.2739 | 0.20586 | 1.1189 | 0.00071998 | 0
1952 | 1 | 8.9055e-05 | 0.00028815 | 0 | 0.00014685 | 0.00011416 | 0.01 | 0.1041 | 0.175 | 0.30296 | 1.2544 | 0.022384 | 0.0051591
1953 | 1 | 0.00011829 | 0.00024689 | 0 | 0.00016448 | 0.00011416 | 0.09 | 0.1302 | 0.1681 | 0.3723 | 1.3244 | 0.04095 | 0
1954 | 1 | 0.00013496 | 0.00020941 | 0 | 0.00018797 | 0.00011416 | 0.2 | 0.1665 | 0.1946 | 0.3944 | 1.3502 | 0.0314 | 0
1955 | 1 | 0.00014576 | 0.00018321 | 0 | 0.00020677 | 0.00011416 | 0.22 | 0.2025 | 0.2337 | 0.42047 | 1.3014 | 0.014105 | 0.21737
1956 | 1 | 0.0001486 | 0.00016955 | 0 | 0.00018797 | 0.00011416 | 0.59 | 0.231 | 0.1781 | 0.40007 | 1.2719 | 0.0013373 | 0
1957 | 1 | 0.00015107 | 0.00016174 | 0 | 0.00019032 | 0.00011416 | 0.05 | 0.2591 | 0.1283 | 0.39336 | 1.2765 | 0.0093331 | 0
1958 | 1 | 0.00015017 | 0.00016482 | 0 | 0.00021382 | 0.00011416 | 0.23 | 0.292 | 0.0944 | 0.37312 | 1.2488 | 0.04974 | 0.008346
1959 | 1 | 0.00013988 | 0.00017647 | 0 | 0.00022322 | 0.00011416 | 0.62 | 0.3373 | 0.0869 | 0.31567 | 1.2194 | 0.0609 | 0.034131
1960 | 1 | 0.00013346 | 0.00019205 | 0 | 0.00022322 | 0.00011416 | 0.04 | 0.3752 | 0.1145 | 0.25892 | 1.1475 | 0.040656 | 0
1961 | 1 | 0.00012847 | 0.00021115 | 0 | 0.00016448 | 0.00011416 | 0.05 | 0.3791 | 0.1852 | 0.246 | 1.1521 | 0.012279 | 0.064796
1962 | 1 | 0.00012387 | 0.00023472 | 0 | 0.00011748 | 0.00011416 | 0.07 | 0.3552 | 0.3293 | 0.22511 | 1.1668 | 0.00088065 | 0.048616
1963 | 1 | 0.00011921 | 0.00026003 | 0 | 8.8113e-05 | 0.00011416 | 0 | 0.3689 | 0.5091 | 0.24116 | 1.2212 | 0.0002153 | 0
1964 | 1 | 0.00012696 | 0.00027427 | 0 | 5.8742e-05 | 0.00011416 | 0 | 0.3975 | 0.6301 | 0.28548 | 1.2442 | 0.013328 | 0
1965 | 1 | 0.00013595 | 0.00028282 | 0 | 3.7595e-05 | 0.00011416 | 0 | 0.4187 | 0.6778 | 0.30764 | 1.2378 | 0.027934 | 0
1966 | 1 | 0.00012809 | 0.00028915 | 0 | 2.3497e-05 | 0.00011416 | 0 | 0.4394 | 0.7002 | 0.2284 | 1.1788 | 0.023343 | 0
1967 | 1 | 0.00011 | 0.00029607 | 0 | 9.3987e-06 | 0.00011416 | 0 | 0.4641 | 0.707 | 0.14081 | 1.165 | 0.01181 | 0
1968 | 1 | 9.0334e-05 | 0.00030388 | 0 | 5.8742e-06 | 0.00011416 | 0 | 0.466 | 0.7149 | 0.10172 | 1.1235 | 0.0013373 | 0
1969 | 1 | 7.4934e-05 | 0.0003108 | 0 | 2.3497e-06 | 0.00011416 | 0 | 0.4557 | 0.7115 | 0.11756 | 1.0636 | 0.0064666 | 0
1970 | 1 | 6.1691e-05 | 0.00031679 | 0 | 1.1748e-06 | 0.00011416 | 0 | 0.4373 | 0.6594 | 0.094683 | 1.0166 | 0.036671 | 0
1971 | 1 | 5.4641e-05 | 0.0003219 | 0 | 1.4098e-05 | 0.00011416 | 0 | 0.4143 | 0.5621 | 0.073734 | 1.0074 | 0.044379 | 0
1972 | 1 | 5.1015e-05 | 0.00032553 | 0 | 3.7595e-05 | 0.00011416 | 0 | 0.3916 | 0.4508 | 0.075164 | 1.0203 | 0.030183 | 0
1973 | 1 | 5.0525e-05 | 0.00032793 | 0 | 9.3987e-05 | 0.00011416 | 0 | 0.369 | 0.3782 | 0.082751 | 1.024 | 0.0091946 | 0
1974 | 1 | 5.3663e-05 | 0.00032937 | 0 | 0.0001821 | 0.00011416 | 0 | 0.3528 | 0.317 | 0.067796 | 1.0009 | 0.00080689 | 0
1975 | 1 | 6.8724e-05 | 0.00032268 | 0 | 0.0001586 | 0.00011416 | 0 | 0.3466 | 0.254 | 0.091934 | 1.0424 | 5.8079e-05 | 0
1976 | 1 | 9.3115e-05 | 0.00029614 | 0 | 0.00014685 | 0.00011416 | 0.03 | 0.3479 | 0.1652 | 0.14252 | 1.0986 | 0.0086334 | 0.06035
1977 | 1 | 0.00011898 | 0.00026088 | 0 | 0.00016448 | 0.00011416 | 0.04 | 0.3932 | 0.0862 | 0.23137 | 1.1318 | 0.020559 | 0
1978 | 1 | 0.000137 | 0.00022036 | 0 | 0.00018797 | 0.00011416 | 0.13 | 0.4339 | 0.0835 | 0.28988 | 1.1438 | 0.018522 | 0
1979 | 1 | 0.00014842 | 0.00018828 | 0 | 0.00020677 | 0.00011416 | 0.12 | 0.4535 | 0.1623 | 0.3072 | 1.1438 | 0.010334 | 0
1980 | 1 | 0.0001543 | 0.00016415 | 0 | 0.00018797 | 0.00011416 | 0.11 | 0.463 | 0.2945 | 0.31253 | 1.1521 | 0.0013373 | 0
1981 | 1 | 0.00015695 | 0.00014668 | 0 | 0.00019032 | 0.00011416 | 0.09 | 0.466 | 0.4332 | 0.28564 | 1.1659 | 0.0059748 | 0.061876
1982 | 1 | 0.00015741 | 0.00013799 | 0 | 0.00021382 | 0.00011416 | 0.12 | 0.4674 | 0.5408 | 0.27003 | 1.153 | 0.034368 | 0
1983 | 1 | 0.00014826 | 0.00013984 | 0 | 0.00022322 | 0.00011416 | 0.08 | 0.4742 | 0.6196 | 0.19668 | 1.1484 | 0.041482 | 0.22399
1984 | 1 | 0.00014167 | 0.00015131 | 0 | 0.00022322 | 0.00011416 | 0.26 | 0.4777 | 0.6494 | 0.16589 | 1.141 | 0.028332 | 0.02642
1985 | 1 | 0.00013512 | 0.00017303 | 0 | 0.00016448 | 0.00011416 | 0.12 | 0.4703 | 0.6392 | 0.15341 | 1.1088 | 0.0086474 | 0.22787
1986 | 1 | 0.00012765 | 0.00020911 | 0 | 0.00011748 | 0.00011416 | 0.06 | 0.4227 | 0.6443 | 0.15429 | 1.1235 | 0.00079265 | 0
1987 | 1 | 0.00011952 | 0.00025422 | 0 | 8.8113e-05 | 0.00011416 | 0 | 0.4061 | 0.6838 | 0.17815 | 1.1438 | 4.1009e-05 | 0
1988 | 1 | 0.00012488 | 0.00027916 | 0 | 5.8742e-05 | 0.00011416 | 0 | 0.4243 | 0.6644 | 0.24715 | 1.1908 | 0.0078515 | 0
1989 | 1 | 0.00013264 | 0.00029718 | 0 | 3.7595e-05 | 0.00011416 | 0 | 0.4445 | 0.6049 | 0.29845 | 1.1982 | 0.019261 | 0
1990 | 1 | 0.00012407 | 0.00031046 | 0 | 2.3497e-05 | 0.00011416 | 0 | 0.4641 | 0.6049 | 0.29164 | 1.2092 | 0.017646 | 0
1991 | 1 | 0.00010658 | 0.00032275 | 0 | 9.3987e-06 | 0.00011416 | 0 | 0.4735 | 0.5565 | 0.20135 | 1.1797 | 0.010054 | 0
1992 | 1 | 8.5644e-05 | 0.00033537 | 0 | 5.8742e-06 | 0.00011416 | 0 | 0.4743 | 0.5607 | 0.13554 | 1.1346 | 0.0013373 | 0
1993 | 1 | 6.7463e-05 | 0.0003511 | 0 | 2.3497e-06 | 0.00011416 | 0 | 0.4778 | 0.5322 | 0.091879 | 1.0866 | 0.0081022 | 0
1994 | 1 | 5.3279e-05 | 0.00036664 | 0 | 1.1748e-06 | 0.00011416 | 0 | 0.4967 | 0.512 | 0.095838 | 1.0452 | 0.044193 | 0
1995 | 1 | 4.3383e-05 | 0.00038185 | 0 | 1.4098e-05 | 0.00011416 | 0 | 0.5022 | 0.4829 | 0.079342 | 1.0147 | 0.053873 | 0
1996 | 1 | 3.8111e-05 | 0.00039639 | 0 | 3.7595e-05 | 0.00011416 | 0 | 0.5123 | 0.4201 | 0.065101 | 0.99171 | 0.036217 | 0
1997 | 1 | 3.5144e-05 | 0.0004106 | 0 | 9.3987e-05 | 0.00011416 | 0 | 0.5151 | 0.364 | 0.074174 | 1.0101 | 0.010974 | 0
1998 | 1 | 3.6897e-05 | 0.00042277 | 0 | 0.0001821 | 0.00011416 | 0 | 0.5386 | 0.3389 | 0.078298 | 1.0184 | 0.00085063 | 0
1999 | 1 | 5.0076e-05 | 0.00042277 | 0 | 0.0001586 | 0.00011416 | 0 | 0.5603 | 0.3157 | 0.090284 | 1.0083 | 0.00013621 | 0
2000 | 1 | 7.6919e-05 | 0.00038503 | 0 | 0.00014685 | 0.00011416 | 0.15 | 0.6051 | 0.2905 | 0.10744 | 1.0553 | 0.011287 | 0.13424
2001 | 1 | 0.0001064 | 0.00032948 | 0 | 0.00016448 | 0.00011416 | 0.43 | 0.7196 | 0.4128 | 0.12185 | 1.1401 | 0.024803 | 0.42068
2002 | 1 | 0.00012522 | 0.00027838 | 0 | 0.00018797 | 0.00011416 | 0.66 | 0.7502 | 0.4041 | 0.15781 | 1.1576 | 0.021325 | 0.64915
2003 | 1 | 0.00013421 | 0.00024338 | 0 | 0.00020677 | 0.00011416 | 0.83 | 0.749 | 0.3669 | 0.14274 | 1.1613 | 0.011204 | 0.81725
2004 | 1 | 0.00013946 | 0.0002147 | 0 | 0.00018797 | 0.00011416 | 0.84 | 0.7495 | 0.3514 | 0.13438 | 1.3429 | 0.0013373 | 1
2005 | 1 | 0.00014262 | 0.00019246 | 0 | 0.00019032 | 0.00011416 | 0.41 | 0.7524 | 0.3444 | 0.11866 | 1.1493 | 0.011404 | 0.4827
2006 | 1 | 0.00014236 | 0.00018147 | 0 | 0.00021382 | 0.00011416 | 0.62 | 0.7546 | 0.3306 | 0.12273 | 1.1558 | 0.058901 | 0.053697
2007 | 1 | 0.00013556 | 0.00018102 | 0 | 0.00022322 | 0.00011416 | 0.26 | 0.7538 | 0.3197 | 0.098587 | 1.1382 | 0.072546 | 0.31318
2008 | 1 | 0.00013045 | 0.0001895 | 0 | 0.00022322 | 0.00011416 | 0.26 | 0.75 | 0.317 | 0.1059 | 1.1309 | 0.047973 | 0.013115
2009 | 1 | 0.0001258 | 0.00020911 | 0 | 0.00016448 | 0.00011416 | 0.15 | 0.7357 | 0.305 | 0.10117 | 1.1253 | 0.014425 | 0
2010 | 1 | 0.00011811 | 0.00025074 | 0 | 0.00011748 | 0.00011416 | 0.11 | 0.679 | 0.3197 | 0.10931 | 1.1235 | 0.00092699 | 0.032849
2011 | 1 | 0.0001042 | 0.00031668 | 0 | 8.8113e-05 | 0.00011416 | 0 | 0.608 | 0.3361 | 0.11596 | 1.141 | 0.00038361 | 0
2012 | 1 | 0.00010647 | 0.0003552 | 0 | 5.8742e-05 | 0.00011416 | 0 | 0.5651 | 0.3143 | 0.20207 | 1.1908 | 0.01683 | 0
2013 | 1 | 0.00011439 | 0.00038114 | 0 | 3.7595e-05 | 0.00011416 | 0 | 0.5238 | 0.2109 | 0.29384 | 1.2065 | 0.033108 | 0
2014 | 1 | 0.00010572 | 0.00040098 | 0 | 2.3497e-05 | 0.00011416 | 0 | 0.497 | 0.1091 | 0.29296 | 1.2028 | 0.026602 | 0
2015 | 1 | 8.7899e-05 | 0.0004153 | 0 | 9.3987e-06 | 0.00011416 | 0 | 0.4884 | 0.065 | 0.2355 | 1.188 | 0.01276 | 0
2016 | 1 | 6.7515e-05 | 0.00042706 | 0 | 5.8742e-06 | 0.00011416 | 0 | 0.4826 | 0.0473 | 0.16022 | 1.1567 | 0.0013373 | 0
2017 | 1 | 5.0794e-05 | 0.00043587 | 0 | 2.3497e-06 | 0.00011416 | 0 | 0.4669 | 0.098 | 0.086765 | 1.0783 | 0.016421 | 0
2018 | 1 | 3.7584e-05 | 0.0004439 | 0 | 1.1748e-06 | 0.00011416 | 0 | 0.4452 | 0.2407 | 0.077968 | 1.0461 | 0.080465 | 0
2019 | 1 | 2.984e-05 | 0.00044945 | 0 | 1.4098e-05 | 0.00011416 | 0 | 0.4343 | 0.423 | 0.076318 | 1.0341 | 0.10011 | 0
2020 | 1 | 2.6077e-05 | 0.000455 | 0 | 3.7595e-05 | 0.00011416 | 0 | 0.3973 | 0.6022 | 0.076538 | 1.0258 | 0.065138 | 0
2021 | 1 | 2.4465e-05 | 0.00045833 | 0 | 9.3987e-05 | 0.00011416 | 0 | 0.3673 | 0.7036 | 0.07126 | 1.0055 | 0.019439 | 0
2022 | 1 | 2.7661e-05 | 0.00045741 | 0 | 0.0001821 | 0.00011416 | 0 | 0.3565 | 0.7468 | 0.062902 | 0.98157 | 0.0010245 | 0
2023 | 1 | 4.6105e-05 | 0.00043025 | 0 | 0.0001586 | 0.00011416 | 0 | 0.3415 | 0.7825 | 0.089679 | 1.0212 | 0.00094438 | 0
2024 | 1 | 7.8192e-05 | 0.00036257 | 0 | 0.00014685 | 0.00011416 | 0.05 | 0.3232 | 0.8076 | 0.12564 | 1.0728 | 0.02557 | 0.036805
2025 | 1 | 0.00011221 | 0.00029152 | 0 | 0.00016448 | 0.00011416 | 0.24 | 0.383 | 0.7751 | 0.17419 | 1.129 | 0.045297 | 0
2026 | 1 | 5.605e-05 | 0.00023028 | 0 | 0.00018797 | 0.00011416 | 0.45 | 0.4204 | 0.6802 | 0.22379 | 0.26083 | 0.034002 | 0.083092
2027 | 1 | 0.00014637 | 0.00018014 | 0 | 0.00020677 | 0.00011416 | 0.74 | 0.4706 | 0.5178 | 0.19025 | 0.93733 | 0.014811 | 0.031523
2028 | 1 | 0.00015412 | 0.00013218 | 0 | 0.00018797 | 0.00011416 | 0.83 | 0.5149 | 0.4786 | 0.17848 | 1 | 0.0013373 | 0.17229
2029 | 1 | 0.00015867 | 9.6211e-05 | 0 | 0.00019032 | 0.00011416 | 0.92 | 0.5454 | 0.6392 | 0.14873 | 0.95115 | 0.023914 | 0.36613
2030 | 1 | 0.00015866 | 7.5192e-05 | 0 | 0.00021382 | 0.00011416 | 0.72 | 0.5681 | 0.6909 | 0.18794 | 1.1687 | 0.11161 | 0.36167
2031 | 1 | 0.00015512 | 6.6052e-05 | 0 | 0.00022322 | 0.00011416 | 0.3 | 0.5779 | 0.673 | 0.12602 | 1.1935 | 0.14018 | 0.085911
2032 | 1 | 0.00015227 | 6.5201e-05 | 0 | 0.00022322 | 0.00011416 | 0.21 | 0.5791 | 0.6885 | 0.11508 | 1.2147 | 0.089831 | 0.26064
2033 | 1 | 0.00014822 | 7.6821e-05 | 0 | 0.00016448 | 0.00011416 | 0.17 | 0.5524 | 0.6705 | 0.10222 | 1.223 | 0.026617 | 0.23365
2034 | 1 | 0.00014122 | 0.00011549 | 0 | 0.00011748 | 0.00011416 | 0.11 | 0.5033 | 0.6766 | 0.11211 | 1.1935 | 0.0011466 | 0.038811
2035 | 1 | 0.00012875 | 0.00017891 | 0 | 8.8113e-05 | 0.00011416 | 0 | 0.5007 | 0.7258 | 0.16 | 1.2111 | 0.0020875 | 0
2036 | 1 | 0.0001329 | 0.00020696 | 0 | 5.8742e-05 | 0.00011416 | 0 | 0.502 | 0.7081 | 0.23 | 1.2442 | 0.039075 | 0
2037 | 1 | 0.00014212 | 0.00022399 | 0 | 3.7595e-05 | 0.00011416 | 0 | 0.4927 | 0.6443 | 0.28229 | 1.2645 | 0.062917 | 0
2038 | 1 | 0.00013506 | 0.00023812 | 0 | 2.3497e-05 | 0.00011416 | 0 | 0.4785 | 0.6035 | 0.28355 | 1.294 | 0.044234 | 0
2039 | 1 | 0.00011929 | 0.00024767 | 0 | 9.3987e-06 | 0.00011416 | 0 | 0.4695 | 0.5844 | 0.22291 | 1.2682 | 0.017467 | 0
2040 | 1 | 0.00010046 | 0.00025988 | 0 | 5.8742e-06 | 0.00011416 | 0 | 0.4539 | 0.5437 | 0.13961 | 1.2267 | 0.0013373 | 0
2041 | 1 | 8.2998e-05 | 0.00027394 | 0 | 2.3497e-06 | 0.00011416 | 0 | 0.4423 | 0.4434 | 0.095068 | 1.1677 | 0.031913 | 0
2042 | 1 | 7.0046e-05 | 0.00028497 | 0 | 1.1748e-06 | 0.00011416 | 0 | 0.434 | 0.2764 | 0.08693 | 1.1392 | 0.14396 | 0
2043 | 1 | 6.0123e-05 | 0.0002927 | 0 | 1.4098e-05 | 0.00011416 | 0 | 0.4247 | 0.2279 | 0.082257 | 1.1253 | 0.18203 | 0
2044 | 1 | 5.5226e-05 | 0.0002997 | 0 | 3.7595e-05 | 0.00011416 | 0 | 0.4016 | 0.1781 | 0.080442 | 1.1309 | 0.1154 | 0
2045 | 1 | 5.3204e-05 | 0.00030839 | 0 | 9.3987e-05 | 0.00011416 | 0 | 0.3744 | 0.0966 | 0.084731 | 1.129 | 0.03402 | 0
2046 | 1 | 5.5308e-05 | 0.00031705 | 0 | 0.0001821 | 0.00011416 | 0 | 0.3522 | 0.0616 | 0.096333 | 1.1253 | 0.0012587 | 0
2047 | 1 | 7.0738e-05 | 0.00029833 | 0 | 0.0001586 | 0.00011416 | 0 | 0.3243 | 0.0174 | 0.1031 | 1.1548 | 0.0035994 | 0
2048 | 1 | 0.00010125 | 0.00023331 | 0 | 0.00014685 | 0.00011416 | 0.16 | 0.2965 | 0.001 | 0.13191 | 1.1853 | 0.053873 | 0.14402
2049 | 1 | 0.00013151 | 0.00015516 | 0 | 0.00016448 | 0.00011416 | 0.41 | 0.3576 | 0.0268 | 0.20421 | 1.2221 | 0.081237 | 0.14663
2050 | 1 | 0.00015442 | 7.2787e-05 | 0 | 0.00018797 | 0.00011416 | 0.61 | 0.4146 | 0.0758 | 0.2234 | 1.2562 | 0.054488 | 0.60057
2051 | 1 | 0.00016992 | 8.4739e-06 | 0 | 0.00020677 | 0.00011416 | 0.75 | 0.434 | 0.152 | 0.21141 | 1.2673 | 0.019982 | 0.89594
2052 | 1 | 0.00017083 | 0 | 0 | 0.00018797 | 0.00011416 | 0.82 | 0.4446 | 0.2688 | 0.19437 | 1.2747 | 0.0013373 | 1
2053 | 1 | 0.00016872 | 0 | 0 | 0.00019032 | 0.00011416 | 0.8 | 0.4584 | 0.3117 | 0.17386 | 1.2424 | 0.041522 | 1
2054 | 1 | 0.00016724 | 0 | 0 | 0.00021382 | 0.00011416 | 0.79 | 0.4694 | 0.3306 | 0.15506 | 1.2544 | 0.18203 | 0.24943
2055 | 1 | 0.00016158 | 0 | 0 | 0.00022322 | 0.00011416 | 0.37 | 0.479 | 0.3584 | 0.14268 | 1.2618 | 0.23148 | 0.058734
2056 | 1 | 0.00015696 | 0 | 0 | 0.00022322 | 0.00011416 | 0.21 | 0.481 | 0.4099 | 0.11805 | 1.2516 | 0.14542 | 0.37931
2057 | 1 | 0.00015399 | 0 | 0 | 0.00016448 | 0.00011416 | 0.26 | 0.4649 | 0.4566 | 0.10425 | 1.2387 | 0.042682 | 0.39696
2058 | 1 | 0.00015221 | 2.3683e-06 | 0 | 0.00011748 | 0.00011416 | 0.09 | 0.4161 | 0.4332 | 0.1153 | 1.2378 | 0.0013779 | 0.11038
2059 | 1 | 0.00013239 | 9.7728e-05 | 0 | 8.8113e-05 | 0.00011416 | 0.01 | 0.4087 | 0.48 | 0.16462 | 1.2581 | 0.0057069 | 0
2060 | 1 | 0.00013266 | 0.00013791 | 0 | 5.8742e-05 | 0.00011416 | 0 | 0.4039 | 0.5747 | 0.26557 | 1.2866 | 0.072001 | 0
2061 | 1 | 0.00014072 | 0.00016267 | 0 | 3.7595e-05 | 0.00011416 | 0 | 0.3884 | 0.6156 | 0.30054 | 1.4138 | 0.10281 | 0
2062 | 1 | 0.00013361 | 0.00018117 | 0 | 2.3497e-05 | 0.00011416 | 0 | 0.379 | 0.6049 | 0.26805 | 1.3253 | 0.066214 | 0
2063 | 1 | 0.00012044 | 0.00019557 | 0 | 9.3987e-06 | 0.00011416 | 0 | 0.3737 | 0.6366 | 0.22434 | 1.2479 | 0.022727 | 0
2064 | 1 | 0.00010488 | 0.00020804 | 0 | 5.8742e-06 | 0.00011416 | 0 | 0.3689 | 0.6619 | 0.16858 | 1.2157 | 0.0013373 | 0
2065 | 1 | 8.9871e-05 | 0.00021881 | 0 | 2.3497e-06 | 0.00011416 | 0 | 0.3577 | 0.643 | 0.12432 | 1.1733 | 0.050866 | 0
2066 | 1 | 7.6704e-05 | 0.00022946 | 0 | 1.1748e-06 | 0.00011416 | 0 | 0.344 | 0.6049 | 0.12014 | 1.1419 | 0.21846 | 0
2067 | 1 | 6.7103e-05 | 0.00023875 | 0 | 1.4098e-05 | 0.00011416 | 0 | 0.3348 | 0.5872 | 0.089899 | 1.1078 | 0.27895 | 0
2068 | 1 | 6.2086e-05 | 0.00024552 | 0 | 3.7595e-05 | 0.00011416 | 0 | 0.321 | 0.5789 | 0.085116 | 1.0903 | 0.17408 | 0
2069 | 1 | 5.8207e-05 | 0.00025285 | 0 | 9.3987e-05 | 0.00011416 | 0 | 0.3061 | 0.5803 | 0.073789 | 1.0885 | 0.050934 | 0
2070 | 1 | 5.6135e-05 | 0.00026417 | 0 | 0.0001821 | 0.00011416 | 0 | 0.2935 | 0.6392 | 0.085446 | 1.0783 | 0.0014827 | 0
2071 | 1 | 6.1104e-05 | 0.00024641 | 0 | 0.0001586 | 0.00011416 | 0 | 0.2762 | 0.6182 | 0.085666 | 1.1318 | 0.0079894 | 0
2072 | 1 | 8.0202e-05 | 0.00016038 | 0 | 0.00014685 | 0.00011416 | 0.16 | 0.2305 | 0.6089 | 0.084456 | 1.071 | 0.089897 | 0.14253
2073 | 1 | 0.00010887 | 6.8532e-05 | 0 | 0.00016448 | 0.00011416 | 0.4 | 0.2425 | 0.5803 | 0.1092 | 1.1327 | 0.12346 | 0.41771
2074 | 1 | 0.00013498 | 0 | 0 | 0.00018797 | 0.00011416 | 0.59 | 0.2658 | 0.6353 | 0.13015 | 1.1843 | 0.077184 | 0.66951
2075 | 1 | 0.00014283 | 0 | 0 | 0.00020677 | 0.00011416 | 0.73 | 0.2649 | 0.7578 | 0.14323 | 1.2267 | 0.025199 | 0.89781
2076 | 1 | 0.00014404 | 0 | 0 | 0.00018797 | 0.00011416 | 0.8 | 0.2572 | 0.8619 | 0.14796 | 1.2424 | 0.0013373 | 1
2077 | 1 | 0.00014109 | 0 | 0 | 0.00019032 | 0.00011416 | 0.85 | 0.2652 | 0.9069 | 0.13427 | 1.2396 | 0.059277 | 1
2078 | 1 | 0.00014084 | 0 | 0 | 0.00021382 | 0.00011416 | 0.82 | 0.2786 | 0.917 | 0.13427 | 1.247 | 0.25088 | 1
2079 | 1 | 0.00013491 | 0 | 0 | 0.00022322 | 0.00011416 | 0.73 | 0.2905 | 0.9117 | 0.084401 | 1.235 | 0.32128 | 0.89613
2080 | 1 | 0.00012799 | 0 | 0 | 0.00022322 | 0.00011416 | 0.57 | 0.312 | 0.9301 | 0.098917 | 1.2147 | 0.19955 | 0.68676
2081 | 1 | 0.00012397 | 0 | 0 | 0.00016448 | 0.00011416 | 0.38 | 0.3215 | 0.8873 | 0.10376 | 1.2276 | 0.058253 | 0.42623
2082 | 1 | 0.00012327 | 0 | 0 | 0.00011748 | 0.00011416 | 0.13 | 0.304 | 0.836 | 0.094353 | 1.2498 | 0.0015704 | 0.17663
2083 | 1 | 0.00011291 | 5.7726e-05 | 0 | 8.8113e-05 | 0.00011416 | 0 | 0.3284 | 0.8531 | 0.1202 | 1.2498 | 0.010201 | 0
2084 | 1 | 0.00011225 | 0.0001045 | 0 | 5.8742e-05 | 0.00011416 | 0 | 0.3412 | 0.8697 | 0.20597 | 1.2802 | 0.10618 | 0
2085 | 1 | 0.00012215 | 0.00013307 | 0 | 3.7595e-05 | 0.00011416 | 0 | 0.3232 | 0.8498 | 0.27949 | 1.3069 | 0.14184 | 0
2086 | 1 | 0.00011829 | 0.00015523 | 0 | 2.3497e-05 | 0.00011416 | 0 | 0.2969 | 0.8451 | 0.27899 | 1.3041 | 0.086783 | 0
2087 | 1 | 0.00010576 | 0.00017418 | 0 | 9.3987e-06 | 0.00011416 | 0 | 0.2787 | 0.8302 | 0.2328 | 1.2903 | 0.0273 | 0
2088 | 1 | 9.0657e-05 | 0.00019361 | 0 | 5.8742e-06 | 0.00011416 | 0 | 0.2658 | 0.7958 | 0.13125 | 1.2498 | 0.0013373 | 0
2089 | 1 | 7.6024e-05 | 0.00021103 | 0 | 2.3497e-06 | 0.00011416 | 0 | 0.2549 | 0.8309 | 0.12762 | 1.1806 | 0.068568 | 0
2090 | 1 | 6.2317e-05 | 0.00022495 | 0 | 1.1748e-06 | 0.00011416 | 0 | 0.2547 | 0.7984 | 0.10843 | 1.1475 | 0.28635 | 0
2091 | 1 | 5.3055e-05 | 0.00023653 | 0 | 1.4098e-05 | 0.00011416 | 0 | 0.2661 | 0.8116 | 0.095783 | 1.1705 | 0.36769 | 0
2092 | 1 | 4.7838e-05 | 0.00024589 | 0 | 3.7595e-05 | 0.00011416 | 0 | 0.2739 | 0.7834 | 0.073954 | 1.1558 | 0.22739 | 0
2093 | 1 | 4.7043e-05 | 0.00025437 | 0 | 9.3987e-05 | 0.00011416 | 0 | 0.2836 | 0.7958 | 0.070655 | 1.1594 | 0.066242 | 0
2094 | 1 | 4.6506e-05 | 0.00026384 | 0 | 0.0001821 | 0.00011416 | 0 | 0.2939 | 0.8067 | 0.060428 | 1.1604 | 0.0016614 | 0
2095 | 1 | 5.4215e-05 | 0.00023712 | 0 | 0.0001586 | 0.00011416 | 0 | 0.2854 | 0.8662 | 0.064167 | 1.1548 | 0.012788 | 0
2096 | 1 | 7.1828e-05 | 0.0001499 | 0 | 0.00014685 | 0.00011416 | 0.16 | 0.2393 | 0.8656 | 0.078353 | 1.176 | 0.12432 | 0.15016
2097 | 1 | 9.6938e-05 | 6.3573e-05 | 0 | 0.00016448 | 0.00011416 | 0.41 | 0.2743 | 0.8374 | 0.10431 | 1.1908 | 0.16196 | 0.4062
2098 | 1 | 0.00011856 | 0 | 0 | 0.00018797 | 0.00011416 | 0.61 | 0.309 | 0.9291 | 0.13906 | 1.2055 | 0.097148 | 0.62765
2099 | 1 | 0.0001224 | 0 | 0 | 0.00020677 | 0.00011416 | 0.74 | 0.3193 | 0.9585 | 0.13306 | 1.2184 | 0.029515 | 0.84195
2100 | 1 | 0.00012168 | 0 | 0 | 0.00018797 | 0.00011416 | 0.79 | 0.3102 | 0.9681 | 0.13581 | 1.2147 | 0.0013373 | 0.59233
2101 | 1 | 0.00012197 | 0 | 0 | 0.00019032 | 0.00011416 | 0.79 | 0.3058 | 0.9828 | 0.13235 | 1.2203 | 0.07614 | 0.71739
2102 | 1 | 0.00012139 | 0 | 0 | 0.00021382 | 0.00011416 | 0.81 | 0.3272 | 0.9869 | 0.1048 | 1.188 | 0.31504 | 1
2103 | 1 | 0.00011778 | 0 | 0 | 0.00022322 | 0.00011416 | 0.72 | 0.3443 | 0.9827 | 0.085611 | 1.1779 | 0.40529 | 0.85162
2104 | 1 | 0.00011437 | 0 | 0 | 0.00022322 | 0.00011416 | 0.55 | 0.3469 | 0.9543 | 0.099632 | 1.1751 | 0.24989 | 0.33219
2105 | 1 | 0.00011164 | 0 | 0 | 0.00016448 | 0.00011416 | 0.33 | 0.3178 | 0.9504 | 0.089789 | 1.1797 | 0.07269 | 0.12879
2106 | 1 | 0.00011144 | 0 | 0 | 0.00011748 | 0.00011416 | 0.11 | 0.2875 | 0.9651 | 0.10029 | 1.1797 | 0.0017319 | 0.018531
2107 | 1 | 0.00010331 | 5.4729e-05 | 0 | 8.8113e-05 | 0.00011416 | 0.01 | 0.2984 | 0.9722 | 0.1131 | 1.2203 | 0.014991 | 0
2108 | 1 | 0.0001065 | 9.6248e-05 | 0 | 5.8742e-05 | 0.00011416 | 0 | 0.3035 | 0.97 | 0.18095 | 1.2249 | 0.1392 | 0
2109 | 1 | 0.00011638 | 0.00012267 | 0 | 3.7595e-05 | 0.00011416 | 0 | 0.3025 | 0.9622 | 0.23533 | 1.3355 | 0.17824 | 0
2110 | 1 | 0.00010882 | 0.00014287 | 0 | 2.3497e-05 | 0.00011416 | 0 | 0.3 | 0.9567 | 0.22626 | 1.2147 | 0.10544 | 0
2111 | 1 | 9.7333e-05 | 0.00015834 | 0 | 9.3987e-06 | 0.00011416 | 0 | 0.3004 | 0.9578 | 0.19695 | 1.1576 | 0.031253 | 0
2112 | 1 | 8.2716e-05 | 0.00017255 | 0 | 5.8742e-06 | 0.00011416 | 0 | 0.3149 | 0.9649 | 0.12377 | 1.1124 | 0.0013373 | 0
2113 | 1 | 7.0239e-05 | 0.00018528 | 0 | 2.3497e-06 | 0.00011416 | 0 | 0.3429 | 0.972 | 0.080992 | 1.0949 | 0.081485 | 0
2114 | 1 | 6.3828e-05 | 0.00019583 | 0 | 1.1748e-06 | 0.00011416 | 0 | 0.3745 | 0.9742 | 0.069115 | 1.0885 | 0.3352 | 0
2115 | 1 | 5.8611e-05 | 0.000205 | 0 | 1.4098e-05 | 0.00011416 | 0 | 0.3975 | 0.9718 | 0.057349 | 1.07 | 0.43173 | 0
2116 | 1 | 5.6953e-05 | 0.00021285 | 0 | 3.7595e-05 | 0.00011416 | 0 | 0.4055 | 0.9469 | 0.061472 | 1.0599 | 0.26569 | 0
2117 | 1 | 5.8109e-05 | 0.00022299 | 0 | 9.3987e-05 | 0.00011416 | 0 | 0.4101 | 0.9258 | 0.062407 | 1.0857 | 0.077214 | 0
2118 | 1 | 6.8554e-05 | 0.00023357 | 0 | 0.0001821 | 0.00011416 | 0 | 0.4085 | 0.8963 | 0.096717 | 1.1051 | 0.00178 | 0
2119 | 1 | 9.1427e-05 | 0.00021033 | 0 | 0.0001586 | 0.00011416 | 0 | 0.381 | 0.8471 | 0.12756 | 1.1797 | 0.016592 | 0
2120 | 1 | 0.00011862 | 0.00012637 | 0 | 0.00014685 | 0.00011416 | 0.16 | 0.2781 | 0.8226 | 0.15324 | 1.2258 | 0.14976 | 0.12515
2121 | 1 | 0.00014676 | 3.3674e-05 | 0 | 0.00016448 | 0.00011416 | 0.39 | 0.2926 | 0.7676 | 0.22753 | 1.2378 | 0.18967 | 0.3964
2122 | 1 | 0.00015864 | 0 | 0 | 0.00018797 | 0.00011416 | 0.58 | 0.3894 | 0.777 | 0.23836 | 1.2756 | 0.11122 | 0.60908
2123 | 1 | 0.00016111 | 0 | 0 | 0.00020677 | 0.00011416 | 0.67 | 0.426 | 0.7569 | 0.2289 | 1.2876 | 0.032448 | 0.87357
2124 | 1 | 0.00016123 | 0 | 0 | 0.00018797 | 0.00011416 | 0.8 | 0.4295 | 0.7888 | 0.2079 | 1.2885 | 0.0013373 | 1
2125 | 1 | 0.00015981 | 0 | 0 | 0.00019032 | 0.00011416 | 0.85 | 0.4231 | 0.8388 | 0.18689 | 1.3493 | 0.084249 | 1
2126 | 1 | 0.00015243 | 0 | 2.5632e-05 | 0.00021382 | 0.00011416 | 0.81 | 0.4144 | 0.8709 | 0.1489 | 1.2949 | 0.34559 | 0.93052
2127 | 1 | 0.00014657 | 0 | 3.9464e-05 | 0.00022322 | 0.00011416 | 0.67 | 0.4071 | 0.8703 | 0.13675 | 1.3816 | 0.44538 | 0.76558
2128 | 1 | 0.00014543 | 0 | 0 | 0.00022322 | 0.00011416 | 0.52 | 0.4051 | 0.8638 | 0.13361 | 1.3539 | 0.27383 | 0.66515
2129 | 1 | 0.00014347 | 0 | 0 | 0.00016448 | 0.00011416 | 0.34 | 0.3827 | 0.8632 | 0.16336 | 1.271 | 0.079544 | 0.41877
2130 | 1 | 0.00014108 | 0 | 0 | 0.00011748 | 0.00011416 | 0.14 | 0.3236 | 0.8464 | 0.16121 | 1.2719 | 0.0018044 | 0.17033
2131 | 1 | 0.00013913 | 0 | 0 | 8.8113e-05 | 0.00011416 | 0.01 | 0.3078 | 0.865 | 0.16671 | 1.2811 | 0.017434 | 0
2132 | 1 | 0.00013978 | 3.5339e-05 | 0 | 5.8742e-05 | 0.00011416 | 0 | 0.3059 | 0.8889 | 0.24919 | 1.3198 | 0.15523 | 0
2133 | 1 | 0.00014707 | 6.0798e-05 | 0 | 3.7595e-05 | 0.00011416 | 0 | 0.2922 | 0.9117 | 0.2901 | 1.33 | 0.19557 | 0
2134 | 1 | 0.00013071 | 8.2667e-05 | 0 | 2.3497e-05 | 0.00011416 | 0 | 0.2763 | 0.9305 | 0.25507 | 1.3078 | 0.11419 | 0
2135 | 1 | 0.00011492 | 0.0001001 | 0 | 9.3987e-06 | 0.00011416 | 0 | 0.2632 | 0.954 | 0.16891 | 1.2876 | 0.033057 | 0
2136 | 1 | 0.00010185 | 0.00011479 | 0 | 5.8742e-06 | 0.00011416 | 0 | 0.2523 | 0.9581 | 0.090889 | 1.2166 | 0.0013373 | 0
2137 | 1 | 9.0027e-05 | 0.00012837 | 0 | 2.3497e-06 | 0.00011416 | 0 | 0.2419 | 0.9622 | 0.086985 | 1.1935 | 0.087075 | 0
2138 | 1 | 8.0691e-05 | 0.00014099 | 0 | 1.1748e-06 | 0.00011416 | 0 | 0.2336 | 0.9714 | 0.064991 | 1.1687 | 0.3562 | 0
2139 | 1 | 7.5614e-05 | 0.00015253 | 0 | 1.4098e-05 | 0.00011416 | 0 | 0.224 | 0.9762 | 0.066421 | 1.1668 | 0.4593 | 0
2140 | 1 | 7.254e-05 | 0.0001623 | 0 | 3.7595e-05 | 0.00011416 | 0 | 0.2136 | 0.9804 | 0.07104 | 1.1825 | 0.28213 | 0
2141 | 1 | 7.3592e-05 | 0.00016989 | 0 | 9.3987e-05 | 0.00011416 | 0 | 0.1997 | 0.981 | 0.064991 | 1.1825 | 0.081921 | 0
2142 | 1 | 8.2793e-05 | 0.00017558 | 0 | 0.0001821 | 0.00011416 | 0 | 0.1949 | 0.9827 | 0.093583 | 1.2175 | 0.001829 | 0
2143 | 1 | 0.00010639 | 0.00014335 | 0 | 0.0001586 | 0.00011416 | 0 | 0.185 | 0.9837 | 0.22533 | 1.2488 | 0.018303 | 0
2144 | 1 | 0.00013327 | 5.1695e-05 | 0 | 0.00014685 | 0.00011416 | 0.16 | 0.1739 | 0.9825 | 0.25414 | 1.3161 | 0.16083 | 0.16179
2145 | 1 | 0.00015205 | 0 | 0 | 0.00016448 | 0.00011416 | 0.4 | 0.2 | 0.9793 | 0.31676 | 1.3438 | 0.20159 | 0.42663
2146 | 1 | 0.00015675 | 0 | 0 | 0.00018797 | 0.00011416 | 0.57 | 0.2279 | 0.9786 | 0.29791 | 1.3935 | 0.11721 | 0.65549
2147 | 1 | 0.00015795 | 0 | 0 | 0.00020677 | 0.00011416 | 0.7 | 0.2416 | 0.971 | 0.27646 | 1.3908 | 0.033674 | 0.90623
2148 | 1 | 0.0001582 | 0 | 0 | 0.00018797 | 0.00011416 | 0.78 | 0.2532 | 0.9453 | 0.2322 | 1.3382 | 0.0013373 | 1
2149 | 1 | 0.0001533 | 0 | 7.309e-05 | 0.00019032 | 0.00011416 | 0.82 | 0.269 | 0.901 | 0.23412 | 1.4295 | 0.087075 | 1
2150 | 1 | 0.00014648 | 0 | 0.00010342 | 0.00021382 | 0.00011416 | 0.8 | 0.2938 | 0.8498 | 0.21218 | 1.3825 | 0.3562 | 1
2151 | 1 | 0.00014277 | 0 | 8.2226e-05 | 0.00022322 | 0.00011416 | 0.72 | 0.3244 | 0.8524 | 0.18079 | 1.3816 | 0.4593 | 0.86724
2152 | 1 | 0.00014331 | 0 | 2.1572e-05 | 0.00022322 | 0.00011416 | 0.56 | 0.3443 | 0.868 | 0.16682 | 1.3825 | 0.28213 | 0.5562
2153 | 1 | 0.00014308 | 0 | 0 | 0.00016448 | 0.00011416 | 0.3 | 0.3492 | 0.8575 | 0.16666 | 1.3945 | 0.081921 | 0.41868
2154 | 1 | 0.00014012 | 0 | 0 | 0.00011748 | 0.00011416 | 0.14 | 0.3479 | 0.8226 | 0.18117 | 1.3613 | 0.001829 | 0.19079
2155 | 1 | 0.00013851 | 3.4784e-06 | 0 | 8.8113e-05 | 0.00011416 | 0.01 | 0.3791 | 0.8257 | 0.21262 | 1.377 | 0.018303 | 0
2156 | 1 | 0.00013694 | 5.0622e-05 | 0 | 5.8742e-05 | 0.00011416 | 0 | 0.4026 | 0.8156 | 0.26926 | 1.3991 | 0.16083 | 0
2157 | 1 | 0.00014217 | 8.0558e-05 | 0 | 3.7595e-05 | 0.00011416 | 0 | 0.3972 | 0.7761 | 0.27729 | 1.5014 | 0.20159 | 0
2158 | 1 | 0.00012518 | 0.00010676 | 0 | 2.3497e-05 | 0.00011416 | 0 | 0.3825 | 0.7529 | 0.21334 | 1.4046 | 0.11721 | 0
2159 | 1 | 0.00010795 | 0.00012877 | 0 | 9.3987e-06 | 0.00011416 | 0 | 0.3698 | 0.7637 | 0.14923 | 1.341 | 0.033674 | 0
2160 | 1 | 9.4852e-05 | 0.00014913 | 0 | 5.8742e-06 | 0.00011416 | 0 | 0.3642 | 0.7559 | 0.10947 | 1.3843 | 0.0013373 | 0
2161 | 1 | 8.1521e-05 | 0.0001694 | 0 | 2.3497e-06 | 0.00011416 | 0 | 0.3588 | 0.7269 | 0.10266 | 1.377 | 0.084249 | 0
2162 | 1 | 7.2158e-05 | 0.00018776 | 0 | 1.1748e-06 | 0.00011416 | 0 | 0.3532 | 0.6802 | 0.077748 | 1.3677 | 0.34559 | 0
2163 | 1 | 6.6422e-05 | 0.00020534 | 0 | 1.4098e-05 | 0.00011416 | 0 | 0.3476 | 0.6909 | 0.074504 | 1.3567 | 0.44538 | 0
2164 | 1 | 6.1722e-05 | 0.00022214 | 0 | 3.7595e-05 | 0.00011416 | 0 | 0.3375 | 0.7093 | 0.078683 | 1.3253 | 0.27383 | 0
2165 | 1 | 6.0803e-05 | 0.00023516 | 0 | 9.3987e-05 | 0.00011416 | 0 | 0.3268 | 0.6766 | 0.084346 | 1.3429 | 0.079544 | 0
2166 | 1 | 6.9409e-05 | 0.00024619 | 0 | 0.0001821 | 0.00011416 | 0 | 0.3217 | 0.5872 | 0.12558 | 1.2461 | 0.0018044 | 0
2167 | 1 | 8.9814e-05 | 0.00022347 | 0 | 0.0001586 | 0.00011416 | 0 | 0.3172 | 0.4844 | 0.17529 | 1.3207 | 0.017434 | 0
2168 | 1 | 0.0001128 | 0.00014831 | 0 | 0.00014685 | 0.00011416 | 0.14 | 0.3401 | 0.4259 | 0.1936 | 1.4387 | 0.15523 | 0.17303
2169 | 1 | 0.00013669 | 6.9753e-05 | 0 | 0.00016448 | 0.00011416 | 0.4 | 0.3539 | 0.6116 | 0.23566 | 1.4498 | 0.19557 | 0.3873
2170 | 1 | 0.00015381 | 1.1841e-06 | 0 | 0.00018797 | 0.00011416 | 0.6 | 0.3319 | 0.5337 | 0.21559 | 1.3373 | 0.11419 | 0.62306
2171 | 1 | 0.00015512 | 0 | 0 | 0.00020677 | 0.00011416 | 0.75 | 0.2998 | 0.4786 | 0.2212 | 1.4 | 0.033057 | 0.81673
2172 | 1 | 0.00015462 | 0 | 0 | 0.00018797 | 0.00011416 | 0.81 | 0.2762 | 0.4669 | 0.21977 | 1.4129 | 0.0013373 | 0.92587
2173 | 1 | 0.00015313 | 0 | 0 | 0.00019032 | 0.00011416 | 0.81 | 0.2679 | 0.4771 | 0.20674 | 1.4664 | 0.081485 | 0.93559
2174 | 1 | 0.00014332 | 0 | 0 | 0.00021382 | 0.00011416 | 0.78 | 0.2754 | 0.5207 | 0.16919 | 1.4092 | 0.3352 | 0.92807
2175 | 1 | 0.00014046 | 0 | 0 | 0.00022322 | 0.00011416 | 0.69 | 0.2925 | 0.5691 | 0.14307 | 1.3779 | 0.43173 | 0.83531
2176 | 1 | 0.00013963 | 0 | 0 | 0.00022322 | 0.00011416 | 0.55 | 0.3111 | 0.6196 | 0.14037 | 1.3447 | 0.26569 | 0.65163
2177 | 1 | 0.00013848 | 0 | 0 | 0.00016448 | 0.00011416 | 0.35 | 0.3208 | 0.6456 | 0.16083 | 1.3226 | 0.077214 | 0.4186
2178 | 1 | 0.00013656 | 0 | 0 | 0.00011748 | 0.00011416 | 0.13 | 0.3243 | 0.6182 | 0.18948 | 1.3226 | 0.00178 | 0.16535
2179 | 1 | 0.00011806 | 9.2917e-05 | 0 | 8.8113e-05 | 0.00011416 | 0.01 | 0.35 | 0.673 | 0.24001 | 1.3438 | 0.016592 | 0
2180 | 1 | 0.00011516 | 0.00014469 | 0 | 5.8742e-05 | 0.00011416 | 0 | 0.3647 | 0.6885 | 0.32639 | 1.4175 | 0.14976 | 0
2181 | 1 | 0.00011932 | 0.00017618 | 0 | 3.7595e-05 | 0.00011416 | 0 | 0.3491 | 0.6481 | 0.32199 | 1.4894 | 0.18967 | 0
2182 | 1 | 0.000102 | 0.00020152 | 0 | 2.3497e-05 | 0.00011416 | 0 | 0.3286 | 0.5816 | 0.25755 | 1.4691 | 0.11122 | 0
2183 | 1 | 8.663e-05 | 0.0002238 | 0 | 9.3987e-06 | 0.00011416 | 0 | 0.3113 | 0.5719 | 0.20762 | 1.3521 | 0.032448 | 0
2184 | 1 | 7.1976e-05 | 0.00024534 | 0 | 5.8742e-06 | 0.00011416 | 0 | 0.2953 | 0.6089 | 0.097047 | 1.3475 | 0.0013373 | 0
2185 | 1 | 5.8285e-05 | 0.00026454 | 0 | 2.3497e-06 | 0.00011416 | 0 | 0.2811 | 0.6669 | 0.085171 | 1.3548 | 0.07614 | 0
2186 | 1 | 4.8335e-05 | 0.0002816 | 0 | 1.1748e-06 | 0.00011416 | 0 | 0.274 | 0.7115 | 0.077473 | 1.2332 | 0.31504 | 0
2187 | 1 | 4.1612e-05 | 0.00029681 | 0 | 1.4098e-05 | 0.00011416 | 0 | 0.2718 | 0.7236 | 0.07104 | 1.2378 | 0.40529 | 0
2188 | 1 | 3.7499e-05 | 0.00030943 | 0 | 3.7595e-05 | 0.00011416 | 0 | 0.272 | 0.6838 | 0.06862 | 1.2341 | 0.24989 | 0
2189 | 1 | 3.4658e-05 | 0.00032046 | 0 | 9.3987e-05 | 0.00011416 | 0 | 0.2699 | 0.6742 | 0.074394 | 1.2359 | 0.07269 | 0
2190 | 1 | 3.6849e-05 | 0.00033004 | 0 | 0.0001821 | 0.00011416 | 0 | 0.2739 | 0.6897 | 0.080717 | 1.2323 | 0.0017319 | 0
2191 | 1 | 4.9984e-05 | 0.00029611 | 0 | 0.0001586 | 0.00011416 | 0 | 0.2545 | 0.6705 | 0.086985 | 1.271 | 0.014991 | 0
2192 | 1 | 6.9345e-05 | 0.00020678 | 0 | 0.00014685 | 0.00011416 | 0.16 | 0.1823 | 0.6456 | 0.075109 | 1.2673 | 0.1392 | 0.1226
2193 | 1 | 9.9014e-05 | 0.00010802 | 0 | 0.00016448 | 0.00011416 | 0.4 | 0.1566 | 0.6275 | 0.13906 | 1.2912 | 0.17824 | 0.39061
2194 | 1 | 0.00012277 | 2.0167e-05 | 0 | 0.00018797 | 0.00011416 | 0.59 | 0.1539 | 0.6248 | 0.19701 | 1.4184 | 0.10544 | 0.6147
2195 | 1 | 0.00012943 | 0 | 0 | 0.00020677 | 0.00011416 | 0.72 | 0.1569 | 0.7013 | 0.19041 | 1.423 | 0.031253 | 0.7902
2196 | 1 | 0.00012886 | 0 | 0 | 0.00018797 | 0.00011416 | 0.78 | 0.1573 | 0.7115 | 0.19151 | 1.424 | 0.0013373 | 0.89541
2197 | 1 | 0.00012808 | 0 | 0 | 0.00019032 | 0.00011416 | 0.79 | 0.1621 | 0.6909 | 0.19431 | 1.4212 | 0.071033 | 0.93653
2198 | 1 | 0.00012392 | 0 | 0 | 0.00021382 | 0.00011416 | 0.75 | 0.1679 | 0.6979 | 0.14147 | 1.4111 | 0.29571 | 0.86403
2199 | 1 | 0.00011756 | 0 | 0 | 0.00022322 | 0.00011416 | 0.7 | 0.1751 | 0.7093 | 0.12982 | 1.4111 | 0.37996 | 0.80632
2200 | 1 | 0.00011447 | 0 | 0 | 0.00022322 | 0.00011416 | 0.55 | 0.1814 | 0.6814 | 0.12734 | 1.4175 | 0.23473 | 0.64003
2201 | 1 | 0.00011266 | 0 | 0 | 0.00016448 | 0.00011416 | 0.34 | 0.1857 | 0.634 | 0.12338 | 1.4194 | 0.068347 | 0.39061
2202 | 1 | 0.00011137 | 0 | 0 | 0.00011748 | 0.00011416 | 0.13 | 0.1894 | 0.538 | 0.16402 | 1.4166 | 0.0016847 | 0.11348
2203 | 1 | 0.00010131 | 5.8541e-05 | 0 | 8.8113e-05 | 0.00011416 | 0.01 | 0.2291 | 0.5451 | 0.24759 | 1.3742 | 0.013496 | 0
2204 | 1 | 9.9733e-05 | 0.00011349 | 0 | 5.8742e-05 | 0.00011416 | 0 | 0.2617 | 0.5091 | 0.31649 | 1.388 | 0.12916 | 0
2205 | 1 | 0.00010553 | 0.00014779 | 0 | 3.7595e-05 | 0.00011416 | 0 | 0.2632 | 0.4347 | 0.33524 | 1.4673 | 0.16727 | 0
2206 | 1 | 9.3704e-05 | 0.00017274 | 0 | 2.3497e-05 | 0.00011416 | 0 | 0.2547 | 0.4085 | 0.27118 | 1.3751 | 0.099862 | 0
2207 | 1 | 8.1104e-05 | 0.00018946 | 0 | 9.3987e-06 | 0.00011416 | 0 | 0.2434 | 0.3883 | 0.18183 | 1.3871 | 0.030087 | 0
2208 | 1 | 6.8968e-05 | 0.00020293 | 0 | 5.8742e-06 | 0.00011416 | 0 | 0.2321 | 0.3754 | 0.15374 | 1.2839 | 0.0013373 | 0
2209 | 1 | 5.7984e-05 | 0.00021496 | 0 | 2.3497e-06 | 0.00011416 | 0 | 0.2207 | 0.343 | 0.11239 | 1.2562 | 0.06381 | 0
2210 | 1 | 4.979e-05 | 0.00022602 | 0 | 1.1748e-06 | 0.00011416 | 0 | 0.2139 | 0.3514 | 0.089514 | 1.2387 | 0.26822 | 0
2211 | 1 | 4.4534e-05 | 0.00023442 | 0 | 1.4098e-05 | 0.00011416 | 0 | 0.2126 | 0.35 | 0.082147 | 1.2313 | 0.34396 | 0
2212 | 1 | 4.1232e-05 | 0.00023971 | 0 | 3.7595e-05 | 0.00011416 | 0 | 0.208 | 0.3711 | 0.075274 | 1.2203 | 0.21317 | 0
2213 | 1 | 4.0168e-05 | 0.00024408 | 0 | 9.3987e-05 | 0.00011416 | 0 | 0.2005 | 0.3697 | 0.076428 | 1.2046 | 0.062162 | 0
2214 | 1 | 4.1148e-05 | 0.00024741 | 0 | 0.0001821 | 0.00011416 | 0 | 0.1918 | 0.3854 | 0.075658 | 1.2129 | 0.0016155 | 0
2215 | 1 | 4.9328e-05 | 0.00022051 | 0 | 0.0001586 | 0.00011416 | 0 | 0.1681 | 0.4128 | 0.095178 | 1.2258 | 0.011446 | 0
2216 | 1 | 6.2259e-05 | 0.00015312 | 0 | 0.00014685 | 0.00011416 | 0.14 | 0.1074 | 0.3955 | 0.090174 | 1.3336 | 0.11501 | 0.14791
2217 | 1 | 8.3621e-05 | 8.522e-05 | 0 | 0.00016448 | 0.00011416 | 0.32 | 0.0802 | 0.5394 | 0.10617 | 1.3521 | 0.15168 | 0.33446
2218 | 1 | 0.00010381 | 1.8835e-05 | 0 | 0.00018797 | 0.00011416 | 0.55 | 0.0844 | 0.6569 | 0.13383 | 1.3078 | 0.091868 | 0.55409
2219 | 1 | 0.00011003 | 0 | 0 | 0.00020677 | 0.00011416 | 0.68 | 0.0862 | 0.716 | 0.13185 | 1.2535 | 0.028393 | 0.62022
2220 | 1 | 0.00010957 | 0 | 0 | 0.00018797 | 0.00011416 | 0.74 | 0.0894 | 0.7258 | 0.1291 | 1.259 | 0.0013373 | 0.72965
2221 | 1 | 0.00010978 | 0 | 0 | 0.00019032 | 0.00011416 | 0.77 | 0.0999 | 0.6506 | 0.13713 | 1.2691 | 0.057093 | 0.9375
2222 | 1 | 0.00010847 | 0 | 0 | 0.00021382 | 0.00011416 | 0.75 | 0.1158 | 0.6392 | 0.13823 | 1.2433 | 0.24249 | 0.84934
2223 | 1 | 0.00010244 | 0 | 0 | 0.00022322 | 0.00011416 | 0.67 | 0.1402 | 0.7182 | 0.099192 | 1.2378 | 0.31032 | 0.79178
2224 | 1 | 9.991e-05 | 0 | 0 | 0.00022322 | 0.00011416 | 0.55 | 0.1624 | 0.7598 | 0.0888 | 1.2304 | 0.19297 | 0.44792
2225 | 1 | 9.8701e-05 | 0 | 0 | 0.00016448 | 0.00011416 | 0.22 | 0.1833 | 0.6717 | 0.096223 | 1.2332 | 0.056361 | 0.011522
2226 | 1 | 9.8539e-05 | 5.1806e-07 | 0 | 0.00011748 | 0.00011416 | 0.07 | 0.2111 | 0.5691 | 0.10123 | 1.2387 | 0.0015481 | 0
2227 | 1 | 8.8339e-05 | 7.1122e-05 | 0 | 8.8113e-05 | 0.00011416 | 0 | 0.2442 | 0.6392 | 0.15687 | 1.2461 | 0.0096143 | 0
2228 | 1 | 9.1133e-05 | 0.00010805 | 0 | 5.8742e-05 | 0.00011416 | 0 | 0.2669 | 0.6169 | 0.23555 | 1.271 | 0.10194 | 0
2229 | 1 | 9.9847e-05 | 0.00013092 | 0 | 3.7595e-05 | 0.00011416 | 0 | 0.2664 | 0.4932 | 0.28526 | 1.3134 | 0.13708 | 0
2230 | 1 | 9.1681e-05 | 0.00014942 | 0 | 2.3497e-05 | 0.00011416 | 0 | 0.2558 | 0.4669 | 0.26937 | 1.2848 | 0.084313 | 0
2231 | 1 | 8.1417e-05 | 0.00016685 | 0 | 9.3987e-06 | 0.00011416 | 0 | 0.2543 | 0.4332 | 0.24232 | 1.247 | 0.026764 | 0
2232 | 1 | 6.9554e-05 | 0.00018306 | 0 | 5.8742e-06 | 0.00011416 | 0 | 0.2637 | 0.3983 | 0.093253 | 1.2147 | 0.0013373 | 0
2233 | 1 | 5.9017e-05 | 0.00019708 | 0 | 2.3497e-06 | 0.00011416 | 0 | 0.2831 | 0.343 | 0.082531 | 1.2055 | 0.046976 | 0
2234 | 1 | 5.0694e-05 | 0.00021233 | 0 | 1.1748e-06 | 0.00011416 | 0 | 0.304 | 0.2971 | 0.082367 | 1.1751 | 0.20336 | 0
2235 | 1 | 4.4417e-05 | 0.00022595 | 0 | 1.4098e-05 | 0.00011416 | 0 | 0.3189 | 0.3683 | 0.069995 | 1.1456 | 0.25925 | 0
2236 | 1 | 4.07e-05 | 0.00023857 | 0 | 3.7595e-05 | 0.00011416 | 0 | 0.3197 | 0.3157 | 0.062517 | 1.1226 | 0.1622 | 0
2237 | 1 | 3.8541e-05 | 0.00025096 | 0 | 9.3987e-05 | 0.00011416 | 0 | 0.312 | 0.313 | 0.062462 | 1.1198 | 0.047516 | 0
2238 | 1 | 4.0632e-05 | 0.00026184 | 0 | 0.0001821 | 0.00011416 | 0 | 0.3048 | 0.3911 | 0.065376 | 1.1217 | 0.0014402 | 0
2239 | 1 | 4.8921e-05 | 0.00024075 | 0 | 0.0001586 | 0.00011416 | 0 | 0.2867 | 0.3683 | 0.08924 | 1.1235 | 0.0070149 | 0
2240 | 1 | 6.3937e-05 | 0.00018284 | 0 | 0.00014685 | 0.00011416 | 0.17 | 0.3002 | 0.2663 | 0.083631 | 1.1382 | 0.082421 | 0.15085
2241 | 1 | 8.8992e-05 | 0.00011612 | 0 | 0.00016448 | 0.00011416 | 0.39 | 0.2899 | 0.2997 | 0.10898 | 1.165 | 0.11489 | 0.098603
2242 | 1 | 0.00011066 | 4.9326e-05 | 0 | 0.00018797 | 0.00011416 | 0.44 | 0.2512 | 0.2828 | 0.13537 | 1.2138 | 0.072661 | 0.60795
2243 | 1 | 0.00012218 | 0 | 0 | 0.00020677 | 0.00011416 | 0.73 | 0.235 | 0.3252 | 0.12487 | 1.2203 | 0.02419 | 0.48478
2244 | 1 | 0.00012094 | 0 | 0 | 0.00018797 | 0.00011416 | 0.73 | 0.2184 | 0.3854 | 0.1103 | 1.2157 | 0.0013373 | 0.45348
2245 | 1 | 0.00012139 | 0 | 0 | 0.00019032 | 0.00011416 | 0.72 | 0.1949 | 0.4376 | 0.11145 | 1.2028 | 0.039802 | 0.70519
2246 | 1 | 0.00011992 | 0 | 0 | 0.00021382 | 0.00011416 | 0.66 | 0.1913 | 0.5422 | 0.12718 | 1.2083 | 0.17527 | 0.38136
2247 | 1 | 0.0001137 | 0 | 0 | 0.00022322 | 0.00011416 | 0.67 | 0.2176 | 0.6644 | 0.14362 | 1.1963 | 0.22268 | 0.1253
2248 | 1 | 0.00011041 | 0 | 0 | 0.00022322 | 0.00011416 | 0.43 | 0.2505 | 0.7137 | 0.13851 | 1.1779 | 0.14009 | 0.095907
2249 | 1 | 0.0001096 | 0 | 0 | 0.00016448 | 0.00011416 | 0.28 | 0.2655 | 0.7093 | 0.14235 | 1.1742 | 0.041147 | 0.40348
2250 | 1 | 0.00010909 | 0 | 0 | 0.00011748 | 0.00011416 | 0.11 | 0.2695 | 0.6456 | 0.16897 | 1.177 | 0.0013575 | 0.15645
2251 | 1 | 9.29e-05 | 9.647e-05 | 0 | 8.8113e-05 | 0.00011416 | 0.01 | 0.2925 | 0.6379 | 0.18557 | 1.1843 | 0.0053101 | 0
2252 | 1 | 9.1999e-05 | 0.00015238 | 0 | 5.8742e-05 | 0.00011416 | 0 | 0.3244 | 0.7236 | 0.25727 | 1.2175 | 0.068734 | 0
2253 | 1 | 0.00010087 | 0.00018439 | 0 | 3.7595e-05 | 0.00011416 | 0 | 0.325 | 0.7322 | 0.28179 | 1.2323 | 0.098975 | 0
2254 | 1 | 8.8864e-05 | 0.00020637 | 0 | 2.3497e-05 | 0.00011416 | 0 | 0.3315 | 0.6632 | 0.26541 | 1.2184 | 0.064153 | 0
2255 | 1 | 7.6356e-05 | 0.00022384 | 0 | 9.3987e-06 | 0.00011416 | 0 | 0.3309 | 0.6404 | 0.22225 | 1.1853 | 0.022253 | 0
2256 | 1 | 6.2904e-05 | 0.00023942 | 0 | 5.8742e-06 | 0.00011416 | 0 | 0.323 | 0.643 | 0.11321 | 1.1401 | 0.0013373 | 0
2257 | 1 | 5.0647e-05 | 0.00025359 | 0 | 2.3497e-06 | 0.00011416 | 0 | 0.3142 | 0.6169 | 0.077308 | 1.1106 | 0.031913 | 0
2258 | 1 | 4.1772e-05 | 0.00026613 | 0 | 1.1748e-06 | 0.00011416 | 0 | 0.3097 | 0.5775 | 0.068455 | 1.0885 | 0.14396 | 0
2259 | 1 | 3.5192e-05 | 0.00027979 | 0 | 1.4098e-05 | 0.00011416 | 0 | 0.3048 | 0.5351 | 0.063232 | 1.082 | 0.18203 | 0
2260 | 1 | 3.0906e-05 | 0.00029237 | 0 | 3.7595e-05 | 0.00011416 | 0 | 0.2948 | 0.499 | 0.067576 | 1.0747 | 0.1154 | 0
2261 | 1 | 2.8813e-05 | 0.00030199 | 0 | 9.3987e-05 | 0.00011416 | 0 | 0.2828 | 0.5004 | 0.071425 | 1.0645 | 0.03402 | 0
2262 | 1 | 2.9871e-05 | 0.00030921 | 0 | 0.0001821 | 0.00011416 | 0 | 0.2717 | 0.5294 | 0.081817 | 1.0737 | 0.0012587 | 0
2263 | 1 | 3.827e-05 | 0.00027168 | 0 | 0.0001586 | 0.00011416 | 0 | 0.2646 | 0.5033 | 0.091549 | 1.0783 | 0.0035994 | 0
2264 | 1 | 5.3646e-05 | 0.0001946 | 0 | 0.00014685 | 0.00011416 | 0.17 | 0.2648 | 0.4698 | 0.090339 | 1.1005 | 0.053873 | 0.15904
2265 | 1 | 8.0528e-05 | 0.0001079 | 0 | 0.00016448 | 0.00011416 | 0.41 | 0.2549 | 0.5803 | 0.11816 | 1.1235 | 0.081237 | 0.4058
2266 | 1 | 0.00010309 | 3.1157e-05 | 0 | 0.00018797 | 0.00011416 | 0.58 | 0.2311 | 0.5995 | 0.095123 | 1.1429 | 0.054488 | 0.64346
2267 | 1 | 0.0001127 | 0 | 0 | 0.00020677 | 0.00011416 | 0.73 | 0.2122 | 0.5899 | 0.11437 | 1.1696 | 0.019982 | 0.83842
2268 | 1 | 0.00011259 | 0 | 0 | 0.00018797 | 0.00011416 | 0.79 | 0.1928 | 0.5858 | 0.12305 | 1.1622 | 0.0013373 | 0.96441
2269 | 1 | 0.00011266 | 0 | 0 | 0.00019032 | 0.00011416 | 0.8 | 0.1762 | 0.5981 | 0.12443 | 1.1493 | 0.023914 | 0.98988
2270 | 1 | 0.00011114 | 0 | 0 | 0.00021382 | 0.00011416 | 0.77 | 0.1687 | 0.6156 | 0.12657 | 1.1512 | 0.11161 | 0.9626
2271 | 1 | 0.0001061 | 0 | 0 | 0.00022322 | 0.00011416 | 0.69 | 0.1739 | 0.6327 | 0.13268 | 1.1539 | 0.14018 | 0.80644
2272 | 1 | 0.00010173 | 0 | 0 | 0.00022322 | 0.00011416 | 0.54 | 0.1884 | 0.6532 | 0.13268 | 1.1272 | 0.089831 | 0.65133
2273 | 1 | 9.9991e-05 | 0 | 0 | 0.00016448 | 0.00011416 | 0.31 | 0.2115 | 0.6669 | 0.14466 | 1.1364 | 0.026617 | 0.38993
2274 | 1 | 0.00010082 | 0 | 0 | 0.00011748 | 0.00011416 | 0.13 | 0.2477 | 0.6262 | 0.15495 | 1.1668 | 0.0011466 | 0.11151
2275 | 1 | 8.7658e-05 | 8.3481e-05 | 0 | 8.8113e-05 | 0.00011416 | 0.01 | 0.2979 | 0.6481 | 0.21224 | 1.1982 | 0.0020875 | 0
2276 | 1 | 8.9862e-05 | 0.00012918 | 0 | 5.8742e-05 | 0.00011416 | 0 | 0.3228 | 0.7333 | 0.2747 | 1.2359 | 0.039075 | 0
2277 | 1 | 0.00010151 | 0.00015986 | 0 | 3.7595e-05 | 0.00011416 | 0 | 0.3153 | 0.7657 | 0.32606 | 1.2286 | 0.062917 | 0
2278 | 1 | 9.0572e-05 | 0.00019246 | 0 | 2.3497e-05 | 0.00011416 | 0 | 0.2984 | 0.7647 | 0.30973 | 1.2101 | 0.044234 | 0
2279 | 1 | 7.5529e-05 | 0.00021485 | 0 | 9.3987e-06 | 0.00011416 | 0 | 0.2839 | 0.7427 | 0.26805 | 1.1696 | 0.017467 | 0
2280 | 1 | 6.0534e-05 | 0.00023287 | 0 | 5.8742e-06 | 0.00011416 | 0 | 0.2724 | 0.7171 | 0.12256 | 1.1198 | 0.0013373 | 0
2281 | 1 | 4.7842e-05 | 0.00024904 | 0 | 2.3497e-06 | 0.00011416 | 0 | 0.2619 | 0.6921 | 0.078683 | 1.1143 | 0.017378 | 0
2282 | 1 | 3.9671e-05 | 0.0002628 | 0 | 1.1748e-06 | 0.00011416 | 0 | 0.2543 | 0.6669 | 0.074999 | 1.0765 | 0.084504 | 0
2283 | 1 | 3.4367e-05 | 0.00027453 | 0 | 1.4098e-05 | 0.00011416 | 0 | 0.2446 | 0.6417 | 0.081487 | 1.0516 | 0.10529 | 0
2284 | 1 | 3.1405e-05 | 0.00028534 | 0 | 3.7595e-05 | 0.00011416 | 0 | 0.2286 | 0.6156 | 0.076263 | 1.0378 | 0.068347 | 0
2285 | 1 | 3.1486e-05 | 0.0002944 | 0 | 9.3987e-05 | 0.00011416 | 0 | 0.2187 | 0.5995 | 0.075164 | 1.0378 | 0.020374 | 0
2286 | 1 | 3.7881e-05 | 0.00029811 | 0 | 0.0001821 | 0.00011416 | 0 | 0.2138 | 0.5719 | 0.10013 | 1.0829 | 0.0010414 | 0
2287 | 1 | 5.5232e-05 | 0.00026262 | 0 | 0.0001586 | 0.00011416 | 0 | 0.2055 | 0.4786 | 0.10046 | 1.1041 | 0.0010722 | 0
2288 | 1 | 7.28e-05 | 0.00020611 | 0 | 0.00014685 | 0.00011416 | 0.12 | 0.2014 | 0.3472 | 0.11778 | 1.1382 | 0.02727 | 0.0078334
2289 | 1 | 9.6403e-05 | 0.00014173 | 0 | 0.00016448 | 0.00011416 | 0.37 | 0.2131 | 0.5004 | 0.19822 | 1.176 | 0.047581 | 0.28654
2290 | 1 | 0.00011534 | 7.7413e-05 | 0 | 0.00018797 | 0.00011416 | 0.57 | 0.2211 | 0.7396 | 0.20344 | 1.176 | 0.035355 | 0.46092
2291 | 1 | 0.00012753 | 2.335e-05 | 0 | 0.00020677 | 0.00011416 | 0.65 | 0.2269 | 0.7676 | 0.20823 | 1.1908 | 0.015172 | 0.66153
2292 | 1 | 0.00013208 | 0 | 0 | 0.00018797 | 0.00011416 | 0.79 | 0.231 | 0.7647 | 0.21994 | 1.2387 | 0.0013373 | 0.88363
2293 | 1 | 0.00013228 | 0 | 0 | 0.00019032 | 0.00011416 | 0.6 | 0.2364 | 0.7578 | 0.21697 | 1.2276 | 0.012157 | 0.63665
2294 | 1 | 0.00012899 | 0 | 0 | 0.00021382 | 0.00011416 | 0.68 | 0.2455 | 0.7627 | 0.20223 | 1.1862 | 0.062188 | 0.23498
2295 | 1 | 0.00012245 | 0 | 0 | 0.00022322 | 0.00011416 | 0.58 | 0.2602 | 0.7714 | 0.15956 | 1.1447 | 0.076735 | 0
2296 | 1 | 0.00011972 | 0 | 0 | 0.00022322 | 0.00011416 | 0.53 | 0.2829 | 0.7798 | 0.13735 | 1.1429 | 0.050594 | 0
2297 | 1 | 0.00011865 | 0 | 0 | 0.00016448 | 0.00011416 | 0.39 | 0.3173 | 0.7468 | 0.12949 | 1.1429 | 0.015193 | 0
2298 | 1 | 0.00010916 | 4.5811e-05 | 0 | 0.00011748 | 0.00011416 | 0.14 | 0.3545 | 0.6656 | 0.13521 | 1.1419 | 0.00094279 | 0
2299 | 1 | 9.5779e-05 | 0.00012859 | 0 | 8.8113e-05 | 0.00011416 | 0.01 | 0.378 | 0.7236 | 0.13818 | 1.1622 | 0.00045479 | 0
2300 | 1 | 9.7889e-05 | 0.00017521 | 0 | 5.8742e-05 | 0.00011416 | 0 | 0.3793 | 0.7888 | 0.19723 | 1.1954 | 0.01812 | 0
2301 | 1 | 0.00010772 | 0.00020352 | 0 | 3.7595e-05 | 0.00011416 | 0 | 0.3553 | 0.787 | 0.23775 | 1.1982 | 0.034965 | 0
2302 | 1 | 9.3551e-05 | 0.0002265 | 0 | 2.3497e-05 | 0.00011416 | 0 | 0.3276 | 0.7578 | 0.20922 | 1.1622 | 0.027752 | 0
2303 | 1 | 7.6426e-05 | 0.00024319 | 0 | 9.3987e-06 | 0.00011416 | 0 | 0.3068 | 0.728 | 0.18381 | 1.1521 | 0.013088 | 0
2304 | 1 | 6.2918e-05 | 0.00025833 | 0 | 5.8742e-06 | 0.00011416 | 0 | 0.2879 | 0.6979 | 0.088965 | 1.1005 | 0.0013373 | 0
2305 | 1 | 5.132e-05 | 0.00027279 | 0 | 2.3497e-06 | 0.00011416 | 0 | 0.2708 | 0.673 | 0.075603 | 1.0811 | 0.0087032 | 0
2306 | 1 | 4.3704e-05 | 0.00028578 | 0 | 1.1748e-06 | 0.00011416 | 0 | 0.2507 | 0.6089 | 0.075878 | 1.0516 | 0.046912 | 0
2307 | 1 | 3.8288e-05 | 0.00029681 | 0 | 1.4098e-05 | 0.00011416 | 0 | 0.2321 | 0.5579 | 0.063397 | 1.0323 | 0.057314 | 0
2308 | 1 | 3.6661e-05 | 0.00030477 | 0 | 3.7595e-05 | 0.00011416 | 0 | 0.2277 | 0.5465 | 0.065486 | 1.0378 | 0.038394 | 0
2309 | 1 | 3.8359e-05 | 0.0003118 | 0 | 9.3987e-05 | 0.00011416 | 0 | 0.2321 | 0.5408 | 0.075384 | 1.0498 | 0.011614 | 0
2310 | 1 | 5.1915e-05 | 0.00031957 | 0 | 0.0001821 | 0.00011416 | 0 | 0.2356 | 0.512 | 0.096333 | 1.0977 | 0.00086555 | 0
2311 | 1 | 7.9319e-05 | 0.00028371 | 0 | 0.0001586 | 0.00011416 | 0 | 0.2346 | 0.4522 | 0.15418 | 1.1382 | 0.00017275 | 0.0020391
2312 | 1 | 0.00010596 | 0.00020904 | 0 | 0.00014685 | 0.00011416 | 0.11 | 0.2351 | 0.423 | 0.20707 | 1.1816 | 0.012279 | 0.11438
2313 | 1 | 0.0001282 | 0.00013444 | 0 | 0.00016448 | 0.00011416 | 0.38 | 0.2752 | 0.5844 | 0.22566 | 1.2074 | 0.026338 | 0.38941
2314 | 1 | 0.00014403 | 7.1899e-05 | 0 | 0.00018797 | 0.00011416 | 0.51 | 0.3085 | 0.6209 | 0.20361 | 1.2313 | 0.022319 | 0.64874
2315 | 1 | 0.00015377 | 2.4423e-05 | 0 | 0.00020677 | 0.00011416 | 0.65 | 0.3298 | 0.6169 | 0.18865 | 1.2691 | 0.011505 | 0.78407
2316 | 1 | 0.00015841 | 0 | 0 | 0.00018797 | 0.00011416 | 0.84 | 0.3526 | 0.6404 | 0.19668 | 1.2866 | 0.0013373 | 0.95
2317 | 1 | 0.00015667 | 0 | 0 | 0.00019032 | 0.00011416 | 0.55 | 0.3805 | 0.6669 | 0.18326 | 1.2857 | 0.0059748 | 0.97432
2318 | 1 | 0.00015044 | 0 | 0 | 0.00021382 | 0.00011416 | 0.78 | 0.4097 | 0.6885 | 0.14873 | 1.2276 | 0.034368 | 0.96266
2319 | 1 | 0.00014638 | 0 | 0 | 0.00022322 | 0.00011416 | 0.73 | 0.4335 | 0.699 | 0.14268 | 1.1806 | 0.041482 | 0.8498
2320 | 1 | 0.00014549 | 0 | 0 | 0.00022322 | 0.00011416 | 0.58 | 0.4528 | 0.7182 | 0.12657 | 1.1548 | 0.028332 | 0.6627
2321 | 1 | 0.00014204 | 1.4284e-05 | 0 | 0.00016448 | 0.00011416 | 0.36 | 0.4703 | 0.6778 | 0.090284 | 1.1788 | 0.0086474 | 0.35679
2322 | 1 | 0.0001303 | 6.2315e-05 | 0 | 0.00011748 | 0.00011416 | 0.13 | 0.4734 | 0.6921 | 0.08836 | 1.1788 | 0.00079265 | 0.15183
2323 | 1 | 0.0001142 | 0.00014631 | 0 | 8.8113e-05 | 0.00011416 | 0.01 | 0.4694 | 0.7949 | 0.1076 | 1.1972 | 4.1009e-05 | 0
2324 | 1 | 0.00011391 | 0.00019827 | 0 | 5.8742e-05 | 0.00011416 | 0 | 0.4854 | 0.8451 | 0.19723 | 1.2406 | 0.0078515 | 0
2325 | 1 | 0.00012137 | 0.00022613 | 0 | 3.7595e-05 | 0.00011416 | 0 | 0.4923 | 0.8423 | 0.22582 | 1.2313 | 0.019261 | 0
2326 | 1 | 0.00010201 | 0.00024748 | 0 | 2.3497e-05 | 0.00011416 | 0 | 0.4936 | 0.8264 | 0.15049 | 1.1834 | 0.017646 | 0
2327 | 1 | 8.3541e-05 | 0.00026299 | 0 | 9.3987e-06 | 0.00011416 | 0 | 0.4915 | 0.7975 | 0.11013 | 1.1309 | 0.010054 | 0
2328 | 1 | 7.0149e-05 | 0.00027616 | 0 | 5.8742e-06 | 0.00011416 | 0 | 0.4885 | 0.7676 | 0.074559 | 1.0885 | 0.0013373 | 0
2329 | 1 | 5.8312e-05 | 0.00028885 | 0 | 2.3497e-06 | 0.00011416 | 0 | 0.4871 | 0.7396 | 0.060373 | 1.0479 | 0.0050674 | 0
2330 | 1 | 5.0098e-05 | 0.00030199 | 0 | 1.1748e-06 | 0.00011416 | 0 | 0.4734 | 0.716 | 0.058998 | 1.0479 | 0.030055 | 0
2331 | 1 | 4.6074e-05 | 0.00031309 | 0 | 1.4098e-05 | 0.00011416 | 0 | 0.455 | 0.7036 | 0.059713 | 1.0369 | 0.036072 | 0
2332 | 1 | 4.288e-05 | 0.00032534 | 0 | 3.7595e-05 | 0.00011416 | 0 | 0.4235 | 0.7025 | 0.059438 | 1.0433 | 0.024859 | 0
2333 | 1 | 4.334e-05 | 0.00033618 | 0 | 9.3987e-05 | 0.00011416 | 0 | 0.3956 | 0.699 | 0.058558 | 1.0544 | 0.0076188 | 0
2334 | 1 | 5.4772e-05 | 0.00034388 | 0 | 0.0001821 | 0.00011416 | 0 | 0.3804 | 0.6921 | 0.060153 | 1.0581 | 0.00076468 | 0
2335 | 1 | 8.148e-05 | 0.00030255 | 0 | 0.0001586 | 0.00011416 | 0 | 0.371 | 0.5663 | 0.11778 | 1.0894 | 1.7578e-05 | 0.0013037
2336 | 1 | 0.0001058 | 0.00023642 | 0 | 0.00014685 | 0.00011416 | 0.15 | 0.4 | 0.3683 | 0.16286 | 1.1272 | 0.0064322 | 0.11904
2337 | 1 | 0.00012559 | 0.00016866 | 0 | 0.00016448 | 0.00011416 | 0.38 | 0.4603 | 0.279 | 0.20262 | 1.1659 | 0.01683 | 0.2552
2338 | 1 | 0.00013938 | 0.00010994 | 0 | 0.00018797 | 0.00011416 | 0.61 | 0.4808 | 0.5004 | 0.1908 | 0.98157 | 0.015976 | 0.5219
2339 | 1 | 0.00015003 | 6.0169e-05 | 0 | 0.00020677 | 0.00011416 | 0.75 | 0.4732 | 0.5649 | 0.15857 | 0.97512 | 0.00951 | 0.24001
2340 | 1 | 0.00015783 | 1.9945e-05 | 0 | 0.00018797 | 0.00011416 | 0.79 | 0.4672 | 0.5408 | 0.15143 | 1.0212 | 0.0013373 | 0.039735
2341 | 1 | 0.00015924 | 0 | 0 | 0.00019032 | 0.00011416 | 0.85 | 0.4617 | 0.5004 | 0.17359 | 1.1309 | 0.0055087 | 0.086391
2342 | 1 | 0.00015377 | 0 | 0 | 0.00021382 | 0.00011416 | 0.81 | 0.4511 | 0.4698 | 0.14016 | 1.224 | 0.032163 | 0.074601
2343 | 1 | 0.00015067 | 0 | 0 | 0.00022322 | 0.00011416 | 0.72 | 0.4356 | 0.4566 | 0.11855 | 1.2065 | 0.038714 | 0.043836
2344 | 1 | 0.00014886 | 0 | 0 | 0.00022322 | 0.00011416 | 0.55 | 0.4175 | 0.4742 | 0.099962 | 1.1972 | 0.026558 | 0.11158
2345 | 1 | 0.00014214 | 2.7716e-05 | 0 | 0.00016448 | 0.00011416 | 0.2 | 0.3894 | 0.4128 | 0.0888 | 1.1935 | 0.0081223 | 0
2346 | 1 | 0.00012958 | 8.078e-05 | 0 | 0.00011748 | 0.00011416 | 0.12 | 0.346 | 0.4961 | 0.08737 | 1.2018 | 0.00077858 | 0
2347 | 1 | 0.00011741 | 0.00015716 | 0 | 8.8113e-05 | 0.00011416 | 0.01 | 0.3237 | 0.6932 | 0.13356 | 1.2258 | 2.7661e-05 | 0
2348 | 1 | 0.00011887 | 0.00019623 | 0 | 5.8742e-05 | 0.00011416 | 0 | 0.3158 | 0.7897 | 0.23055 | 1.3014 | 0.0071183 | 0
2349 | 1 | 0.00012559 | 0.00021829 | 0 | 3.7595e-05 | 0.00011416 | 0 | 0.2996 | 0.8009 | 0.28751 | 1.3751 | 0.018018 | 0
2350 | 1 | 0.00010687 | 0.00023742 | 0 | 2.3497e-05 | 0.00011416 | 0 | 0.2882 | 0.7843 | 0.24781 | 1.3207 | 0.016797 | 0
2351 | 1 | 8.7939e-05 | 0.00025414 | 0 | 9.3987e-06 | 0.00011416 | 0 | 0.2628 | 0.7598 | 0.13922 | 1.2166 | 0.0097796 | 0
2352 | 1 | 7.3789e-05 | 0.0002692 | 0 | 5.8742e-06 | 0.00011416 | 0 | 0.2357 | 0.7354 | 0.08682 | 1.1355 | 0.0013373 | 0
2353 | 1 | 6.0682e-05 | 0.00028471 | 0 | 2.3497e-06 | 0.00011416 | 0 | 0.2219 | 0.7059 | 0.092594 | 1.1171 | 0.0081022 | 0
2354 | 1 | 5.2859e-05 | 0.00029526 | 0 | 1.1748e-06 | 0.00011416 | 0 | 0.2156 | 0.6826 | 0.084841 | 1.0986 | 0.044193 | 0
2355 | 1 | 4.907e-05 | 0.00030484 | 0 | 1.4098e-05 | 0.00011416 | 0 | 0.2036 | 0.6557 | 0.085995 | 1.0765 | 0.053873 | 0
2356 | 1 | 4.6346e-05 | 0.00031169 | 0 | 3.7595e-05 | 0.00011416 | 0 | 0.1837 | 0.6129 | 0.077418 | 1.0654 | 0.036217 | 0
2357 | 1 | 4.7494e-05 | 0.00031557 | 0 | 9.3987e-05 | 0.00011416 | 0 | 0.1757 | 0.5265 | 0.078243 | 1.0636 | 0.010974 | 0
2358 | 1 | 5.9076e-05 | 0.00031824 | 0 | 0.0001821 | 0.00011416 | 0 | 0.1745 | 0.4508 | 0.13295 | 1.0876 | 0.00085063 | 0
2359 | 1 | 8.3748e-05 | 0.00028604 | 0 | 0.0001586 | 0.00011416 | 0 | 0.17 | 0.3472 | 0.2245 | 1.1346 | 0.00013621 | 0
2360 | 1 | 0.0001067 | 0.00023113 | 0 | 0.00014685 | 0.00011416 | 0.02 | 0.189 | 0.1904 | 0.26953 | 1.1816 | 0.011287 | 0
2361 | 1 | 0.00012615 | 0.00017917 | 0 | 0.00016448 | 0.00011416 | 0.04 | 0.2201 | 0.1169 | 0.31632 | 1.1825 | 0.024803 | 0
2362 | 1 | 0.00013711 | 0.00013703 | 0 | 0.00018797 | 0.00011416 | 0.05 | 0.2315 | 0.1185 | 0.32034 | 1.2147 | 0.021325 | 0
2363 | 1 | 0.00014399 | 0.00010476 | 0 | 0.00020677 | 0.00011416 | 0.34 | 0.2404 | 0.1368 | 0.31418 | 1.2719 | 0.011204 | 0.010608
2364 | 1 | 0.00015069 | 7.9226e-05 | 0 | 0.00018797 | 0.00011416 | 0.63 | 0.2508 | 0.1811 | 0.31649 | 1.2719 | 0.0013373 | 0.33615
2365 | 1 | 0.00015276 | 5.991e-05 | 0 | 0.00019032 | 0.00011416 | 0.88 | 0.2635 | 0.2131 | 0.28245 | 1.2654 | 0.012157 | 0.028671
2366 | 1 | 0.00014745 | 4.966e-05 | 0 | 0.00021382 | 0.00011416 | 0.51 | 0.2727 | 0.2337 | 0.23137 | 1.2802 | 0.062188 | 0.20613
2367 | 1 | 0.00014412 | 5.0474e-05 | 0 | 0.00022322 | 0.00011416 | 0.07 | 0.267 | 0.2407 | 0.23462 | 1.2719 | 0.076735 | 0.51596
2368 | 1 | 0.00013979 | 6.3092e-05 | 0 | 0.00022322 | 0.00011416 | 0.06 | 0.2358 | 0.2516 | 0.22549 | 1.1926 | 0.050594 | 0.0023846
2369 | 1 | 0.00013494 | 8.6812e-05 | 0 | 0.00016448 | 0.00011416 | 0.05 | 0.1966 | 0.2601 | 0.21295 | 1.2055 | 0.015193 | 0
2370 | 1 | 0.0001265 | 0.00012193 | 0 | 0.00011748 | 0.00011416 | 0.09 | 0.1627 | 0.2751 | 0.18893 | 1.2046 | 0.00094279 | 0.051012
2371 | 1 | 0.00011709 | 0.00017766 | 0 | 8.8113e-05 | 0.00011416 | 0.02 | 0.142 | 0.3117 | 0.20311 | 1.2396 | 0.00045479 | 0
2372 | 1 | 0.00011821 | 0.00020911 | 0 | 5.8742e-05 | 0.00011416 | 0 | 0.1467 | 0.2739 | 0.31336 | 1.3226 | 0.01812 | 0
2373 | 1 | 0.00012516 | 0.00022669 | 0 | 3.7595e-05 | 0.00011416 | 0 | 0.1578 | 0.1672 | 0.35712 | 1.3346 | 0.034965 | 0
2374 | 1 | 0.00010816 | 0.00023875 | 0 | 2.3497e-05 | 0.00011416 | 0 | 0.176 | 0.1061 | 0.27899 | 1.3014 | 0.027752 | 0
2375 | 1 | 8.9674e-05 | 0.00024863 | 0 | 9.3987e-06 | 0.00011416 | 0 | 0.1929 | 0.0889 | 0.19629 | 1.2046 | 0.013088 | 0
2376 | 1 | 7.5657e-05 | 0.00025807 | 0 | 5.8742e-06 | 0.00011416 | 0 | 0.2057 | 0.1024 | 0.11442 | 1.1475 | 0.0013373 | 0
2377 | 1 | 6.3377e-05 | 0.00026628 | 0 | 2.3497e-06 | 0.00011416 | 0 | 0.2096 | 0.1643 | 0.072909 | 1.1124 | 0.020473 | 0
2378 | 1 | 5.6371e-05 | 0.0002722 | 0 | 1.1748e-06 | 0.00011416 | 0 | 0.2061 | 0.2467 | 0.058063 | 1.0931 | 0.097428 | 0
2379 | 1 | 5.3361e-05 | 0.00027746 | 0 | 1.4098e-05 | 0.00011416 | 0 | 0.2102 | 0.317 | 0.063727 | 1.0737 | 0.12191 | 0
2380 | 1 | 5.139e-05 | 0.00028164 | 0 | 3.7595e-05 | 0.00011416 | 0 | 0.2087 | 0.309 | 0.057789 | 1.0719 | 0.0786 | 0
2381 | 1 | 5.2665e-05 | 0.00028593 | 0 | 9.3987e-05 | 0.00011416 | 0 | 0.2056 | 0.2552 | 0.060263 | 1.0949 | 0.023356 | 0
2382 | 1 | 6.4706e-05 | 0.00028985 | 0 | 0.0001821 | 0.00011416 | 0 | 0.2018 | 0.2153 | 0.090284 | 1.1327 | 0.0010931 | 0
2383 | 1 | 9.0499e-05 | 0.00025984 | 0 | 0.0001586 | 0.00011416 | 0.01 | 0.1835 | 0.2076 | 0.16231 | 1.1677 | 0.0015239 | 0.00060171
2384 | 1 | 0.00011316 | 0.0002073 | 0 | 0.00014685 | 0.00011416 | 0.12 | 0.1692 | 0.1548 | 0.23885 | 1.2479 | 0.032819 | 0.0024626
2385 | 1 | 0.00013154 | 0.00014916 | 0 | 0.00016448 | 0.00011416 | 0.43 | 0.1786 | 0.0973 | 0.28559 | 1.2811 | 0.054893 | 0.0039
2386 | 1 | 0.00014591 | 9.2732e-05 | 0 | 0.00018797 | 0.00011416 | 0.55 | 0.183 | 0.1283 | 0.28168 | 1.3069 | 0.039629 | 0.0065966
2387 | 1 | 0.00015577 | 4.5959e-05 | 0 | 0.00020677 | 0.00011416 | 0.72 | 0.1792 | 0.2552 | 0.27701 | 1.3198 | 0.016293 | 0.014519
2388 | 1 | 0.00016228 | 8.0669e-06 | 0 | 0.00018797 | 0.00011416 | 0.52 | 0.1739 | 0.4259 | 0.262 | 1.3263 | 0.0013373 | 0.11416
2389 | 1 | 0.00016173 | 0 | 0 | 0.00019032 | 0.00011416 | 0.57 | 0.1724 | 0.5789 | 0.21301 | 1.306 | 0.031913 | 0.61109
2390 | 1 | 0.0001543 | 0 | 0 | 0.00021382 | 0.00011416 | 0.64 | 0.1676 | 0.6897 | 0.1633 | 1.2719 | 0.14396 | 0.58246
2391 | 1 | 0.00014923 | 0 | 0 | 0.00022322 | 0.00011416 | 0.44 | 0.1561 | 0.7013 | 0.17293 | 1.2157 | 0.18203 | 0.43155
2392 | 1 | 0.00014716 | 0 | 0 | 0.00022322 | 0.00011416 | 0.35 | 0.1395 | 0.6182 | 0.15775 | 1.2553 | 0.1154 | 0.30824
2393 | 1 | 0.00014387 | 5.8837e-06 | 0 | 0.00016448 | 0.00011416 | 0.22 | 0.1179 | 0.4829 | 0.13735 | 1.27 | 0.03402 | 0.013059
2394 | 1 | 0.00013427 | 4.5959e-05 | 0 | 0.00011748 | 0.00011416 | 0.13 | 0.0936 | 0.4128 | 0.15242 | 1.2664 | 0.0012587 | 0.046867
2395 | 1 | 0.00012096 | 0.00011519 | 0 | 8.8113e-05 | 0.00011416 | 0.01 | 0.0894 | 0.4815 | 0.19668 | 1.2848 | 0.0035994 | 0
2396 | 1 | 0.00012006 | 0.0001546 | 0 | 5.8742e-05 | 0.00011416 | 0 | 0.0873 | 0.5677 | 0.27971 | 1.3078 | 0.053873 | 0
2397 | 1 | 0.00012843 | 0.00017788 | 0 | 3.7595e-05 | 0.00011416 | 0 | 0.0719 | 0.5579 | 0.32787 | 1.3088 | 0.081237 | 0
2398 | 1 | 0.00011369 | 0.00019594 | 0 | 2.3497e-05 | 0.00011416 | 0 | 0.0594 | 0.538 | 0.30054 | 1.2903 | 0.054488 | 0
2399 | 1 | 9.6777e-05 | 0.00021129 | 0 | 9.3987e-06 | 0.00011416 | 0 | 0.0559 | 0.5451 | 0.22835 | 1.2535 | 0.019982 | 0
2400 | 1 | 8.378e-05 | 0.0002248 | 0 | 5.8742e-06 | 0.00011416 | 0 | 0.0563 | 0.6116 | 0.20933 | 1.2009 | 0.0013373 | 0
2401 | 1 | 7.1205e-05 | 0.00023568 | 0 | 2.3497e-06 | 0.00011416 | 0 | 0.0548 | 0.6392 | 0.17963 | 1.1926 | 0.048895 | 0
2402 | 1 | 6.1799e-05 | 0.00024704 | 0 | 1.1748e-06 | 0.00011416 | 0 | 0.0533 | 0.6366 | 0.14697 | 1.1613 | 0.21082 | 0
2403 | 1 | 5.5485e-05 | 0.00025873 | 0 | 1.4098e-05 | 0.00011416 | 0 | 0.0526 | 0.6417 | 0.099137 | 1.1336 | 0.26898 | 0
2404 | 1 | 5.0947e-05 | 0.00026957 | 0 | 3.7595e-05 | 0.00011416 | 0 | 0.0548 | 0.685 | 0.081707 | 1.1327 | 0.16807 | 0
2405 | 1 | 4.8521e-05 | 0.00027653 | 0 | 9.3987e-05 | 0.00011416 | 0 | 0.057 | 0.6967 | 0.076923 | 1.1429 | 0.049205 | 0
2406 | 1 | 5.0699e-05 | 0.00028145 | 0 | 0.0001821 | 0.00011416 | 0 | 0.0532 | 0.707 | 0.085006 | 1.1475 | 0.0014614 | 0
2407 | 1 | 6.2119e-05 | 0.00024267 | 0 | 0.0001586 | 0.00011416 | 0.01 | 0.0467 | 0.6681 | 0.11195 | 1.1677 | 0.0074916 | 0.00702
2408 | 1 | 8.1159e-05 | 0.00018032 | 0 | 0.00014685 | 0.00011416 | 0.03 | 0.0319 | 0.6506 | 0.11404 | 1.1908 | 0.086105 | 0.16522
2409 | 1 | 0.00010887 | 0.00011523 | 0 | 0.00016448 | 0.00011416 | 0.09 | 0.0313 | 0.8084 | 0.20333 | 1.2092 | 0.11912 | 0.41411
2410 | 1 | 0.00013033 | 6.1908e-05 | 0 | 0.00018797 | 0.00011416 | 0.07 | 0.0313 | 0.7975 | 0.2664 | 1.2304 | 0.0749 | 0.65664
2411 | 1 | 0.00013956 | 2.2091e-05 | 0 | 0.00020677 | 0.00011416 | 0.12 | 0.0351 | 0.7343 | 0.28471 | 1.2424 | 0.024691 | 0.83262
2412 | 1 | 0.00014291 | 0 | 0 | 0.00018797 | 0.00011416 | 0.19 | 0.0433 | 0.6248 | 0.267 | 1.2304 | 0.0013373 | 0.62572
2413 | 1 | 0.00014335 | 0 | 0 | 0.00019032 | 0.00011416 | 0.09 | 0.0541 | 0.4815 | 0.25386 | 1.2157 | 0.06616 | 0.42111
2414 | 1 | 0.00013928 | 0 | 0 | 0.00021382 | 0.00011416 | 0.24 | 0.0663 | 0.343 | 0.20168 | 1.2147 | 0.27718 | 0
2415 | 1 | 0.00013044 | 0 | 0 | 0.00022322 | 0.00011416 | 0.23 | 0.0804 | 0.2384 | 0.13983 | 1.1991 | 0.3557 | 0.067871
2416 | 1 | 0.00012547 | 0 | 0 | 0.00022322 | 0.00011416 | 0.22 | 0.0919 | 0.1662 | 0.12784 | 1.1825 | 0.2202 | 0.088396
2417 | 1 | 0.00012334 | 0 | 0 | 0.00016448 | 0.00011416 | 0.16 | 0.1023 | 0.093 | 0.10964 | 1.1834 | 0.06418 | 0.33044
2418 | 1 | 0.00011685 | 3.0602e-05 | 0 | 0.00011748 | 0.00011416 | 0.01 | 0.1096 | 0.0545 | 0.10887 | 1.1862 | 0.0016383 | 0.0051369
2419 | 1 | 0.00010421 | 0.0001042 | 0 | 8.8113e-05 | 0.00011416 | 0 | 0.1262 | 0.0478 | 0.12273 | 1.1945 | 0.012104 | 0
2420 | 1 | 0.00010176 | 0.00015375 | 0 | 5.8742e-05 | 0.00011416 | 0 | 0.1488 | 0.0468 | 0.1986 | 1.235 | 0.11961 | 0
2421 | 1 | 0.00011111 | 0.00017799 | 0 | 3.7595e-05 | 0.00011416 | 0 | 0.1477 | 0.0336 | 0.25403 | 1.2424 | 0.15676 | 0
2422 | 1 | 0.00010088 | 0.00019657 | 0 | 2.3497e-05 | 0.00011416 | 0 | 0.1432 | 0.034 | 0.22054 | 1.2018 | 0.094484 | 0
2423 | 1 | 8.6631e-05 | 0.00021166 | 0 | 9.3987e-06 | 0.00011416 | 0 | 0.1481 | 0.0493 | 0.17238 | 1.1779 | 0.02895 | 0
2424 | 1 | 7.378e-05 | 0.0002221 | 0 | 5.8742e-06 | 0.00011416 | 0 | 0.1607 | 0.0627 | 0.1087 | 1.1456 | 0.0013373 | 0
2425 | 1 | 6.1927e-05 | 0.00023202 | 0 | 2.3497e-06 | 0.00011416 | 0 | 0.1747 | 0.0709 | 0.093088 | 1.1263 | 0.089964 | 0
2426 | 1 | 5.3367e-05 | 0.00024182 | 0 | 1.1748e-06 | 0.00011416 | 0 | 0.1831 | 0.0777 | 0.081322 | 1.1198 | 0.36702 | 0
2427 | 1 | 4.7468e-05 | 0.00025163 | 0 | 1.4098e-05 | 0.00011416 | 0 | 0.1935 | 0.091 | 0.068785 | 1.1124 | 0.47351 | 0
2428 | 1 | 4.3161e-05 | 0.00026143 | 0 | 3.7595e-05 | 0.00011416 | 0 | 0.1899 | 0.1076 | 0.065761 | 1.1014 | 0.2906 | 0
2429 | 1 | 4.141e-05 | 0.00027198 | 0 | 9.3987e-05 | 0.00011416 | 0 | 0.1822 | 0.1325 | 0.066421 | 1.0848 | 0.084345 | 0
2430 | 1 | 4.2324e-05 | 0.00027934 | 0 | 0.0001821 | 0.00011416 | 0 | 0.182 | 0.175 | 0.056139 | 1.0885 | 0.0018538 | 0
2431 | 1 | 5.2086e-05 | 0.0002325 | 0 | 0.0001586 | 0.00011416 | 0.01 | 0.1686 | 0.2165 | 0.057679 | 1.0793 | 0.019201 | 0.0028526
2432 | 1 | 6.8933e-05 | 0.00016045 | 0 | 0.00014685 | 0.00011416 | 0.2 | 0.1482 | 0.1557 | 0.055149 | 1.0912 | 0.16657 | 0.1355
2433 | 1 | 9.477e-05 | 7.9485e-05 | 0 | 0.00016448 | 0.00011416 | 0.45 | 0.2157 | 0.1652 | 0.096278 | 1.1134 | 0.20773 | 0.36604
2434 | 1 | 0.00011779 | 4.5145e-06 | 0 | 0.00018797 | 0.00011416 | 0.66 | 0.2765 | 0.1831 | 0.10617 | 1.1171 | 0.12029 | 0.64625
2435 | 1 | 0.00012114 | 0 | 0 | 0.00020677 | 0.00011416 | 0.74 | 0.3005 | 0.1946 | 0.082586 | 1.1078 | 0.034298 | 0.86379
2436 | 1 | 0.00012184 | 0 | 0 | 0.00018797 | 0.00011416 | 0.84 | 0.3247 | 0.1989 | 0.076153 | 1.1023 | 0.0013373 | 1
2437 | 1 | 0.00012415 | 0 | 0 | 0.00019032 | 0.00011416 | 0.73 | 0.3462 | 0.1883 | 0.095893 | 1.0949 | 0.1154 | 0.99293
2438 | 1 | 0.00012273 | 0 | 0 | 0.00021382 | 0.00011416 | 0.85 | 0.3625 | 0.1652 | 0.07137 | 1.0885 | 0.46157 | 0.32464
2439 | 1 | 0.00011829 | 0 | 0 | 0.00022322 | 0.00011416 | 0.73 | 0.3754 | 0.1394 | 0.087865 | 1.0793 | 0.59791 | 0.40153
2440 | 1 | 0.00011386 | 0 | 0 | 0.00022322 | 0.00011416 | 0.56 | 0.3898 | 0.1024 | 0.085776 | 1.0654 | 0.36456 | 0.53314
2441 | 1 | 0.00011146 | 0 | 0 | 0.00016448 | 0.00011416 | 0.36 | 0.3963 | 0.0599 | 0.075713 | 1.0562 | 0.10548 | 0.1993
2442 | 1 | 0.00011159 | 0 | 0 | 0.00011748 | 0.00011416 | 0.11 | 0.3641 | 0.0406 | 0.064387 | 1.094 | 0.0020606 | 0.16575
2443 | 1 | 0.00010365 | 5.8837e-05 | 0 | 8.8113e-05 | 0.00011416 | 0.02 | 0.3386 | 0.0561 | 0.080387 | 1.1115 | 0.027465 | 0
2444 | 1 | 0.0001014 | 0.00011412 | 0 | 5.8742e-05 | 0.00011416 | 0 | 0.3441 | 0.0882 | 0.13411 | 1.1456 | 0.21744 | 0
2445 | 1 | 0.00011356 | 0.00014065 | 0 | 3.7595e-05 | 0.00011416 | 0 | 0.3363 | 0.1595 | 0.1919 | 1.1742 | 0.26141 | 0
2446 | 1 | 0.00010529 | 0.00016097 | 0 | 2.3497e-05 | 0.00011416 | 0 | 0.3331 | 0.288 | 0.18216 | 1.1548 | 0.14684 | 0
2447 | 1 | 9.0969e-05 | 0.00017629 | 0 | 9.3987e-06 | 0.00011416 | 0 | 0.3245 | 0.4143 | 0.14554 | 1.1346 | 0.039572 | 0
2448 | 1 | 7.7102e-05 | 0.00018831 | 0 | 5.8742e-06 | 0.00011416 | 0 | 0.3133 | 0.5236 | 0.075548 | 1.0876 | 0.0013373 | 0
2449 | 1 | 6.5363e-05 | 0.0002003 | 0 | 2.3497e-06 | 0.00011416 | 0 | 0.2994 | 0.5954 | 0.049541 | 1.0866 | 0.13735 | 0
2450 | 1 | 5.8326e-05 | 0.00020955 | 0 | 1.1748e-06 | 0.00011416 | 0 | 0.2902 | 0.6182 | 0.046572 | 1.071 | 0.54226 | 0
2451 | 1 | 5.617e-05 | 0.00021625 | 0 | 1.4098e-05 | 0.00011416 | 0 | 0.2926 | 0.6102 | 0.043987 | 1.0839 | 0.70429 | 0
2452 | 1 | 5.5906e-05 | 0.00022191 | 0 | 3.7595e-05 | 0.00011416 | 0 | 0.2977 | 0.5844 | 0.042228 | 1.082 | 0.42759 | 0
2453 | 1 | 5.806e-05 | 0.00022706 | 0 | 9.3987e-05 | 0.00011416 | 0 | 0.302 | 0.555 | 0.054325 | 1.082 | 0.12346 | 0
2454 | 1 | 7.1562e-05 | 0.00023072 | 0 | 0.0001821 | 0.00011416 | 0 | 0.3083 | 0.5279 | 0.075823 | 1.1088 | 0.0022254 | 0
2455 | 1 | 9.777e-05 | 0.00018887 | 0 | 0.0001586 | 0.00011416 | 0.01 | 0.3027 | 0.3669 | 0.1009 | 1.1281 | 0.035018 | 0.004446
2456 | 1 | 0.00012499 | 0.00010554 | 0 | 0.00014685 | 0.00011416 | 0.19 | 0.2642 | 0.176 | 0.14769 | 1.1585 | 0.26174 | 0.16338
2457 | 1 | 0.0001487 | 1.6467e-05 | 0 | 0.00016448 | 0.00011416 | 0.43 | 0.2922 | 0.1623 | 0.17705 | 1.1834 | 0.30723 | 0.22985
2458 | 1 | 0.00015556 | 0 | 0 | 0.00018797 | 0.00011416 | 0.62 | 0.3474 | 0.2325 | 0.17018 | 1.1982 | 0.16913 | 0.6373
2459 | 1 | 0.00015664 | 0 | 0 | 0.00020677 | 0.00011416 | 0.77 | 0.3798 | 0.1801 | 0.13367 | 1.1972 | 0.043863 | 0.82057
2460 | 1 | 0.0001578 | 0 | 0 | 0.00018797 | 0.00011416 | 0.8 | 0.4039 | 0.125 | 0.13768 | 1.2046 | 0.0013373 | 0.98788
2461 | 1 | 0.00015663 | 0 | 0 | 0.00019032 | 0.00011416 | 0.81 | 0.4237 | 0.0882 | 0.11613 | 1.1991 | 0.17522 | 1
2462 | 1 | 0.00015141 | 0 | 0 | 0.00021382 | 0.00011416 | 0.69 | 0.4384 | 0.0644 | 0.078133 | 1.1724 | 0.68011 | 0.96206
2463 | 1 | 0.00014657 | 0 | 0 | 0.00022322 | 0.00011416 | 0.71 | 0.4489 | 0.0518 | 0.073899 | 1.13 | 0.88643 | 0.8334
2464 | 1 | 0.00014491 | 0 | 0 | 0.00022322 | 0.00011416 | 0.56 | 0.45 | 0.0604 | 0.071095 | 1.1078 | 0.53514 | 0.62676
2465 | 1 | 0.00014319 | 0 | 0 | 0.00016448 | 0.00011416 | 0.35 | 0.4355 | 0.093 | 0.079507 | 1.153 | 0.15409 | 0.38916
2466 | 1 | 0.00014126 | 0 | 0 | 0.00011748 | 0.00011416 | 0.13 | 0.391 | 0.152 | 0.097377 | 1.1677 | 0.0024886 | 0.14861
2467 | 1 | 0.00013904 | 1.0472e-05 | 0 | 8.8113e-05 | 0.00011416 | 0.02 | 0.381 | 0.2467 | 0.15456 | 1.1899 | 0.048763 | 0
2468 | 1 | 0.00013484 | 6.8495e-05 | 0 | 5.8742e-05 | 0.00011416 | 0 | 0.3976 | 0.3626 | 0.19157 | 1.2286 | 0.33888 | 0
2469 | 1 | 0.00014265 | 9.5138e-05 | 0 | 3.7595e-05 | 0.00011416 | 0 | 0.3881 | 0.4522 | 0.21917 | 1.2461 | 0.38553 | 0
2470 | 1 | 0.00012417 | 0.00012126 | 0 | 2.3497e-05 | 0.00011416 | 0 | 0.3703 | 0.4859 | 0.17375 | 1.2212 | 0.20663 | 0
2471 | 1 | 0.0001043 | 0.0001425 | 0 | 9.3987e-06 | 0.00011416 | 0 | 0.3621 | 0.4859 | 0.14444 | 1.1825 | 0.050866 | 0
2472 | 1 | 9.1041e-05 | 0.00015579 | 0 | 5.8742e-06 | 0.00011416 | 0 | 0.3683 | 0.4756 | 0.082641 | 1.1429 | 0.0013373 | 0
2473 | 1 | 8.0343e-05 | 0.0001643 | 0 | 2.3497e-06 | 0.00011416 | 0 | 0.3725 | 0.4639 | 0.066861 | 1.1032 | 0.17981 | 0
2474 | 1 | 7.3565e-05 | 0.0001727 | 0 | 1.1748e-06 | 0.00011416 | 0 | 0.378 | 0.4493 | 0.054874 | 1.0866 | 0.69673 | 0
2475 | 1 | 6.9862e-05 | 0.0001791 | 0 | 1.4098e-05 | 0.00011416 | 0 | 0.3812 | 0.4405 | 0.039864 | 1.0793 | 0.90842 | 0
2476 | 1 | 6.8317e-05 | 0.00018469 | 0 | 3.7595e-05 | 0.00011416 | 0 | 0.3721 | 0.4317 | 0.042008 | 1.0747 | 0.5481 | 0
2477 | 1 | 6.9486e-05 | 0.00019042 | 0 | 9.3987e-05 | 0.00011416 | 0 | 0.3674 | 0.4274 | 0.046847 | 1.0829 | 0.15777 | 0
2478 | 1 | 8.2277e-05 | 0.0001922 | 0 | 0.0001821 | 0.00011416 | 0 | 0.3666 | 0.4347 | 0.064772 | 1.0912 | 0.0025191 | 0
2479 | 1 | 0.0001103 | 0.0001475 | 0 | 0.0001586 | 0.00011416 | 0.01 | 0.3405 | 0.3655 | 0.078243 | 1.1134 | 0.050481 | 0.0092486
2480 | 1 | 0.0001374 | 6.5164e-05 | 0 | 0.00014685 | 0.00011416 | 0.16 | 0.28 | 0.1576 | 0.13103 | 1.1438 | 0.34828 | 0.063147
2481 | 1 | 0.00015541 | 0 | 0 | 0.00016448 | 0.00011416 | 0.39 | 0.3223 | 0.0784 | 0.1903 | 1.1465 | 0.39498 | 0.30498
2482 | 1 | 0.00015917 | 0 | 0 | 0.00018797 | 0.00011416 | 0.57 | 0.432 | 0.0656 | 0.2035 | 1.1539 | 0.21111 | 0.47267
2483 | 1 | 0.000159 | 0 | 0 | 0.00020677 | 0.00011416 | 0.7 | 0.4912 | 0.0796 | 0.155 | 1.1982 | 0.051687 | 0.69626
2484 | 1 | 0.00015956 | 0 | 0 | 0.00018797 | 0.00011416 | 0.83 | 0.5201 | 0.0842 | 0.098642 | 1.1926 | 0.0013373 | 0.93844
2485 | 1 | 0.00015903 | 0 | 0 | 0.00019032 | 0.00011416 | 0.7 | 0.538 | 0.0842 | 0.095178 | 1.2009 | 0.17981 | 0.49862
2486 | 1 | 0.0001534 | 0 | 0 | 0.00021382 | 0.00011416 | 0.38 | 0.5498 | 0.0855 | 0.086435 | 1.1401 | 0.69673 | 0.0050031
2487 | 1 | 0.00014999 | 0 | 0 | 0.00022322 | 0.00011416 | 0.7 | 0.5556 | 0.0896 | 0.089514 | 1.1465 | 0.90842 | 0.060807
2488 | 1 | 0.00014921 | 0 | 0 | 0.00022322 | 0.00011416 | 0.3 | 0.5429 | 0.0952 | 0.096278 | 1.1484 | 0.5481 | 0.060238
2489 | 1 | 0.00014739 | 0 | 0 | 0.00016448 | 0.00011416 | 0.32 | 0.5078 | 0.1242 | 0.085666 | 1.1558 | 0.15777 | 0.0031646
2490 | 1 | 0.00014452 | 0 | 0 | 0.00011748 | 0.00011416 | 0.04 | 0.4736 | 0.1548 | 0.10925 | 1.1687 | 0.0025191 | 0.0032983
2491 | 1 | 0.00014496 | 1.1841e-06 | 0 | 8.8113e-05 | 0.00011416 | 0.01 | 0.4418 | 0.2032 | 0.14373 | 1.1696 | 0.050481 | 0
2492 | 1 | 0.00014353 | 5.1029e-05 | 0 | 5.8742e-05 | 0.00011416 | 0 | 0.4205 | 0.2945 | 0.20212 | 1.2194 | 0.34828 | 0
2493 | 1 | 0.00014852 | 7.967e-05 | 0 | 3.7595e-05 | 0.00011416 | 0 | 0.3965 | 0.384 | 0.23891 | 1.1935 | 0.39498 | 0
2494 | 1 | 0.00012879 | 0.00010465 | 0 | 2.3497e-05 | 0.00011416 | 0 | 0.3929 | 0.4464 | 0.22027 | 1.1797 | 0.21111 | 0
2495 | 1 | 0.0001105 | 0.00012459 | 0 | 9.3987e-06 | 0.00011416 | 0 | 0.3969 | 0.4712 | 0.16314 | 1.153 | 0.051687 | 0
2496 | 1 | 9.6423e-05 | 0.00014198 | 0 | 5.8742e-06 | 0.00011416 | 0 | 0.3892 | 0.461 | 0.082092 | 1.0627 | 0.0013373 | 0
2497 | 1 | 8.4322e-05 | 0.00015601 | 0 | 2.3497e-06 | 0.00011416 | 0 | 0.375 | 0.4347 | 0.083136 | 1.0387 | 0.1707 | 0
2498 | 1 | 7.7927e-05 | 0.00016263 | 0 | 1.1748e-06 | 0.00011416 | 0 | 0.3388 | 0.4128 | 0.084291 | 1.035 | 0.66376 | 0
2499 | 1 | 7.5666e-05 | 0.00016448 | 0 | 1.4098e-05 | 0.00011416 | 0 | 0.3181 | 0.4056 | 0.061967 | 1.0304 | 0.8648 | 0
2500 | 1 | 7.4188e-05 | 0.00016996 | 0 | 3.7595e-05 | 0.00011416 | 0 | 0.3313 | 0.4288 | 0.059273 | 1.0184 | 0.52239 | 0
2501 | 1 | 7.4903e-05 | 0.00017573 | 0 | 9.3987e-05 | 0.00011416 | 0 | 0.3176 | 0.4537 | 0.067741 | 1.0194 | 0.15046 | 0
2502 | 1 | 8.5767e-05 | 0.00018121 | 0 | 0.0001821 | 0.00011416 | 0 | 0.2945 | 0.4829 | 0.063452 | 1.0461 | 0.0024584 | 0
2503 | 1 | 0.00010956 | 0.00015201 | 0 | 0.0001586 | 0.00011416 | 0 | 0.267 | 0.4669 | 0.12415 | 1.1088 | 0.047084 | 0
2504 | 1 | 0.00013057 | 0.00010687 | 0 | 0.00014685 | 0.00011416 | 0.01 | 0.2474 | 0.3252 | 0.19085 | 1.2267 | 0.32965 | 0
2505 | 1 | 0.00014246 | 7.9226e-05 | 0 | 0.00016448 | 0.00011416 | 0.19 | 0.2745 | 0.2054 | 0.24441 | 1.2627 | 0.37624 | 0.0025071
2506 | 1 | 0.00015382 | 3.7041e-05 | 0 | 0.00018797 | 0.00011416 | 0.05 | 0.3245 | 0.1385 | 0.23929 | 1.2691 | 0.20222 | 0
2507 | 1 | 0.00016226 | 0 | 0 | 0.00020677 | 0.00011416 | 0.22 | 0.3387 | 0.0903 | 0.21823 | 1.2793 | 0.050053 | 0.028336
2508 | 1 | 0.00016361 | 0 | 0 | 0.00018797 | 0.00011416 | 0.24 | 0.3057 | 0.0937 | 0.19981 | 1.2406 | 0.0013373 | 0.52623
2509 | 1 | 0.00016312 | 0 | 0 | 0.00019032 | 0.00011416 | 0.84 | 0.2976 | 0.1438 | 0.18084 | 1.2369 | 0.15763 | 0.97529
2510 | 1 | 0.00015568 | 0 | 0 | 0.00021382 | 0.00011416 | 0.54 | 0.3106 | 0.1925 | 0.1462 | 1.1493 | 0.61627 | 0.6458
2511 | 1 | 0.00015189 | 0 | 0 | 0.00022322 | 0.00011416 | 0.41 | 0.2982 | 0.2564 | 0.11904 | 1.1336 | 0.80203 | 0.11983
2512 | 1 | 0.00014979 | 0 | 0 | 0.00022322 | 0.00011416 | 0.13 | 0.278 | 0.3584 | 0.10672 | 1.1512 | 0.48536 | 0.45496
2513 | 1 | 0.00014847 | 0 | 0 | 0.00016448 | 0.00011416 | 0.11 | 0.2568 | 0.4478 | 0.11398 | 1.1696 | 0.13991 | 0.017806
2514 | 1 | 0.00014572 | 7.7709e-06 | 0 | 0.00011748 | 0.00011416 | 0.03 | 0.2105 | 0.4347 | 0.1467 | 1.1788 | 0.0023692 | 0.10423
2515 | 1 | 0.00013608 | 6.5423e-05 | 0 | 8.8113e-05 | 0.00011416 | 0 | 0.1804 | 0.4639 | 0.19376 | 1.2083 | 0.04228 | 0
2516 | 1 | 0.0001362 | 0.00010309 | 0 | 5.8742e-05 | 0.00011416 | 0 | 0.1781 | 0.499 | 0.24397 | 1.2636 | 0.30296 | 0
2517 | 1 | 0.00014046 | 0.00012478 | 0 | 3.7595e-05 | 0.00011416 | 0 | 0.1726 | 0.461 | 0.30192 | 1.2553 | 0.34926 | 0
2518 | 1 | 0.00012274 | 0.00014287 | 0 | 2.3497e-05 | 0.00011416 | 0 | 0.156 | 0.3347 | 0.25408 | 1.2452 | 0.18935 | 0
2519 | 1 | 0.00010492 | 0.00015682 | 0 | 9.3987e-06 | 0.00011416 | 0 | 0.1316 | 0.1831 | 0.17672 | 1.2157 | 0.047668 | 0
2520 | 1 | 9.1013e-05 | 0.0001704 | 0 | 5.8742e-06 | 0.00011416 | 0 | 0.1181 | 0.0771 | 0.14081 | 1.1724 | 0.0013373 | 0
2521 | 1 | 7.9252e-05 | 0.00018091 | 0 | 2.3497e-06 | 0.00011416 | 0 | 0.1136 | 0.0353 | 0.10958 | 1.1521 | 0.13735 | 0
2522 | 1 | 7.1498e-05 | 0.00018983 | 0 | 1.1748e-06 | 0.00011416 | 0 | 0.1015 | 0.0254 | 0.079067 | 1.1281 | 0.54226 | 0
2523 | 1 | 6.8678e-05 | 0.00019423 | 0 | 1.4098e-05 | 0.00011416 | 0 | 0.0948 | 0.0323 | 0.052015 | 1.1373 | 0.70429 | 0
2524 | 1 | 6.7992e-05 | 0.00019553 | 0 | 3.7595e-05 | 0.00011416 | 0 | 0.0998 | 0.0703 | 0.044702 | 1.129 | 0.42759 | 0
2525 | 1 | 6.9017e-05 | 0.00019979 | 0 | 9.3987e-05 | 0.00011416 | 0 | 0.1067 | 0.1412 | 0.055204 | 1.1475 | 0.12346 | 0
2526 | 1 | 8.0979e-05 | 0.00020256 | 0 | 0.0001821 | 0.00011416 | 0 | 0.1148 | 0.1741 | 0.10046 | 1.1871 | 0.0022254 | 0
2527 | 1 | 0.00010427 | 0.00017629 | 0 | 0.0001586 | 0.00011416 | 0.01 | 0.1085 | 0.1691 | 0.14455 | 1.2387 | 0.035018 | 0.0057609
2528 | 1 | 9.4103e-05 | 0.00013118 | 0 | 0.00014685 | 0.00011416 | 0.07 | 0.1151 | 0.143 | 0.2168 | 1.2682 | 0.26174 | 0.0034209
2529 | 1 | 0.00010511 | 7.2972e-05 | 0 | 0.00016448 | 0.00011416 | 0.18 | 0.1481 | 0.1138 | 0.13916 | 0.80534 | 0.30723 | 0.032281
2530 | 1 | 0.0001556 | 1.8835e-05 | 0 | 0.00018797 | 0.00011416 | 0.2 | 0.1628 | 0.1662 | 0.25056 | 0.98618 | 0.16913 | 0.0089143
2531 | 1 | 0.0001606 | 0 | 0 | 0.00020677 | 0.00011416 | 0.64 | 0.1792 | 0.3225 | 0.25815 | 0.92074 | 0.043863 | 0.065375
2532 | 1 | 0.00016185 | 0 | 0 | 0.00018797 | 0.00011416 | 0.32 | 0.2016 | 0.5337 | 0.21801 | 0.9106 | 0.0013373 | 0
2533 | 1 | 0.00016024 | 0 | 0 | 0.00019032 | 0.00011416 | 0.3 | 0.2267 | 0.6481 | 0.19289 | 0.90876 | 0.11199 | 0.086001
2534 | 1 | 0.00015328 | 0 | 0 | 0.00021382 | 0.00011416 | 0.25 | 0.2493 | 0.6874 | 0.16044 | 0.87373 | 0.44895 | 0.12289
2535 | 1 | 0.00014824 | 0 | 0 | 0.00022322 | 0.00011416 | 0.2 | 0.2699 | 0.6607 | 0.10018 | 0.85438 | 0.58129 | 0.28069
2536 | 1 | 0.00014728 | 0 | 0 | 0.00022322 | 0.00011416 | 0.14 | 0.275 | 0.6196 | 0.089789 | 0.85346 | 0.3547 | 0.020614
2537 | 1 | 0.00014696 | 0 | 0 | 0.00016448 | 0.00011416 | 0.11 | 0.2623 | 0.5236 | 0.080827 | 0.84977 | 0.10266 | 0.29835
2538 | 1 | 0.00014607 | 0 | 0 | 0.00011748 | 0.00011416 | 0.04 | 0.2172 | 0.461 | 0.084071 | 0.84332 | 0.0020339 | 0.16009
2539 | 1 | 0.00013614 | 5.6246e-05 | 0 | 8.8113e-05 | 0.00011416 | 0.02 | 0.1736 | 0.439 | 0.093143 | 0.84977 | 0.026323 | 0
2540 | 1 | 0.00013469 | 0.00010091 | 0 | 5.8742e-05 | 0.00011416 | 0 | 0.1768 | 0.4727 | 0.1605 | 0.92258 | 0.21058 | 0
2541 | 1 | 0.00014226 | 0.00012189 | 0 | 3.7595e-05 | 0.00011416 | 0 | 0.1825 | 0.4917 | 0.25672 | 0.9871 | 0.25424 | 0
2542 | 1 | 0.0001245 | 0.00013932 | 0 | 2.3497e-05 | 0.00011416 | 0 | 0.1938 | 0.4873 | 0.20531 | 0.90783 | 0.14333 | 0
2543 | 1 | 0.00010608 | 0.0001549 | 0 | 9.3987e-06 | 0.00011416 | 0 | 0.2031 | 0.4566 | 0.12404 | 0.85069 | 0.038885 | 0
2544 | 1 | 9.2007e-05 | 0.00016859 | 0 | 5.8742e-06 | 0.00011416 | 0 | 0.2042 | 0.4172 | 0.092979 | 0.8341 | 0.0013373 | 0
2545 | 1 | 8.0173e-05 | 0.0001808 | 0 | 2.3497e-06 | 0.00011416 | 0 | 0.204 | 0.4041 | 0.083191 | 0.81659 | 0.089964 | 0
2546 | 1 | 7.2701e-05 | 0.0001902 | 0 | 1.1748e-06 | 0.00011416 | 0 | 0.198 | 0.3797 | 0.059713 | 0.79908 | 0.36702 | 0
2547 | 1 | 6.8544e-05 | 0.00019642 | 0 | 1.4098e-05 | 0.00011416 | 0 | 0.1837 | 0.3711 | 0.061747 | 0.79908 | 0.47351 | 0
2548 | 1 | 6.7058e-05 | 0.00020071 | 0 | 3.7595e-05 | 0.00011416 | 0 | 0.1653 | 0.3697 | 0.060923 | 0.79724 | 0.2906 | 0
2549 | 1 | 6.7917e-05 | 0.00020708 | 0 | 9.3987e-05 | 0.00011416 | 0 | 0.1559 | 0.3612 | 0.057019 | 0.79908 | 0.084345 | 0
2550 | 1 | 8.0555e-05 | 0.00020819 | 0 | 0.0001821 | 0.00011416 | 0 | 0.1495 | 0.3143 | 0.081982 | 0.82212 | 0.0018538 | 0
2551 | 1 | 0.00010679 | 0.00016408 | 0 | 0.0001586 | 0.00011416 | 0.02 | 0.1174 | 0.2065 | 0.12641 | 0.85806 | 0.019201 | 0.0035991
2552 | 1 | 0.00013079 | 9.7839e-05 | 0 | 0.00014685 | 0.00011416 | 0.17 | 0.0903 | 0.1852 | 0.22208 | 0.89585 | 0.16657 | 0.19078
2553 | 1 | 0.00015194 | 2.2017e-05 | 0 | 0.00016448 | 0.00011416 | 0.44 | 0.0823 | 0.2043 | 0.26013 | 0.96406 | 0.20773 | 0.43389
2554 | 1 | 0.00015864 | 0 | 0 | 0.00018797 | 0.00011416 | 0.6 | 0.0839 | 0.2431 | 0.24551 | 0.97143 | 0.12029 | 0.59779
2555 | 1 | 0.00015946 | 0 | 0 | 0.00020677 | 0.00011416 | 0.69 | 0.092 | 0.2945 | 0.24715 | 0.96866 | 0.034298 | 0.17099
2556 | 1 | 0.00016123 | 0 | 0 | 0.00018797 | 0.00011416 | 0.7 | 0.0996 | 0.3782 | 0.24567 | 0.94839 | 0.0013373 | 0.73684
2557 | 1 | 0.00015903 | 0 | 0 | 0.00019032 | 0.00011416 | 0.65 | 0.1034 | 0.4683 | 0.18497 | 0.95945 | 0.06616 | 0.73553
2558 | 1 | 0.00015124 | 0 | 0 | 0.00021382 | 0.00011416 | 0.59 | 0.0972 | 0.5207 | 0.12569 | 0.89585 | 0.27718 | 0.10384
2559 | 1 | 0.00014663 | 0 | 0 | 0.00022322 | 0.00011416 | 0.51 | 0.0848 | 0.5164 | 0.11965 | 0.88756 | 0.3557 | 0.47004
2560 | 1 | 0.00014492 | 0 | 0 | 0.00022322 | 0.00011416 | 0.44 | 0.0726 | 0.4946 | 0.093693 | 0.89124 | 0.2202 | 0.33716
2561 | 1 | 0.00014379 | 0 | 0 | 0.00016448 | 0.00011416 | 0.29 | 0.0667 | 0.4917 | 0.11305 | 0.90323 | 0.06418 | 0.27553
2562 | 1 | 0.00014118 | 0 | 0 | 0.00011748 | 0.00011416 | 0.13 | 0.0695 | 0.4902 | 0.12119 | 0.91521 | 0.0016383 | 0.061999
2563 | 1 | 0.00013516 | 3.2379e-05 | 0 | 8.8113e-05 | 0.00011416 | 0.02 | 0.0877 | 0.4654 | 0.17458 | 0.92166 | 0.012104 | 0
2564 | 1 | 0.00012971 | 8.7256e-05 | 0 | 5.8742e-05 | 0.00011416 | 0 | 0.1034 | 0.4186 | 0.19998 | 0.96682 | 0.11961 | 0
2565 | 1 | 0.00013621 | 0.00011334 | 0 | 3.7595e-05 | 0.00011416 | 0 | 0.0962 | 0.3037 | 0.26486 | 0.97512 | 0.15676 | 0
2566 | 1 | 0.00012012 | 0.00013321 | 0 | 2.3497e-05 | 0.00011416 | 0 | 0.0827 | 0.2443 | 0.24276 | 0.96866 | 0.094484 | 0
2567 | 1 | 0.00010406 | 0.00014768 | 0 | 9.3987e-06 | 0.00011416 | 0 | 0.0756 | 0.221 | 0.18739 | 0.93548 | 0.02895 | 0
2568 | 1 | 9.2703e-05 | 0.00015975 | 0 | 5.8742e-06 | 0.00011416 | 0 | 0.0732 | 0.1831 | 0.1561 | 0.89401 | 0.0013373 | 0
2569 | 1 | 8.1964e-05 | 0.00016974 | 0 | 2.3497e-06 | 0.00011416 | 0 | 0.0737 | 0.1233 | 0.17271 | 0.87742 | 0.048895 | 0
2570 | 1 | 7.3894e-05 | 0.00017766 | 0 | 1.1748e-06 | 0.00011416 | 0 | 0.0794 | 0.0758 | 0.17199 | 0.85622 | 0.21082 | 0
2571 | 1 | 6.8917e-05 | 0.00018373 | 0 | 1.4098e-05 | 0.00011416 | 0 | 0.0871 | 0.0392 | 0.12641 | 0.86359 | 0.26898 | 0
2572 | 1 | 6.5205e-05 | 0.00019113 | 0 | 3.7595e-05 | 0.00011416 | 0 | 0.0931 | 0.0633 | 0.098422 | 0.87005 | 0.16807 | 0
2573 | 1 | 6.2076e-05 | 0.00020134 | 0 | 9.3987e-05 | 0.00011416 | 0 | 0.0967 | 0.1781 | 0.090999 | 0.84793 | 0.049205 | 0
2574 | 1 | 6.3615e-05 | 0.0002077 | 0 | 0.0001821 | 0.00011416 | 0 | 0.0983 | 0.3542 | 0.082476 | 0.85714 | 0.0014614 | 0
2575 | 1 | 7.3572e-05 | 0.00017159 | 0 | 0.0001586 | 0.00011416 | 0 | 0.0868 | 0.4215 | 0.10007 | 0.85069 | 0.0074916 | 0.00050143
2576 | 1 | 9.3383e-05 | 0.00010964 | 0 | 0.00014685 | 0.00011416 | 0.09 | 0.0819 | 0.4522 | 0.11398 | 0.89585 | 0.086105 | 0.1161
2577 | 1 | 0.00011967 | 4.0482e-05 | 0 | 0.00016448 | 0.00011416 | 0.29 | 0.1264 | 0.5106 | 0.12245 | 0.94101 | 0.11912 | 0.25824
2578 | 1 | 0.00013614 | 0 | 0 | 0.00018797 | 0.00011416 | 0.46 | 0.1705 | 0.538 | 0.1291 | 0.93733 | 0.0749 | 0.54668
2579 | 1 | 0.00013757 | 0 | 0 | 0.00020677 | 0.00011416 | 0.59 | 0.209 | 0.6116 | 0.1313 | 0.91521 | 0.024691 | 0.83959
2580 | 1 | 0.00013692 | 0 | 0 | 0.00018797 | 0.00011416 | 0.43 | 0.2444 | 0.7458 | 0.1037 | 0.87465 | 0.0013373 | 0.81108
2581 | 1 | 0.00013786 | 0 | 0 | 0.00019032 | 0.00011416 | 0.53 | 0.2743 | 0.8395 | 0.10738 | 0.87097 | 0.033399 | 0.78021
2582 | 1 | 0.00013341 | 0 | 0 | 0.00021382 | 0.00011416 | 0.59 | 0.2963 | 0.8831 | 0.094188 | 0.84332 | 0.1499 | 0.92693
2583 | 1 | 0.00012584 | 0 | 0 | 0.00022322 | 0.00011416 | 0.54 | 0.3085 | 0.9078 | 0.092264 | 0.84055 | 0.18973 | 0.8164
2584 | 1 | 0.00012086 | 0 | 0 | 0.00022322 | 0.00011416 | 0.48 | 0.31 | 0.9221 | 0.10469 | 0.847 | 0.12009 | 0.63553
2585 | 1 | 0.00011905 | 0 | 0 | 0.00016448 | 0.00011416 | 0.3 | 0.2957 | 0.9125 | 0.10634 | 0.84424 | 0.035373 | 0.39443
2586 | 1 | 0.00011917 | 0 | 0 | 0.00011748 | 0.00011416 | 0.13 | 0.268 | 0.8613 | 0.099412 | 0.84977 | 0.0012781 | 0.1681
2587 | 1 | 0.00010933 | 6.7755e-05 | 0 | 8.8113e-05 | 0.00011416 | 0.02 | 0.2401 | 0.7569 | 0.11855 | 0.85438 | 0.0039066 | 0
2588 | 1 | 0.0001034 | 0.00012726 | 0 | 5.8742e-05 | 0.00011416 | 0 | 0.2444 | 0.7861 | 0.12223 | 0.87281 | 0.056654 | 0
2589 | 1 | 0.00011162 | 0.00015527 | 0 | 3.7595e-05 | 0.00011416 | 0 | 0.2371 | 0.8563 | 0.15055 | 0.90323 | 0.084599 | 0
2590 | 1 | 9.9996e-05 | 0.0001791 | 0 | 2.3497e-05 | 0.00011416 | 0 | 0.2437 | 0.8697 | 0.12861 | 0.92903 | 0.056337 | 0
2591 | 1 | 8.5185e-05 | 0.00019971 | 0 | 9.3987e-06 | 0.00011416 | 0 | 0.2542 | 0.8374 | 0.10854 | 0.88479 | 0.020423 | 0
2592 | 1 | 7.215e-05 | 0.00021696 | 0 | 5.8742e-06 | 0.00011416 | 0 | 0.2589 | 0.7834 | 0.10551 | 0.87834 | 0.0013373 | 0
2593 | 1 | 6.02e-05 | 0.00023135 | 0 | 2.3497e-06 | 0.00011416 | 0 | 0.26 | 0.7458 | 0.12657 | 0.85622 | 0.022727 | 0
2594 | 1 | 5.0941e-05 | 0.00024463 | 0 | 1.1748e-06 | 0.00011416 | 0 | 0.2515 | 0.7013 | 0.10931 | 0.85069 | 0.10674 | 0
2595 | 1 | 4.4744e-05 | 0.00025736 | 0 | 1.4098e-05 | 0.00011416 | 0 | 0.2372 | 0.6742 | 0.10683 | 0.84147 | 0.1339 | 0
2596 | 1 | 3.9929e-05 | 0.0002678 | 0 | 3.7595e-05 | 0.00011416 | 0 | 0.2162 | 0.7115 | 0.10524 | 0.83871 | 0.085976 | 0
2597 | 1 | 3.7659e-05 | 0.00027949 | 0 | 9.3987e-05 | 0.00011416 | 0 | 0.2025 | 0.6921 | 0.10683 | 0.83594 | 0.025498 | 0
2598 | 1 | 3.7933e-05 | 0.00028689 | 0 | 0.0001821 | 0.00011416 | 0 | 0.1966 | 0.6443 | 0.10376 | 0.82857 | 0.0011286 | 0
2599 | 1 | 4.6532e-05 | 0.00024042 | 0 | 0.0001586 | 0.00011416 | 0.02 | 0.1591 | 0.583 | 0.11783 | 0.82673 | 0.0018864 | 0.0059949
2600 | 1 | 6.2572e-05 | 0.00017721 | 0 | 0.00014685 | 0.00011416 | 0.22 | 0.1508 | 0.6142 | 0.11717 | 0.82212 | 0.036909 | 0.1811
2601 | 1 | 8.7049e-05 | 0.00010713 | 0 | 0.00016448 | 0.00011416 | 0.42 | 0.147 | 0.7618 | 0.099027 | 0.83134 | 0.060161 | 0.35123
2602 | 1 | 0.00010755 | 4.7698e-05 | 0 | 0.00018797 | 0.00011416 | 0.62 | 0.1335 | 0.81 | 0.072634 | 0.85438 | 0.042662 | 0.64525
2603 | 1 | 0.00012023 | 0 | 0 | 0.00020677 | 0.00011416 | 0.75 | 0.1238 | 0.8017 | 0.070105 | 0.84793 | 0.01707 | 0.7005
2604 | 1 | 0.00012078 | 0 | 0 | 0.00018797 | 0.00011416 | 0.83 | 0.1198 | 0.7588 | 0.07104 | 0.847 | 0.0013373 | 0.87463
2605 | 1 | 0.0001225 | 0 | 0 | 0.00019032 | 0.00011416 | 0.84 | 0.1262 | 0.699 | 0.10018 | 0.85438 | 0.014612 | 0.58469
2606 | 1 | 0.00012085 | 0 | 0 | 0.00021382 | 0.00011416 | 0.8 | 0.1403 | 0.6519 | 0.10469 | 0.84332 | 0.072776 | 0.97581
2607 | 1 | 0.00011343 | 0 | 0 | 0.00022322 | 0.00011416 | 0.7 | 0.1567 | 0.6275 | 0.085501 | 0.83318 | 0.090263 | 0.82933
2608 | 1 | 0.00010908 | 0 | 0 | 0.00022322 | 0.00011416 | 0.45 | 0.1614 | 0.5995 | 0.093253 | 0.83502 | 0.059026 | 0.014653
2609 | 1 | 0.0001071 | 0 | 0 | 0.00016448 | 0.00011416 | 0.28 | 0.1536 | 0.5308 | 0.10535 | 0.83963 | 0.017657 | 0.40078
2610 | 1 | 0.00010744 | 0 | 0 | 0.00011748 | 0.00011416 | 0.13 | 0.1353 | 0.4888 | 0.10705 | 0.85069 | 0.00099127 | 0.16849
2611 | 1 | 9.7411e-05 | 6.9642e-05 | 0 | 8.8113e-05 | 0.00011416 | 0.02 | 0.1203 | 0.5913 | 0.16297 | 0.86359 | 0.00071998 | 0
2612 | 1 | 9.4474e-05 | 0.00013229 | 0 | 5.8742e-05 | 0.00011416 | 0 | 0.1221 | 0.6874 | 0.18678 | 0.90323 | 0.022384 | 0
2613 | 1 | 0.00010764 | 0.00016049 | 0 | 3.7595e-05 | 0.00011416 | 0 | 0.1105 | 0.7126 | 0.25095 | 0.99078 | 0.04095 | 0
2614 | 1 | 0.00010009 | 0.00017895 | 0 | 2.3497e-05 | 0.00011416 | 0 | 0.0981 | 0.7081 | 0.21779 | 1.0461 | 0.0314 | 0
2615 | 1 | 8.5685e-05 | 0.00019464 | 0 | 9.3987e-06 | 0.00011416 | 0 | 0.0877 | 0.679 | 0.18035 | 0.91797 | 0.014105 | 0
2616 | 1 | 7.0169e-05 | 0.00020989 | 0 | 5.8742e-06 | 0.00011416 | 0 | 0.0803 | 0.6468 | 0.13917 | 0.86175 | 0.0013373 | 0
2617 | 1 | 5.9486e-05 | 0.00022354 | 0 | 2.3497e-06 | 0.00011416 | 0 | 0.0762 | 0.6196 | 0.12448 | 0.83687 | 0.010683 | 0
2618 | 1 | 5.1951e-05 | 0.00023742 | 0 | 1.1748e-06 | 0.00011416 | 0 | 0.0752 | 0.5967 | 0.10337 | 0.82581 | 0.055732 | 0
2619 | 1 | 4.7377e-05 | 0.00025048 | 0 | 1.4098e-05 | 0.00011416 | 0 | 0.0812 | 0.5565 | 0.094958 | 0.83134 | 0.068513 | 0
2620 | 1 | 4.5415e-05 | 0.00026217 | 0 | 3.7595e-05 | 0.00011416 | 0 | 0.0889 | 0.4581 | 0.10683 | 0.83594 | 0.045444 | 0
2621 | 1 | 4.709e-05 | 0.00027335 | 0 | 9.3987e-05 | 0.00011416 | 0 | 0.0926 | 0.343 | 0.099357 | 0.82857 | 0.013684 | 0
2622 | 1 | 6.1364e-05 | 0.00027723 | 0 | 0.0001821 | 0.00011416 | 0 | 0.0905 | 0.332 | 0.1335 | 0.8977 | 0.00091137 | 0
2623 | 1 | 9.1334e-05 | 0.0002181 | 0 | 0.0001586 | 0.00011416 | 0.02 | 0.0736 | 0.2701 | 0.18288 | 0.90599 | 0.00032027 | 0.014775
2624 | 1 | 0.00010542 | 0.00014361 | 0 | 0.00014685 | 0.00011416 | 0.2 | 0.0453 | 0.2516 | 0.22269 | 1.0341 | 0.015602 | 0.19996
2625 | 1 | 0.00014203 | 5.4618e-05 | 0 | 0.00016448 | 0.00011416 | 0.35 | 0.0453 | 0.2153 | 0.2245 | 1.0442 | 0.031318 | 0.41641
2626 | 1 | 0.00015456 | 0 | 0 | 0.00018797 | 0.00011416 | 0.42 | 0.0457 | 0.2065 | 0.21922 | 0.95207 | 0.025484 | 0.68173
2627 | 1 | 0.00015537 | 0 | 0 | 0.00020677 | 0.00011416 | 0.72 | 0.0439 | 0.1873 | 0.18942 | 0.91613 | 0.012438 | 0.64828
2628 | 1 | 0.00015678 | 0 | 0 | 0.00018797 | 0.00011416 | 0.8 | 0.045 | 0.1701 | 0.19124 | 0.90876 | 0.0013373 | 0.99047
2629 | 1 | 0.00015605 | 0 | 0 | 0.00019032 | 0.00011416 | 0.8 | 0.0497 | 0.152 | 0.16077 | 0.88756 | 0.0081022 | 1
2630 | 1 | 0.0001505 | 0 | 0 | 0.00021382 | 0.00011416 | 0.75 | 0.0589 | 0.1394 | 0.15473 | 0.89309 | 0.044193 | 1
2631 | 1 | 0.0001463 | 0 | 0 | 0.00022322 | 0.00011416 | 0.69 | 0.0723 | 0.1403 | 0.14444 | 0.88387 | 0.053873 | 0.81497
2632 | 1 | 0.00014505 | 0 | 0 | 0.00022322 | 0.00011416 | 0.55 | 0.0903 | 0.1465 | 0.13554 | 0.88111 | 0.036217 | 0.64556
2633 | 1 | 0.00014417 | 0 | 0 | 0.00016448 | 0.00011416 | 0.34 | 0.1184 | 0.1465 | 0.13928 | 0.88018 | 0.010974 | 0.45149
2634 | 1 | 0.00014181 | 0 | 0 | 0.00011748 | 0.00011416 | 0.13 | 0.1567 | 0.1447 | 0.12371 | 0.88111 | 0.00085063 | 0.11361
2635 | 1 | 0.00013679 | 1.9538e-05 | 0 | 8.8113e-05 | 0.00011416 | 0.02 | 0.2076 | 0.176 | 0.13631 | 0.87097 | 0.00013621 | 0
2636 | 1 | 0.00013129 | 7.9522e-05 | 0 | 5.8742e-05 | 0.00011416 | 0 | 0.2639 | 0.2491 | 0.17205 | 0.94839 | 0.011287 | 0
2637 | 1 | 0.00013844 | 0.00011279 | 0 | 3.7595e-05 | 0.00011416 | 0 | 0.2842 | 0.3969 | 0.19805 | 1.012 | 0.024803 | 0
2638 | 1 | 0.00012051 | 0.00014047 | 0 | 2.3497e-05 | 0.00011416 | 0 | 0.2776 | 0.5322 | 0.13339 | 0.92627 | 0.021325 | 0
2639 | 1 | 9.9964e-05 | 0.00016271 | 0 | 9.3987e-06 | 0.00011416 | 0 | 0.2656 | 0.5967 | 0.107 | 0.85253 | 0.011204 | 0
2640 | 1 | 8.6738e-05 | 0.00017921 | 0 | 5.8742e-06 | 0.00011416 | 0 | 0.2536 | 0.6275 | 0.094188 | 0.8129 | 0.0013373 | 0
2641 | 1 | 7.5139e-05 | 0.00019353 | 0 | 2.3497e-06 | 0.00011416 | 0 | 0.2467 | 0.6557 | 0.098587 | 0.80184 | 0.0081022 | 0
2642 | 1 | 6.7723e-05 | 0.00020678 | 0 | 1.1748e-06 | 0.00011416 | 0 | 0.2477 | 0.634 | 0.12042 | 0.8 | 0.044193 | 0
2643 | 1 | 6.3759e-05 | 0.00021588 | 0 | 1.4098e-05 | 0.00011416 | 0 | 0.2483 | 0.5816 | 0.12163 | 0.79631 | 0.053873 | 0
2644 | 1 | 6.1867e-05 | 0.00022251 | 0 | 3.7595e-05 | 0.00011416 | 0 | 0.2432 | 0.5579 | 0.12124 | 0.79631 | 0.036217 | 0
2645 | 1 | 6.3162e-05 | 0.00022758 | 0 | 9.3987e-05 | 0.00011416 | 0 | 0.2445 | 0.5062 | 0.083796 | 0.80092 | 0.010974 | 0
2646 | 1 | 7.6253e-05 | 0.00022561 | 0 | 0.0001821 | 0.00011416 | 0 | 0.2444 | 0.4464 | 0.11805 | 0.81475 | 0.00085063 | 0
2647 | 1 | 0.00010398 | 0.000164 | 0 | 0.0001586 | 0.00011416 | 0.02 | 0.2143 | 0.3361 | 0.13631 | 0.84977 | 0.00013621 | 0.0019389
2648 | 1 | 0.00012998 | 9.3139e-05 | 0 | 0.00014685 | 0.00011416 | 0.06 | 0.2206 | 0.2372 | 0.17238 | 0.90138 | 0.011287 | 0.015143
2649 | 1 | 0.00015022 | 1.9205e-05 | 0 | 0.00016448 | 0.00011416 | 0.44 | 0.2973 | 0.2638 | 0.18288 | 0.91521 | 0.024803 | 0.10071
2650 | 1 | 0.00015603 | 0 | 0 | 0.00018797 | 0.00011416 | 0.63 | 0.3493 | 0.2919 | 0.18266 | 0.89677 | 0.021325 | 0.17978
2651 | 1 | 0.00015696 | 0 | 0 | 0.00020677 | 0.00011416 | 0.71 | 0.3759 | 0.3754 | 0.16017 | 0.87189 | 0.011204 | 0.71436
2652 | 1 | 0.00015809 | 0 | 0 | 0.00018797 | 0.00011416 | 0.86 | 0.3883 | 0.4143 | 0.15038 | 0.84793 | 0.0013373 | 0.31923
2653 | 1 | 0.00015739 | 0 | 0 | 0.00019032 | 0.00011416 | 0.86 | 0.3939 | 0.4361 | 0.10079 | 0.81382 | 0.0087032 | 0.99037
2654 | 1 | 0.00015148 | 0 | 0 | 0.00021382 | 0.00011416 | 0.7 | 0.4002 | 0.48 | 0.078793 | 0.85161 | 0.046912 | 0.8609
2655 | 1 | 0.0001473 | 0 | 0 | 0.00022322 | 0.00011416 | 0.62 | 0.4036 | 0.5394 | 0.080167 | 0.83687 | 0.057314 | 0.81371
2656 | 1 | 0.00014619 | 0 | 0 | 0.00022322 | 0.00011416 | 0.55 | 0.411 | 0.5816 | 0.083136 | 0.77327 | 0.038394 | 0.34338
2657 | 1 | 0.00014508 | 0 | 0 | 0.00016448 | 0.00011416 | 0.37 | 0.4024 | 0.5351 | 0.073129 | 0.77143 | 0.011614 | 0.16651
2658 | 1 | 0.00014306 | 0 | 0 | 0.00011748 | 0.00011416 | 0.03 | 0.3614 | 0.5761 | 0.079397 | 0.78249 | 0.00086555 | 0.069075
2659 | 1 | 0.000141 | 9.362e-06 | 0 | 8.8113e-05 | 0.00011416 | 0 | 0.3313 | 0.7312 | 0.1258 | 0.78618 | 0.00017275 | 0
2660 | 1 | 0.00013714 | 6.3869e-05 | 0 | 5.8742e-05 | 0.00011416 | 0 | 0.3421 | 0.8108 | 0.1561 | 0.8553 | 0.012279 | 0
2661 | 1 | 0.00014351 | 8.8477e-05 | 0 | 3.7595e-05 | 0.00011416 | 0 | 0.3341 | 0.8287 | 0.17425 | 0.85899 | 0.026338 | 0
2662 | 1 | 0.00012585 | 0.00011016 | 0 | 2.3497e-05 | 0.00011416 | 0 | 0.3059 | 0.8164 | 0.13906 | 0.84055 | 0.022319 | 0
2663 | 1 | 0.00010672 | 0.00012911 | 0 | 9.3987e-06 | 0.00011416 | 0 | 0.2986 | 0.8164 | 0.091549 | 0.80922 | 0.011505 | 0
2664 | 1 | 9.463e-05 | 0.00014372 | 0 | 5.8742e-06 | 0.00011416 | 0 | 0.3013 | 0.7888 | 0.10051 | 0.76682 | 0.0013373 | 0
2665 | 1 | 8.4581e-05 | 0.00015231 | 0 | 2.3497e-06 | 0.00011416 | 0 | 0.2994 | 0.7478 | 0.093858 | 0.76498 | 0.011404 | 0
2666 | 1 | 7.8436e-05 | 0.00015838 | 0 | 1.1748e-06 | 0.00011416 | 0 | 0.2884 | 0.7182 | 0.097817 | 0.76682 | 0.058901 | 0
2667 | 1 | 7.4182e-05 | 0.00016326 | 0 | 1.4098e-05 | 0.00011416 | 0 | 0.2757 | 0.7013 | 0.094683 | 0.76682 | 0.072546 | 0
2668 | 1 | 7.3365e-05 | 0.00016826 | 0 | 3.7595e-05 | 0.00011416 | 0 | 0.2557 | 0.699 | 0.099687 | 0.76313 | 0.047973 | 0
2669 | 1 | 7.3033e-05 | 0.00017588 | 0 | 9.3987e-05 | 0.00011416 | 0 | 0.2428 | 0.7093 | 0.10502 | 0.76682 | 0.014425 | 0
2670 | 1 | 8.3741e-05 | 0.00018117 | 0 | 0.0001821 | 0.00011416 | 0 | 0.2415 | 0.6754 | 0.1098 | 0.7871 | 0.00092699 | 0
2671 | 1 | 0.00010812 | 0.00013939 | 0 | 0.0001586 | 0.00011416 | 0.03 | 0.2156 | 0.5775 | 0.11838 | 0.80461 | 0.00038361 | 0.016313
2672 | 1 | 0.00012993 | 8.8033e-05 | 0 | 0.00014685 | 0.00011416 | 0.19 | 0.2003 | 0.4902 | 0.16429 | 0.89124 | 0.01683 | 0.19698
2673 | 1 | 0.00014678 | 3.5117e-05 | 0 | 0.00016448 | 0.00011416 | 0.44 | 0.2097 | 0.5508 | 0.18975 | 0.94562 | 0.033108 | 0.43468
2674 | 1 | 0.00015795 | 0 | 0 | 0.00018797 | 0.00011416 | 0.62 | 0.218 | 0.5422 | 0.18024 | 0.94654 | 0.026602 | 0.65994
2675 | 1 | 0.00015918 | 0 | 0 | 0.00020677 | 0.00011416 | 0.63 | 0.2231 | 0.512 | 0.19014 | 0.92166 | 0.01276 | 0.25829
2676 | 1 | 0.00015962 | 0 | 0 | 0.00018797 | 0.00011416 | 0.51 | 0.2236 | 0.4508 | 0.18816 | 0.98525 | 0.0013373 | 0.096007
2677 | 1 | 0.00015721 | 0 | 0 | 0.00019032 | 0.00011416 | 0.7 | 0.2337 | 0.3754 | 0.16622 | 0.99078 | 0.015499 | 0.40992
2678 | 1 | 0.00015037 | 0 | 0 | 0.00021382 | 0.00011416 | 0.67 | 0.2364 | 0.3306 | 0.13224 | 0.85346 | 0.076556 | 0.5789
2679 | 1 | 0.00014548 | 0 | 0 | 0.00022322 | 0.00011416 | 0.66 | 0.2255 | 0.3361 | 0.11816 | 0.8341 | 0.095102 | 0.75738
2680 | 1 | 0.00014412 | 0 | 0 | 0.00022322 | 0.00011416 | 0.53 | 0.2123 | 0.3458 | 0.1037 | 0.82304 | 0.062032 | 0.56895
2681 | 1 | 0.00014338 | 0 | 0 | 0.00016448 | 0.00011416 | 0.35 | 0.1945 | 0.3184 | 0.084676 | 0.82028 | 0.018534 | 0.34668
2682 | 1 | 0.00014115 | 0 | 0 | 0.00011748 | 0.00011416 | 0.13 | 0.1594 | 0.2815 | 0.092539 | 0.83318 | 0.0010078 | 0.10887
2683 | 1 | 0.00013754 | 1.5246e-05 | 0 | 8.8113e-05 | 0.00011416 | 0.02 | 0.1293 | 0.3063 | 0.11701 | 0.84332 | 0.00082711 | 0
2684 | 1 | 0.00012916 | 8.6553e-05 | 0 | 5.8742e-05 | 0.00011416 | 0 | 0.1181 | 0.2614 | 0.20707 | 0.97327 | 0.023942 | 0
2685 | 1 | 0.00013339 | 0.00011501 | 0 | 3.7595e-05 | 0.00011416 | 0 | 0.103 | 0.2221 | 0.28702 | 1.0258 | 0.043087 | 0
2686 | 1 | 0.0001191 | 0.00013429 | 0 | 2.3497e-05 | 0.00011416 | 0 | 0.0944 | 0.1936 | 0.25936 | 1.0175 | 0.032684 | 0
2687 | 1 | 0.00010268 | 0.00015209 | 0 | 9.3987e-06 | 0.00011416 | 0 | 0.0932 | 0.1936 | 0.18706 | 0.94101 | 0.014455 | 0
2688 | 1 | 9.0651e-05 | 0.00016648 | 0 | 5.8742e-06 | 0.00011416 | 0 | 0.094 | 0.1781 | 0.17425 | 0.94009 | 0.0013373 | 0
2689 | 1 | 7.8435e-05 | 0.00017884 | 0 | 2.3497e-06 | 0.00011416 | 0 | 0.0973 | 0.1548 | 0.15605 | 0.8424 | 0.019404 | 0
2690 | 1 | 7.0404e-05 | 0.00019061 | 0 | 1.1748e-06 | 0.00011416 | 0 | 0.1043 | 0.1351 | 0.14334 | 0.82581 | 0.092983 | 0
2691 | 1 | 6.5809e-05 | 0.00020397 | 0 | 1.4098e-05 | 0.00011416 | 0 | 0.1081 | 0.1242 | 0.11404 | 0.8212 | 0.11619 | 0
2692 | 1 | 6.2727e-05 | 0.00021688 | 0 | 3.7595e-05 | 0.00011416 | 0 | 0.1091 | 0.1242 | 0.10837 | 0.82304 | 0.075076 | 0
2693 | 1 | 6.2926e-05 | 0.00022424 | 0 | 9.3987e-05 | 0.00011416 | 0 | 0.1087 | 0.125 | 0.10832 | 0.87005 | 0.022332 | 0
2694 | 1 | 7.3076e-05 | 0.00022484 | 0 | 0.0001821 | 0.00011416 | 0 | 0.1084 | 0.1046 | 0.13537 | 0.95576 | 0.0010757 | 0
2695 | 1 | 9.9816e-05 | 0.00016263 | 0 | 0.0001586 | 0.00011416 | 0.02 | 0.0823 | 0.0478 | 0.18458 | 0.94839 | 0.0013616 | 0.020391
2696 | 1 | 0.00012537 | 8.7811e-05 | 0 | 0.00014685 | 0.00011416 | 0.21 | 0.0497 | 0.0193 | 0.2399 | 1.024 | 0.030893 | 0.20883
2697 | 1 | 0.00014853 | 0 | 0 | 0.00016448 | 0.00011416 | 0.43 | 0.0406 | 0.0222 | 0.24913 | 1.0313 | 0.052378 | 0.4141
2698 | 1 | 0.00015082 | 0 | 0 | 0.00018797 | 0.00011416 | 0.59 | 0.0376 | 0.0074 | 0.21807 | 1.0065 | 0.038168 | 0.4811
2699 | 1 | 0.00015251 | 0 | 0 | 0.00020677 | 0.00011416 | 0.71 | 0.0402 | 0.0043 | 0.21636 | 0.96498 | 0.015913 | 0.82747
2700 | 1 | 0.00015255 | 0 | 0 | 0.00018797 | 0.00011416 | 0.72 | 0.0482 | 0.0054 | 0.20784 | 0.90415 | 0.0013373 | 0.90666
2701 | 1 | 0.00015233 | 0 | 0 | 0.00019032 | 0.00011416 | 0.76 | 0.0601 | 0.0132 | 0.18634 | 0.88203 | 0.025142 | 0.90528
2702 | 1 | 0.00014603 | 0 | 0 | 0.00021382 | 0.00011416 | 0.59 | 0.0737 | 0.0411 | 0.14912 | 0.85991 | 0.11662 | 0.62971
2703 | 1 | 0.00014194 | 0 | 0 | 0.00022322 | 0.00011416 | 0.6 | 0.0884 | 0.0952 | 0.13224 | 0.85161 | 0.14666 | 0.75643
2704 | 1 | 0.00014072 | 0 | 0 | 0.00022322 | 0.00011416 | 0.53 | 0.1007 | 0.1914 | 0.13097 | 0.85899 | 0.0938 | 0.61129
2705 | 1 | 0.00014015 | 0 | 0 | 0.00016448 | 0.00011416 | 0.34 | 0.1058 | 0.3444 | 0.12613 | 0.85622 | 0.027767 | 0.26321
2706 | 1 | 0.00013786 | 0 | 0 | 0.00011748 | 0.00011416 | 0.13 | 0.1047 | 0.4405 | 0.14301 | 0.87097 | 0.0011648 | 0.16563
2707 | 1 | 0.00013765 | 0 | 0 | 8.8113e-05 | 0.00011416 | 0.02 | 0.105 | 0.4099 | 0.17117 | 0.95392 | 0.0023023 | 0
2708 | 1 | 0.00013539 | 3.8225e-05 | 0 | 5.8742e-05 | 0.00011416 | 0 | 0.0992 | 0.3911 | 0.23143 | 1.0221 | 0.041324 | 0
2709 | 1 | 0.00013013 | 6.6015e-05 | 0 | 3.7595e-05 | 0.00011416 | 0 | 0.0775 | 0.3542 | 0.13916 | 0.80534 | 0.065756 | 0
2710 | 1 | 0.00012797 | 8.5998e-05 | 0 | 2.3497e-05 | 0.00011416 | 0 | 0.0639 | 0.3279 | 0.25815 | 1.0111 | 0.045845 | 0
2711 | 1 | 0.00011075 | 0.00010139 | 0 | 9.3987e-06 | 0.00011416 | 0 | 0.0593 | 0.2867 | 0.19459 | 0.96959 | 0.017871 | 0
2712 | 1 | 9.7515e-05 | 0.00011434 | 0 | 5.8742e-06 | 0.00011416 | 0 | 0.057 | 0.2676 | 0.13059 | 0.8682 | 0.0013373 | 0
2713 | 1 | 8.6879e-05 | 0.0001267 | 0 | 2.3497e-06 | 0.00011416 | 0 | 0.0584 | 0.2971 | 0.11118 | 0.84885 | 0.031913 | 0
2714 | 1 | 7.9163e-05 | 0.00013592 | 0 | 1.1748e-06 | 0.00011416 | 0 | 0.0637 | 0.3334 | 0.10387 | 0.82765 | 0.14396 | 0
2715 | 1 | 7.5636e-05 | 0.00013917 | 0 | 1.4098e-05 | 0.00011416 | 0 | 0.0676 | 0.3184 | 0.11723 | 0.82212 | 0.18203 | 0
2716 | 1 | 7.4042e-05 | 0.00014483 | 0 | 3.7595e-05 | 0.00011416 | 0 | 0.0725 | 0.301 | 0.11607 | 0.81106 | 0.1154 | 0
2717 | 1 | 7.5291e-05 | 0.00015246 | 0 | 9.3987e-05 | 0.00011416 | 0 | 0.0801 | 0.3157 | 0.11838 | 0.80922 | 0.03402 | 0
2718 | 1 | 8.7199e-05 | 0.00015545 | 0 | 0.0001821 | 0.00011416 | 0 | 0.0925 | 0.288 | 0.10931 | 0.81751 | 0.0012587 | 0
2719 | 1 | 0.00010974 | 0.00011334 | 0 | 0.0001586 | 0.00011416 | 0.02 | 0.0888 | 0.1529 | 0.17375 | 0.84793 | 0.0035994 | 0
2720 | 1 | 0.0001324 | 5.5395e-05 | 0 | 0.00014685 | 0.00011416 | 0.17 | 0.0585 | 0.0765 | 0.20482 | 0.89124 | 0.053873 | 0.030442
2721 | 1 | 0.0001503 | 0 | 0 | 0.00016448 | 0.00011416 | 0.4 | 0.065 | 0.0468 | 0.22467 | 0.91797 | 0.081237 | 0.2363
2722 | 1 | 0.0001542 | 0 | 0 | 0.00018797 | 0.00011416 | 0.55 | 0.1033 | 0.0439 | 0.23588 | 0.9106 | 0.054488 | 0.38102
2723 | 1 | 0.00015479 | 0 | 0 | 0.00020677 | 0.00011416 | 0.71 | 0.1402 | 0.0468 | 0.2256 | 0.95853 | 0.019982 | 0.11382
2724 | 1 | 0.00015597 | 0 | 0 | 0.00018797 | 0.00011416 | 0.55 | 0.1796 | 0.0379 | 0.19794 | 0.90323 | 0.0013373 | 0.88955
2725 | 1 | 0.00015538 | 0 | 0 | 0.00019032 | 0.00011416 | 0.79 | 0.2128 | 0.0219 | 0.15726 | 0.87558 | 0.038131 | 0.7634
2726 | 1 | 0.00015051 | 0 | 0 | 0.00021382 | 0.00011416 | 0.68 | 0.2317 | 0.0196 | 0.12674 | 0.84608 | 0.16868 | 0.046867
2727 | 1 | 0.00014564 | 0 | 0 | 0.00022322 | 0.00011416 | 0.38 | 0.2458 | 0.0353 | 0.082092 | 0.87097 | 0.21411 | 0.27083
2728 | 1 | 0.00014355 | 0 | 0 | 0.00022322 | 0.00011416 | 0.32 | 0.255 | 0.0473 | 0.080717 | 0.87097 | 0.1349 | 0.0032983
2729 | 1 | 0.00014281 | 0 | 0 | 0.00016448 | 0.00011416 | 0.17 | 0.2475 | 0.0353 | 0.096223 | 0.86912 | 0.039648 | 0
2730 | 1 | 0.00014093 | 0 | 0 | 0.00011748 | 0.00011416 | 0.03 | 0.2309 | 0.0183 | 0.093968 | 0.91705 | 0.0013373 | 0
2731 | 1 | 0.00013979 | 2.7383e-06 | 0 | 8.8113e-05 | 0.00011416 | 0.01 | 0.2164 | 0.0137 | 0.083246 | 0.93917 | 0.0049321 | 0
2732 | 1 | 0.00013422 | 5.5506e-05 | 0 | 5.8742e-05 | 0.00011416 | 0 | 0.2145 | 0.028 | 0.15412 | 0.91244 | 0.065567 | 0
2733 | 1 | 0.00013872 | 8.3222e-05 | 0 | 3.7595e-05 | 0.00011416 | 0 | 0.2068 | 0.0571 | 0.21867 | 0.95853 | 0.09524 | 0
2734 | 1 | 0.00012343 | 0.00010372 | 0 | 2.3497e-05 | 0.00011416 | 0 | 0.2092 | 0.0796 | 0.15253 | 0.9318 | 0.062136 | 0
2735 | 1 | 0.0001083 | 0.00011693 | 0 | 9.3987e-06 | 0.00011416 | 0 | 0.2314 | 0.0835 | 0.08737 | 0.86359 | 0.021786 | 0
2736 | 1 | 9.7837e-05 | 0.00012818 | 0 | 5.8742e-06 | 0.00011416 | 0 | 0.2642 | 0.1053 | 0.099247 | 0.85069 | 0.0013373 | 0
2737 | 1 | 8.6737e-05 | 0.0001398 | 0 | 2.3497e-06 | 0.00011416 | 0 | 0.2874 | 0.1831 | 0.12723 | 0.81843 | 0.045108 | 0
2738 | 1 | 7.8629e-05 | 0.00014876 | 0 | 1.1748e-06 | 0.00011416 | 0 | 0.2884 | 0.2945 | 0.10502 | 0.79263 | 0.19607 | 0
2739 | 1 | 7.382e-05 | 0.00015771 | 0 | 1.4098e-05 | 0.00011416 | 0 | 0.2861 | 0.3897 | 0.11783 | 0.78433 | 0.24976 | 0
2740 | 1 | 7.0933e-05 | 0.00016619 | 0 | 3.7595e-05 | 0.00011416 | 0 | 0.2787 | 0.4157 | 0.11756 | 0.77696 | 0.15647 | 0
2741 | 1 | 6.8189e-05 | 0.00017366 | 0 | 9.3987e-05 | 0.00011416 | 0 | 0.2559 | 0.4376 | 0.10986 | 0.78802 | 0.045866 | 0
2742 | 1 | 7.142e-05 | 0.00017166 | 0 | 0.0001821 | 0.00011416 | 0 | 0.2367 | 0.4522 | 0.11574 | 0.78065 | 0.0014192 | 0
2743 | 1 | 8.1845e-05 | 0.00012678 | 0 | 0.0001586 | 0.00011416 | 0.02 | 0.2044 | 0.442 | 0.11855 | 0.78065 | 0.0065588 | 0.020391
2744 | 1 | 0.00010105 | 7.3601e-05 | 0 | 0.00014685 | 0.00011416 | 0.09 | 0.221 | 0.4274 | 0.11915 | 0.8 | 0.078843 | 0.0083237
2745 | 1 | 0.00012573 | 1.7281e-05 | 0 | 0.00016448 | 0.00011416 | 0.21 | 0.2462 | 0.4888 | 0.12514 | 0.82396 | 0.11077 | 0.0046689
2746 | 1 | 0.00013879 | 0 | 0 | 0.00018797 | 0.00011416 | 0.5 | 0.2717 | 0.6196 | 0.14389 | 0.82949 | 0.070468 | 0.025517
2747 | 1 | 0.00014013 | 0 | 0 | 0.00020677 | 0.00011416 | 0.44 | 0.2901 | 0.8132 | 0.12883 | 0.83318 | 0.023696 | 0
2748 | 1 | 0.00013917 | 0 | 0 | 0.00018797 | 0.00011416 | 0.32 | 0.3046 | 0.8743 | 0.11129 | 0.83318 | 0.0013373 | 0
2749 | 1 | 0.00014001 | 0 | 0 | 0.00019032 | 0.00011416 | 0.21 | 0.3204 | 0.8899 | 0.12036 | 0.83318 | 0.050866 | 0
2750 | 1 | 0.00013462 | 0 | 0 | 0.00021382 | 0.00011416 | 0.25 | 0.3325 | 0.8847 | 0.090064 | 0.82949 | 0.21846 | 0
2751 | 1 | 0.00012714 | 0 | 0 | 0.00022322 | 0.00011416 | 0.16 | 0.3311 | 0.8594 | 0.078078 | 0.80645 | 0.27895 | 0.015043
2752 | 1 | 0.00012179 | 0 | 0 | 0.00022322 | 0.00011416 | 0.14 | 0.3169 | 0.8092 | 0.079782 | 0.80092 | 0.17408 | 0.10268
2753 | 1 | 0.0001199 | 0 | 0 | 0.00016448 | 0.00011416 | 0.19 | 0.2924 | 0.7437 | 0.070325 | 0.79724 | 0.050934 | 0.1582
2754 | 1 | 0.00011924 | 0 | 0 | 0.00011748 | 0.00011416 | 0.13 | 0.2472 | 0.5844 | 0.068016 | 0.81382 | 0.0014827 | 0.014553
2755 | 1 | 0.00012061 | 0 | 0 | 8.8113e-05 | 0.00011416 | 0.03 | 0.201 | 0.3911 | 0.068455 | 0.84147 | 0.0079894 | 0
2756 | 1 | 0.00011724 | 4.8438e-05 | 0 | 5.8742e-05 | 0.00011416 | 0 | 0.2024 | 0.4537 | 0.082531 | 0.9659 | 0.089897 | 0
2757 | 1 | 0.00012532 | 7.1122e-05 | 0 | 3.7595e-05 | 0.00011416 | 0 | 0.2119 | 0.4815 | 0.12866 | 1.0516 | 0.12346 | 0
2758 | 1 | 0.00011576 | 8.8625e-05 | 0 | 2.3497e-05 | 0.00011416 | 0 | 0.2296 | 0.3983 | 0.12201 | 0.97419 | 0.077184 | 0
2759 | 1 | 0.00010319 | 0.00010195 | 0 | 9.3987e-06 | 0.00011416 | 0 | 0.2438 | 0.3024 | 0.098697 | 0.92903 | 0.025199 | 0
2760 | 1 | 9.0797e-05 | 0.00011364 | 0 | 5.8742e-06 | 0.00011416 | 0 | 0.2474 | 0.2087 | 0.10513 | 0.87558 | 0.0013373 | 0
2761 | 1 | 7.9277e-05 | 0.0001237 | 0 | 2.3497e-06 | 0.00011416 | 0 | 0.2511 | 0.1266 | 0.13647 | 0.90046 | 0.057093 | 0
2762 | 1 | 7.1727e-05 | 0.00013225 | 0 | 1.1748e-06 | 0.00011416 | 0 | 0.2508 | 0.0869 | 0.14648 | 0.85714 | 0.24249 | 0
2763 | 1 | 6.8007e-05 | 0.00013843 | 0 | 1.4098e-05 | 0.00011416 | 0 | 0.2553 | 0.1099 | 0.14461 | 0.84885 | 0.31032 | 0
2764 | 1 | 6.554e-05 | 0.00014235 | 0 | 3.7595e-05 | 0.00011416 | 0 | 0.2588 | 0.1711 | 0.13719 | 0.86083 | 0.19297 | 0
2765 | 1 | 6.4296e-05 | 0.00014668 | 0 | 9.3987e-05 | 0.00011416 | 0 | 0.2621 | 0.1595 | 0.12597 | 0.85069 | 0.056361 | 0
2766 | 1 | 6.5601e-05 | 0.00014587 | 0 | 0.0001821 | 0.00011416 | 0 | 0.2607 | 0.1099 | 0.1373 | 0.84977 | 0.0015481 | 0
2767 | 1 | 7.1813e-05 | 0.00010913 | 0 | 0.0001586 | 0.00011416 | 0.03 | 0.236 | 0.0849 | 0.12993 | 0.85438 | 0.0096143 | 0.00045686
2768 | 1 | 8.2779e-05 | 6.6422e-05 | 0 | 0.00014685 | 0.00011416 | 0.08 | 0.2931 | 0.0593 | 0.13647 | 0.87005 | 0.10194 | 0.079348
2769 | 1 | 0.00010312 | 2.0056e-05 | 0 | 0.00016448 | 0.00011416 | 0.43 | 0.3387 | 0.0468 | 0.15214 | 0.9318 | 0.13708 | 0.1428
2770 | 1 | 0.00011689 | 0 | 0 | 0.00018797 | 0.00011416 | 0.37 | 0.3488 | 0.0644 | 0.13125 | 0.95484 | 0.084313 | 0.15481
2771 | 1 | 0.00012254 | 0 | 0 | 0.00020677 | 0.00011416 | 0.47 | 0.3702 | 0.0816 | 0.10766 | 0.9576 | 0.026764 | 0
2772 | 1 | 0.00012485 | 0 | 0 | 0.00018797 | 0.00011416 | 0.34 | 0.4059 | 0.1024 | 0.10106 | 0.98249 | 0.0013373 | 0
2773 | 1 | 0.00012668 | 0 | 0 | 0.00019032 | 0.00011416 | 0.35 | 0.4292 | 0.1623 | 0.098477 | 0.9788 | 0.061516 | 0
2774 | 1 | 0.00012446 | 0 | 0 | 0.00021382 | 0.00011416 | 0.09 | 0.4399 | 0.2516 | 0.091604 | 0.95484 | 0.25945 | 0
2775 | 1 | 0.00011714 | 0 | 0 | 0.00022322 | 0.00011416 | 0.13 | 0.4374 | 0.2815 | 0.078463 | 0.91429 | 0.33249 | 0.1095
2776 | 1 | 0.00011219 | 0 | 0 | 0.00022322 | 0.00011416 | 0.03 | 0.3996 | 0.2142 | 0.085611 | 0.8977 | 0.20629 | 0.13588
2777 | 1 | 0.0001107 | 0 | 0 | 0.00016448 | 0.00011416 | 0.38 | 0.3895 | 0.1957 | 0.10227 | 0.89862 | 0.060186 | 0.29691
2778 | 1 | 0.00011164 | 2.0722e-06 | 0 | 0.00011748 | 0.00011416 | 0.05 | 0.366 | 0.2087 | 0.10442 | 0.90507 | 0.0015928 | 0
2779 | 1 | 0.00010454 | 5.7134e-05 | 0 | 8.8113e-05 | 0.00011416 | 0.02 | 0.3092 | 0.301 | 0.096223 | 0.9235 | 0.010812 | 0
2780 | 1 | 0.00010281 | 0.00010787 | 0 | 5.8742e-05 | 0.00011416 | 0 | 0.2752 | 0.4581 | 0.13031 | 0.95576 | 0.11054 | 0
2781 | 1 | 0.00011198 | 0.00013303 | 0 | 3.7595e-05 | 0.00011416 | 0 | 0.2753 | 0.5593 | 0.14351 | 1.0111 | 0.1467 | 0
2782 | 1 | 0.00010489 | 0.00014976 | 0 | 2.3497e-05 | 0.00011416 | 0 | 0.3033 | 0.5677 | 0.13592 | 0.99631 | 0.089302 | 0
2783 | 1 | 9.1795e-05 | 0.00016341 | 0 | 9.3987e-06 | 0.00011416 | 0 | 0.3342 | 0.5536 | 0.13614 | 0.95484 | 0.027843 | 0
2784 | 1 | 7.8048e-05 | 0.00017677 | 0 | 5.8742e-06 | 0.00011416 | 0 | 0.3578 | 0.5437 | 0.11508 | 0.89862 | 0.0013373 | 0
2785 | 1 | 6.7634e-05 | 0.0001875 | 0 | 2.3497e-06 | 0.00011416 | 0 | 0.385 | 0.5649 | 0.12338 | 0.89677 | 0.06381 | 0
2786 | 1 | 6.0298e-05 | 0.00019916 | 0 | 1.1748e-06 | 0.00011416 | 0 | 0.4005 | 0.5522 | 0.12591 | 0.87834 | 0.26822 | 0
2787 | 1 | 5.5736e-05 | 0.00021222 | 0 | 1.4098e-05 | 0.00011416 | 0 | 0.396 | 0.5885 | 0.12844 | 0.8765 | 0.34396 | 0
2788 | 1 | 5.351e-05 | 0.00022199 | 0 | 3.7595e-05 | 0.00011416 | 0 | 0.3863 | 0.6222 | 0.14829 | 0.87097 | 0.21317 | 0
2789 | 1 | 5.6154e-05 | 0.00022939 | 0 | 9.3987e-05 | 0.00011416 | 0 | 0.3756 | 0.6049 | 0.14378 | 0.8682 | 0.062162 | 0
2790 | 1 | 7.0631e-05 | 0.00023005 | 0 | 0.0001821 | 0.00011416 | 0 | 0.3676 | 0.5803 | 0.11635 | 0.87742 | 0.0016155 | 0
2791 | 1 | 9.5066e-05 | 0.00018857 | 0 | 0.0001586 | 0.00011416 | 0.03 | 0.3637 | 0.6022 | 0.11063 | 0.90415 | 0.011446 | 0.0036326
2792 | 1 | 0.00011867 | 0.00013629 | 0 | 0.00014685 | 0.00011416 | 0.1 | 0.4208 | 0.6557 | 0.13273 | 0.94009 | 0.11501 | 0.012257
2793 | 1 | 0.00013645 | 7.8967e-05 | 0 | 0.00016448 | 0.00011416 | 0.23 | 0.4609 | 0.6532 | 0.15759 | 0.97143 | 0.15168 | 0.012692
2794 | 1 | 0.00014966 | 2.9344e-05 | 0 | 0.00018797 | 0.00011416 | 0.16 | 0.4824 | 0.6209 | 0.13521 | 1.0147 | 0.091868 | 0
2795 | 1 | 0.00015714 | 0 | 0 | 0.00020677 | 0.00011416 | 0.37 | 0.4986 | 0.5747 | 0.12503 | 0.99539 | 0.028393 | 0
2796 | 1 | 0.00015868 | 0 | 0 | 0.00018797 | 0.00011416 | 0.38 | 0.5097 | 0.5351 | 0.13136 | 1.0018 | 0.0013373 | 0.017127
2797 | 1 | 0.00015824 | 0 | 0 | 0.00019032 | 0.00011416 | 0.22 | 0.5187 | 0.5077 | 0.12883 | 0.95392 | 0.068568 | 0.086045
2798 | 1 | 0.00015205 | 0 | 0 | 0.00021382 | 0.00011416 | 0.46 | 0.5235 | 0.4961 | 0.10843 | 0.96682 | 0.28635 | 0.036827
2799 | 1 | 0.00014785 | 0 | 0 | 0.00022322 | 0.00011416 | 0.31 | 0.5229 | 0.5207 | 0.10117 | 0.953 | 0.36769 | 0.081499
2800 | 1 | 0.00014645 | 0 | 0 | 0.00022322 | 0.00011416 | 0.3 | 0.5107 | 0.5579 | 0.093968 | 0.94839 | 0.22739 | 0.36564
2801 | 1 | 0.00014652 | 0 | 0 | 0.00016448 | 0.00011416 | 0.31 | 0.491 | 0.5761 | 0.092429 | 0.95484 | 0.066242 | 0.088708
2802 | 1 | 0.0001446 | 0 | 0 | 0.00011748 | 0.00011416 | 0.13 | 0.4575 | 0.5635 | 0.099412 | 0.96498 | 0.0016614 | 0.13047
2803 | 1 | 0.00013583 | 4.026e-05 | 0 | 8.8113e-05 | 0.00011416 | 0.02 | 0.3975 | 0.5719 | 0.096497 | 0.97788 | 0.012788 | 0
2804 | 1 | 0.00012844 | 0.00010591 | 0 | 5.8742e-05 | 0.00011416 | 0 | 0.3738 | 0.6209 | 0.16319 | 1.0055 | 0.12432 | 0
2805 | 1 | 0.00013479 | 0.00013529 | 0 | 3.7595e-05 | 0.00011416 | 0 | 0.3648 | 0.5607 | 0.2085 | 1.1548 | 0.16196 | 0
2806 | 1 | 0.00011653 | 0.00015941 | 0 | 2.3497e-05 | 0.00011416 | 0 | 0.3517 | 0.4595 | 0.1737 | 1.0682 | 0.097148 | 0
2807 | 1 | 9.5397e-05 | 0.00018188 | 0 | 9.3987e-06 | 0.00011416 | 0 | 0.3314 | 0.3768 | 0.13152 | 1.012 | 0.029515 | 0
2808 | 1 | 8.2346e-05 | 0.00020108 | 0 | 5.8742e-06 | 0.00011416 | 0 | 0.3142 | 0.3347 | 0.10288 | 0.96129 | 0.0013373 | 0
2809 | 1 | 6.9816e-05 | 0.00021869 | 0 | 2.3497e-06 | 0.00011416 | 0 | 0.2964 | 0.3417 | 0.10733 | 0.93917 | 0.068568 | 0
2810 | 1 | 6.2348e-05 | 0.00023446 | 0 | 1.1748e-06 | 0.00011416 | 0 | 0.2797 | 0.3655 | 0.11525 | 0.93088 | 0.28635 | 0
2811 | 1 | 5.7574e-05 | 0.00024852 | 0 | 1.4098e-05 | 0.00011416 | 0 | 0.2591 | 0.332 | 0.13675 | 0.92903 | 0.36769 | 0
2812 | 1 | 5.4397e-05 | 0.00026184 | 0 | 3.7595e-05 | 0.00011416 | 0 | 0.2411 | 0.2828 | 0.13955 | 0.91613 | 0.22739 | 0
2813 | 1 | 5.4178e-05 | 0.00027353 | 0 | 9.3987e-05 | 0.00011416 | 0 | 0.2219 | 0.2076 | 0.13207 | 0.93733 | 0.066242 | 0
2814 | 1 | 6.6925e-05 | 0.00027342 | 0 | 0.0001821 | 0.00011416 | 0 | 0.1999 | 0.1623 | 0.11657 | 0.94747 | 0.0016614 | 0
2815 | 1 | 9.3487e-05 | 0.00021259 | 0 | 0.0001586 | 0.00011416 | 0.03 | 0.1726 | 0.1099 | 0.14252 | 1.035 | 0.012788 | 0.027378
2816 | 1 | 0.00012121 | 0.00013877 | 0 | 0.00014685 | 0.00011416 | 0.22 | 0.1562 | 0.1209 | 0.17798 | 1.0636 | 0.12432 | 0.2136
2817 | 1 | 0.00014183 | 6.028e-05 | 0 | 0.00016448 | 0.00011416 | 0.43 | 0.1276 | 0.0916 | 0.1793 | 1.1198 | 0.16196 | 0.46799
2818 | 1 | 0.00015626 | 0 | 0 | 0.00018797 | 0.00011416 | 0.61 | 0.1143 | 0.0715 | 0.17419 | 1.0599 | 0.097148 | 0.72483
2819 | 1 | 0.00015668 | 0 | 0 | 0.00020677 | 0.00011416 | 0.74 | 0.11 | 0.074 | 0.17056 | 1.1143 | 0.029515 | 0.78504
2820 | 1 | 0.00015801 | 0 | 0 | 0.00018797 | 0.00011416 | 0.75 | 0.1045 | 0.0903 | 0.17051 | 1.1382 | 0.0013373 | 0.95429
2821 | 1 | 0.00015709 | 0 | 0 | 0.00019032 | 0.00011416 | 0.65 | 0.0956 | 0.1091 | 0.17524 | 1.0664 | 0.068568 | 0.76681
2822 | 1 | 0.00014985 | 0 | 0 | 0.00021382 | 0.00011416 | 0.53 | 0.0883 | 0.1185 | 0.15989 | 1.0664 | 0.28635 | 0.57644
2823 | 1 | 0.0001466 | 0 | 0 | 0.00022322 | 0.00011416 | 0.59 | 0.0854 | 0.1291 | 0.16765 | 1.047 | 0.36769 | 0.46646
2824 | 1 | 0.0001451 | 0 | 0 | 0.00022322 | 0.00011416 | 0.5 | 0.0872 | 0.1308 | 0.14307 | 1.0359 | 0.22739 | 0.54584
2825 | 1 | 0.00014379 | 0 | 0 | 0.00016448 | 0.00011416 | 0.29 | 0.094 | 0.1325 | 0.13565 | 1.0461 | 0.066242 | 0.17919
2826 | 1 | 0.00014197 | 0 | 0 | 0.00011748 | 0.00011416 | 0.13 | 0.0999 | 0.1539 | 0.13488 | 1.0415 | 0.0016614 | 0.029662
2827 | 1 | 0.00013646 | 2.7642e-05 | 0 | 8.8113e-05 | 0.00011416 | 0.03 | 0.1058 | 0.2279 | 0.16143 | 1.0507 | 0.012788 | 0
2828 | 1 | 0.00012964 | 8.6405e-05 | 0 | 5.8742e-05 | 0.00011416 | 0 | 0.1085 | 0.2651 | 0.2129 | 1.0728 | 0.12432 | 0
2829 | 1 | 0.00013693 | 0.00011308 | 0 | 3.7595e-05 | 0.00011416 | 0 | 0.0956 | 0.2198 | 0.28295 | 1.1816 | 0.16196 | 0
2830 | 1 | 0.00012283 | 0.0001337 | 0 | 2.3497e-05 | 0.00011416 | 0 | 0.0832 | 0.1604 | 0.27927 | 1.1336 | 0.097148 | 0
2831 | 1 | 0.00010209 | 0.00015212 | 0 | 9.3987e-06 | 0.00011416 | 0 | 0.0807 | 0.1031 | 0.18871 | 1.0535 | 0.029515 | 0
2832 | 1 | 8.9097e-05 | 0.00016674 | 0 | 5.8742e-06 | 0.00011416 | 0 | 0.083 | 0.0604 | 0.20663 | 1.0157 | 0.0013373 | 0
2833 | 1 | 7.7284e-05 | 0.00017903 | 0 | 2.3497e-06 | 0.00011416 | 0 | 0.0867 | 0.0375 | 0.19354 | 0.98802 | 0.068568 | 0
2834 | 1 | 6.9802e-05 | 0.0001909 | 0 | 1.1748e-06 | 0.00011416 | 0 | 0.0925 | 0.0284 | 0.17089 | 0.96129 | 0.28635 | 0
2835 | 1 | 6.5462e-05 | 0.00020319 | 0 | 1.4098e-05 | 0.00011416 | 0 | 0.0998 | 0.0265 | 0.16154 | 0.93456 | 0.36769 | 0
2836 | 1 | 6.329e-05 | 0.00021237 | 0 | 3.7595e-05 | 0.00011416 | 0 | 0.0955 | 0.0291 | 0.14549 | 0.93088 | 0.22739 | 0
2837 | 1 | 6.3366e-05 | 0.00022465 | 0 | 9.3987e-05 | 0.00011416 | 0 | 0.0859 | 0.0392 | 0.14488 | 0.92535 | 0.066242 | 0
2838 | 1 | 7.5942e-05 | 0.0002275 | 0 | 0.0001821 | 0.00011416 | 0 | 0.0791 | 0.0679 | 0.19146 | 0.96682 | 0.0016614 | 0
2839 | 1 | 0.00010116 | 0.00017806 | 0 | 0.0001586 | 0.00011416 | 0.03 | 0.061 | 0.0995 | 0.19223 | 0.98802 | 0.012788 | 0.027991
2840 | 1 | 0.0001269 | 0.0001129 | 0 | 0.00014685 | 0.00011416 | 0.23 | 0.0656 | 0.113 | 0.25309 | 1.0433 | 0.12432 | 0.2188
2841 | 1 | 0.00014588 | 3.878e-05 | 0 | 0.00016448 | 0.00011416 | 0.45 | 0.0977 | 0.1595 | 0.25518 | 1.0654 | 0.16196 | 0.45954
2842 | 1 | 0.00015727 | 0 | 0 | 0.00018797 | 0.00011416 | 0.6 | 0.1253 | 0.2325 | 0.25309 | 1.0488 | 0.097148 | 0.70123
2843 | 1 | 0.00015708 | 0 | 0 | 0.00020677 | 0.00011416 | 0.75 | 0.1446 | 0.3143 | 0.21911 | 1.0424 | 0.029515 | 0.88863
2844 | 1 | 0.00015834 | 0 | 0 | 0.00018797 | 0.00011416 | 0.84 | 0.1624 | 0.4201 | 0.19954 | 1.0378 | 0.0013373 | 1
2845 | 1 | 0.00015739 | 0 | 0 | 0.00019032 | 0.00011416 | 0.86 | 0.1784 | 0.5351 | 0.16264 | 1.0212 | 0.06616 | 1
2846 | 1 | 0.0001509 | 0 | 0 | 0.00021382 | 0.00011416 | 0.82 | 0.1946 | 0.6275 | 0.12157 | 1.0037 | 0.27718 | 1
2847 | 1 | 0.00014759 | 0 | 0 | 0.00022322 | 0.00011416 | 0.72 | 0.2048 | 0.7047 | 0.11541 | 0.9871 | 0.3557 | 0.83697
2848 | 1 | 0.00014668 | 0 | 0 | 0.00022322 | 0.00011416 | 0.57 | 0.2117 | 0.7354 | 0.11228 | 0.97696 | 0.2202 | 0.59688
2849 | 1 | 0.00014665 | 0 | 0 | 0.00016448 | 0.00011416 | 0.35 | 0.2104 | 0.7236 | 0.11536 | 0.97051 | 0.06418 | 0.35143
2850 | 1 | 0.00014399 | 0 | 0 | 0.00011748 | 0.00011416 | 0.13 | 0.1964 | 0.6417 | 0.10458 | 0.96037 | 0.0016383 | 0.10912
2851 | 1 | 0.00014355 | 0 | 0 | 8.8113e-05 | 0.00011416 | 0.03 | 0.1707 | 0.5451 | 0.11811 | 0.97143 | 0.012104 | 0
2852 | 1 | 0.00013459 | 6.6866e-05 | 0 | 5.8742e-05 | 0.00011416 | 0 | 0.1686 | 0.5451 | 0.19294 | 1 | 0.11961 | 0
2853 | 1 | 0.00013923 | 9.8135e-05 | 0 | 3.7595e-05 | 0.00011416 | 0 | 0.1514 | 0.555 | 0.24138 | 1.1217 | 0.15676 | 0
2854 | 1 | 0.0001244 | 0.00012193 | 0 | 2.3497e-05 | 0.00011416 | 0 | 0.1368 | 0.5663 | 0.2101 | 1.07 | 0.094484 | 0
2855 | 1 | 0.00010581 | 0.00013806 | 0 | 9.3987e-06 | 0.00011416 | 0 | 0.1248 | 0.5872 | 0.17567 | 1.0055 | 0.02895 | 0
2856 | 1 | 9.4253e-05 | 0.00015112 | 0 | 5.8742e-06 | 0.00011416 | 0 | 0.1194 | 0.6196 | 0.16473 | 0.93733 | 0.0013373 | 0
2857 | 1 | 8.3092e-05 | 0.0001603 | 0 | 2.3497e-06 | 0.00011416 | 0 | 0.1158 | 0.6693 | 0.13625 | 0.93364 | 0.061516 | 0
2858 | 1 | 7.551e-05 | 0.0001697 | 0 | 1.1748e-06 | 0.00011416 | 0 | 0.1161 | 0.6862 | 0.11602 | 0.9023 | 0.25945 | 0
2859 | 1 | 7.2181e-05 | 0.00017873 | 0 | 1.4098e-05 | 0.00011416 | 0 | 0.1228 | 0.6897 | 0.1109 | 0.89401 | 0.33249 | 0
2860 | 1 | 7.0337e-05 | 0.00018565 | 0 | 3.7595e-05 | 0.00011416 | 0 | 0.1297 | 0.7676 | 0.11536 | 0.89493 | 0.20629 | 0
2861 | 1 | 7.0956e-05 | 0.00019242 | 0 | 9.3987e-05 | 0.00011416 | 0 | 0.1391 | 0.7637 | 0.12338 | 0.88848 | 0.060186 | 0
2862 | 1 | 8.3955e-05 | 0.00019005 | 0 | 0.0001821 | 0.00011416 | 0 | 0.1519 | 0.7225 | 0.12119 | 0.91797 | 0.0015928 | 0
2863 | 1 | 0.00010918 | 0.00013888 | 0 | 0.0001586 | 0.00011416 | 0.04 | 0.1303 | 0.6742 | 0.16583 | 0.953 | 0.010812 | 0.006162
2864 | 1 | 0.00013577 | 6.3869e-05 | 0 | 0.00014685 | 0.00011416 | 0.23 | 0.1378 | 0.6481 | 0.22439 | 1.0101 | 0.11054 | 0.23587
2865 | 1 | 0.00015401 | 0 | 0 | 0.00016448 | 0.00011416 | 0.42 | 0.1978 | 0.6669 | 0.25507 | 1.0774 | 0.1467 | 0.48411
2866 | 1 | 0.00015673 | 0 | 0 | 0.00018797 | 0.00011416 | 0.6 | 0.2209 | 0.6862 | 0.23544 | 1.0719 | 0.089302 | 0.72537
2867 | 1 | 0.00015684 | 0 | 0 | 0.00020677 | 0.00011416 | 0.71 | 0.2344 | 0.7193 | 0.19679 | 1.0083 | 0.027843 | 0.87311
2868 | 1 | 0.00015797 | 0 | 0 | 0.00018797 | 0.00011416 | 0.79 | 0.248 | 0.7608 | 0.17188 | 1.0037 | 0.0013373 | 1
2869 | 1 | 0.00015795 | 0 | 0 | 0.00019032 | 0.00011416 | 0.8 | 0.2586 | 0.8211 | 0.14967 | 0.99171 | 0.057093 | 1
2870 | 1 | 0.00015172 | 0 | 0 | 0.00021382 | 0.00011416 | 0.75 | 0.2675 | 0.8345 | 0.123 | 0.97327 | 0.24249 | 0.98476
2871 | 1 | 0.00014857 | 0 | 0 | 0.00022322 | 0.00011416 | 0.67 | 0.2826 | 0.8294 | 0.12179 | 1.0147 | 0.31032 | 0.85071
2872 | 1 | 0.00014796 | 0 | 0 | 0.00022322 | 0.00011416 | 0.53 | 0.298 | 0.8302 | 0.12064 | 1.0175 | 0.19297 | 0.6624
2873 | 1 | 0.00014778 | 0 | 0 | 0.00016448 | 0.00011416 | 0.34 | 0.3067 | 0.6456 | 0.11442 | 1.0571 | 0.056361 | 0.43359
2874 | 1 | 0.00014495 | 0 | 0 | 0.00011748 | 0.00011416 | 0.13 | 0.3102 | 0.2984 | 0.1015 | 1.0525 | 0.0015481 | 0.1712
2875 | 1 | 0.00014308 | 0 | 0 | 8.8113e-05 | 0.00011416 | 0.03 | 0.3069 | 0.1511 | 0.1004 | 1.0774 | 0.0096143 | 0
2876 | 1 | 0.00014413 | 0 | 0 | 5.8742e-05 | 0.00011416 | 0 | 0.3051 | 0.1529 | 0.134 | 1.1263 | 0.10194 | 0
2877 | 1 | 0.00015095 | 1.8058e-05 | 0 | 3.7595e-05 | 0.00011416 | 0 | 0.3067 | 0.2165 | 0.18744 | 1.1687 | 0.13708 | 0
2878 | 1 | 0.00013792 | 3.8151e-05 | 0 | 2.3497e-05 | 0.00011416 | 0 | 0.3386 | 0.2503 | 0.14637 | 1.1373 | 0.084313 | 0
2879 | 1 | 0.00012159 | 5.4618e-05 | 0 | 9.3987e-06 | 0.00011416 | 0 | 0.3745 | 0.2919 | 0.1059 | 1.1253 | 0.026764 | 0
2880 | 1 | 0.00010899 | 6.868e-05 | 0 | 5.8742e-06 | 0.00011416 | 0 | 0.3825 | 0.3077 | 0.1147 | 1.0894 | 0.0013373 | 0
2881 | 1 | 9.671e-05 | 8.2038e-05 | 0 | 2.3497e-06 | 0.00011416 | 0 | 0.3878 | 0.3375 | 0.13515 | 1.0129 | 0.052888 | 0
2882 | 1 | 8.6926e-05 | 9.0697e-05 | 0 | 1.1748e-06 | 0.00011416 | 0 | 0.3905 | 0.6468 | 0.11767 | 0.99171 | 0.22628 | 0
2883 | 1 | 8.0892e-05 | 9.7839e-05 | 0 | 1.4098e-05 | 0.00011416 | 0 | 0.3882 | 0.8963 | 0.13916 | 0.80534 | 0.28916 | 0
2884 | 1 | 7.6823e-05 | 0.00010694 | 0 | 3.7595e-05 | 0.00011416 | 0 | 0.376 | 0.9251 | 0.13917 | 0.90507 | 0.18023 | 0
2885 | 1 | 7.2648e-05 | 0.0001146 | 0 | 9.3987e-05 | 0.00011416 | 0 | 0.3677 | 0.9202 | 0.13411 | 0.89309 | 0.052702 | 0
2886 | 1 | 7.2793e-05 | 0.00011209 | 0 | 0.0001821 | 0.00011416 | 0 | 0.3675 | 0.9523 | 0.14202 | 0.89124 | 0.0015043 | 0
2887 | 1 | 8.2179e-05 | 5.3619e-05 | 0 | 0.0001586 | 0.00011416 | 0.04 | 0.3377 | 0.9273 | 0.15066 | 1.0018 | 0.0085089 | 0.028314
2888 | 1 | 9.7155e-05 | 0 | 0 | 0.00014685 | 0.00011416 | 0.23 | 0.3385 | 0.9074 | 0.13636 | 1.023 | 0.0938 | 0.083895
2889 | 1 | 0.00010693 | 0 | 0 | 0.00016448 | 0.00011416 | 0.41 | 0.4057 | 0.8919 | 0.14158 | 1.0765 | 0.12789 | 0.4453
2890 | 1 | 0.00011481 | 0 | 0 | 0.00018797 | 0.00011416 | 0.58 | 0.4496 | 0.8402 | 0.12569 | 1.1124 | 0.079513 | 0.34157
2891 | 1 | 0.00011827 | 0 | 0 | 0.00020677 | 0.00011416 | 0.7 | 0.4846 | 0.8444 | 0.12146 | 1.1115 | 0.025714 | 0.86737
2892 | 1 | 0.00011827 | 0 | 0 | 0.00018797 | 0.00011416 | 0.78 | 0.4994 | 0.8381 | 0.13916 | 0.80534 | 0.0013373 | 0.74759
2893 | 1 | 0.00011658 | 0 | 3.5784e-05 | 0.00019032 | 0.00011416 | 0.72 | 0.489 | 0.7508 | 0.13916 | 0.80534 | 0.045108 | 0.5808
2894 | 1 | 0.00011389 | 0 | 9.3266e-05 | 0.00021382 | 0.00011416 | 0.51 | 0.467 | 0.6443 | 0.13916 | 0.80534 | 0.19607 | 0.97896
2895 | 1 | 0.00011267 | 0 | 0.00011915 | 0.00022322 | 0.00011416 | 0.67 | 0.4314 | 0.679 | 0.13916 | 0.80534 | 0.24976 | 0.88812
2896 | 1 | 0.0001138 | 0 | 9.517e-05 | 0.00022322 | 0.00011416 | 0.51 | 0.3968 | 0.7984 | 0.13916 | 0.80534 | 0.15647 | 0.63285
2897 | 1 | 0.0001166 | 0 | 3.553e-05 | 0.00016448 | 0.00011416 | 0.31 | 0.3545 | 0.8879 | 0.13916 | 0.80534 | 0.045866 | 0.4433
2898 | 1 | 0.0001035 | 0 | 0 | 0.00011748 | 0.00011416 | 0.13 | 0.2728 | 0.8842 | 0.11855 | 1.1235 | 0.0014192 | 0.093422
2899 | 1 | 0.00010443 | 0 | 0 | 8.8113e-05 | 0.00011416 | 0.03 | 0.2042 | 0.8051 | 0.10134 | 1.1613 | 0.0065588 | 0
2900 | 1 | 0.00010914 | 0 | 0 | 5.8742e-05 | 0.00011416 | 0 | 0.1975 | 0.7637 | 0.12597 | 1.2055 | 0.078843 | 0
2901 | 1 | 0.00012509 | 0 | 0 | 3.7595e-05 | 0.00011416 | 0 | 0.2013 | 0.7343 | 0.2052 | 1.224 | 0.11077 | 0
2902 | 1 | 0.0001238 | 0 | 0 | 2.3497e-05 | 0.00011416 | 0 | 0.2 | 0.6669 | 0.19866 | 1.224 | 0.070468 | 0
2903 | 1 | 0.0001144 | 1.8132e-06 | 0 | 9.3987e-06 | 0.00011416 | 0 | 0.1911 | 0.538 | 0.16737 | 1.2147 | 0.023696 | 0
2904 | 1 | 0.00010354 | 1.2803e-05 | 0 | 5.8742e-06 | 0.00011416 | 0 | 0.1903 | 0.4581 | 0.10843 | 1.1594 | 0.0013373 | 0
2905 | 1 | 9.3606e-05 | 2.1314e-05 | 0 | 2.3497e-06 | 0.00011416 | 0 | 0.2017 | 0.4259 | 0.096937 | 1.1226 | 0.039802 | 0
2906 | 1 | 8.6525e-05 | 2.8308e-05 | 0 | 1.1748e-06 | 0.00011416 | 0 | 0.2212 | 0.3754 | 0.10189 | 1.0737 | 0.17527 | 0
2907 | 1 | 8.2177e-05 | 3.5598e-05 | 0 | 1.4098e-05 | 0.00011416 | 0 | 0.2326 | 0.3626 | 0.10178 | 1.059 | 0.22268 | 0
2908 | 1 | 7.8962e-05 | 4.5589e-05 | 0 | 3.7595e-05 | 0.00011416 | 0 | 0.2399 | 0.3077 | 0.10782 | 1.0498 | 0.14009 | 0
2909 | 1 | 7.7908e-05 | 5.4692e-05 | 0 | 9.3987e-05 | 0.00011416 | 0 | 0.2514 | 0.2614 | 0.10277 | 1.0452 | 0.041147 | 0
2910 | 1 | 8.4359e-05 | 5.1769e-05 | 0 | 0.0001821 | 0.00011416 | 0 | 0.2598 | 0.2431 | 0.11272 | 1.0415 | 0.0013575 | 0
2911 | 1 | 9.6121e-05 | 0 | 0 | 0.0001586 | 0.00011416 | 0.03 | 0.2325 | 0.254 | 0.11255 | 1.0415 | 0.0053101 | 0.027166
2912 | 1 | 0.00010639 | 0 | 0 | 0.00014685 | 0.00011416 | 0.22 | 0.2475 | 0.288 | 0.1076 | 1.0535 | 0.068734 | 0.21638
2913 | 1 | 0.00011978 | 0 | 0 | 0.00016448 | 0.00011416 | 0.44 | 0.3149 | 0.3955 | 0.10601 | 1.0959 | 0.098975 | 0.46973
2914 | 1 | 0.00012846 | 0 | 1.0151e-06 | 0.00018797 | 0.00011416 | 0.61 | 0.3738 | 0.512 | 0.083191 | 1.129 | 0.064153 | 0.71898
2915 | 1 | 0.00012311 | 0 | 0.00017346 | 0.00020677 | 0.00011416 | 0.72 | 0.419 | 0.6301 | 0.10848 | 1.1429 | 0.022253 | 0.91205
2916 | 1 | 0.00011745 | 0 | 0.00029566 | 0.00018797 | 0.00011416 | 0.78 | 0.4445 | 0.7047 | 0.1065 | 1.141 | 0.0013373 | 1
2917 | 1 | 0.00011449 | 0 | 0.00038385 | 0.00019032 | 0.00011416 | 0.8 | 0.4616 | 0.8543 | 0.091494 | 1.1373 | 0.031913 | 1
2918 | 1 | 0.00010991 | 0 | 0.00043918 | 0.00021382 | 0.00011416 | 0.75 | 0.4681 | 0.924 | 0.10832 | 1.1088 | 0.14396 | 0.96155
2919 | 1 | 0.00010201 | 0 | 0.00045047 | 0.00022322 | 0.00011416 | 0.67 | 0.4706 | 0.954 | 0.11107 | 1.0931 | 0.18203 | 0.80032
2920 | 1 | 9.8533e-05 | 0 | 0.00042166 | 0.00022322 | 0.00011416 | 0.53 | 0.4678 | 0.9639 | 0.12811 | 1.0885 | 0.1154 | 0.56873
2921 | 1 | 0.00010132 | 0 | 0.00033969 | 0.00016448 | 0.00011416 | 0.33 | 0.4554 | 0.9574 | 0.14774 | 1.0811 | 0.03402 | 0.32752
2922 | 1 | 0.00010877 | 0 | 0.00017575 | 0.00011748 | 0.00011416 | 0.13 | 0.4167 | 0.9502 | 0.16523 | 1.0802 | 0.0012587 | 0.093979
2923 | 1 | 0.00011729 | 0 | 0 | 8.8113e-05 | 0.00011416 | 0.03 | 0.3603 | 0.9396 | 0.1748 | 1.1207 | 0.0035994 | 0
2924 | 1 | 0.00012162 | 0 | 0 | 5.8742e-05 | 0.00011416 | 0 | 0.3494 | 0.9142 | 0.16077 | 1.1475 | 0.053873 | 0
2925 | 1 | 0.00013368 | 0 | 0 | 3.7595e-05 | 0.00011416 | 0 | 0.3571 | 0.8899 | 0.17974 | 1.1751 | 0.081237 | 0
2926 | 1 | 0.0001302 | 0 | 0 | 2.3497e-05 | 0.00011416 | 0 | 0.373 | 0.8977 | 0.15819 | 1.1696 | 0.054488 | 0
2927 | 1 | 0.00012061 | 0 | 0 | 9.3987e-06 | 0.00011416 | 0 | 0.3881 | 0.9174 | 0.13889 | 1.1668 | 0.019982 | 0
2928 | 1 | 0.00011119 | 0 | 0 | 5.8742e-06 | 0.00011416 | 0 | 0.394 | 0.9174 | 0.13939 | 1.0885 | 0.0013373 | 0
2929 | 1 | 0.00010263 | 0 | 0 | 2.3497e-06 | 0.00011416 | 0 | 0.3837 | 0.8996 | 0.13752 | 1.0839 | 0.026411 | 0
2930 | 1 | 9.6442e-05 | 1.0361e-06 | 0 | 1.1748e-06 | 0.00011416 | 0 | 0.3558 | 0.8842 | 0.12707 | 1.082 | 0.12178 | 0
2931 | 1 | 8.9081e-05 | 1.7096e-05 | 0 | 1.4098e-05 | 0.00011416 | 0 | 0.3185 | 0.8987 | 0.12212 | 1.071 | 0.15333 | 0
2932 | 1 | 8.4562e-05 | 3.3156e-05 | 0 | 3.7595e-05 | 0.00011416 | 0 | 0.2833 | 0.91 | 0.13306 | 1.0747 | 0.097883 | 0
2933 | 1 | 8.1369e-05 | 4.8253e-05 | 0 | 9.3987e-05 | 0.00011416 | 0 | 0.2774 | 0.9342 | 0.13262 | 1.082 | 0.02895 | 0
2934 | 1 | 8.2e-05 | 5.0696e-05 | 0 | 0.0001821 | 0.00011416 | 0 | 0.2792 | 0.9342 | 0.13851 | 1.0857 | 0.0011832 | 0
2935 | 1 | 8.8759e-05 | 0 | 0 | 0.0001586 | 0.00011416 | 0.03 | 0.238 | 0.9078 | 0.14169 | 1.1014 | 0.0025314 | 0.018798
2936 | 1 | 9.3471e-05 | 0 | 0 | 0.00014685 | 0.00011416 | 0.21 | 0.2329 | 0.8726 | 0.12894 | 1.1124 | 0.043658 | 0.089366
2937 | 1 | 0.00010441 | 0 | 0 | 0.00016448 | 0.00011416 | 0.44 | 0.2811 | 0.8929 | 0.12223 | 1.1429 | 0.068679 | 0.4393
2938 | 1 | 0.00011403 | 0 | 0 | 0.00018797 | 0.00011416 | 0.59 | 0.3246 | 0.902 | 0.11107 | 1.1622 | 0.047495 | 0.18278
2939 | 1 | 0.00011079 | 0 | 0.00017105 | 0.00020677 | 0.00011416 | 0.56 | 0.3614 | 0.9104 | 0.099467 | 1.1687 | 0.01828 | 0.016714
2940 | 1 | 0.00010656 | 0 | 0.00028145 | 0.00018797 | 0.00011416 | 0.56 | 0.3937 | 0.91 | 0.10128 | 1.1843 | 0.0013373 | 0
2941 | 1 | 0.0001059 | 0 | 0.00032903 | 0.00019032 | 0.00011416 | 0.25 | 0.411 | 0.9074 | 0.10414 | 1.1724 | 0.017378 | 0.3312
2942 | 1 | 0.00010474 | 0 | 0.00033259 | 0.00021382 | 0.00011416 | 0.32 | 0.4157 | 0.9001 | 0.10348 | 1.1594 | 0.084504 | 0.44774
2943 | 1 | 9.9227e-05 | 0 | 0.00030467 | 0.00022322 | 0.00011416 | 0.63 | 0.4 | 0.8963 | 0.08913 | 1.1373 | 0.10529 | 0.065041
2944 | 1 | 9.8281e-05 | 0 | 0.00023945 | 0.00022322 | 0.00011416 | 0.34 | 0.3707 | 0.8939 | 0.10057 | 1.1355 | 0.068347 | 0.0010474
2945 | 1 | 0.00010246 | 0 | 0.00013514 | 0.00016448 | 0.00011416 | 0.08 | 0.3131 | 0.8777 | 0.11371 | 1.1392 | 0.020374 | 0.055837
2946 | 1 | 0.00011022 | 0 | 0 | 0.00011748 | 0.00011416 | 0.04 | 0.2422 | 0.8026 | 0.13361 | 1.1613 | 0.0010414 | 0.029707
2947 | 1 | 0.00011276 | 0 | 0 | 8.8113e-05 | 0.00011416 | 0.03 | 0.178 | 0.699 | 0.14609 | 1.1825 | 0.0010722 | 0
2948 | 1 | 0.00011907 | 0 | 0 | 5.8742e-05 | 0.00011416 | 0 | 0.1543 | 0.6885 | 0.17633 | 1.223 | 0.02727 | 0
2949 | 1 | 0.00013388 | 0 | 0 | 3.7595e-05 | 0.00011416 | 0 | 0.1356 | 0.6392 | 0.28311 | 1.2516 | 0.047581 | 0
2950 | 1 | 0.00013101 | 0 | 0 | 2.3497e-05 | 0.00011416 | 0 | 0.1253 | 0.6494 | 0.28999 | 1.2571 | 0.035355 | 0
2951 | 1 | 0.00012018 | 0 | 0 | 9.3987e-06 | 0.00011416 | 0 | 0.1237 | 0.6519 | 0.24501 | 1.2498 | 0.015172 | 0
2952 | 1 | 0.00010949 | 0 | 0 | 5.8742e-06 | 0.00011416 | 0 | 0.1401 | 0.6049 | 0.20911 | 1.1935 | 0.0013373 | 0
2953 | 1 | 0.00010173 | 0 | 0 | 2.3497e-06 | 0.00011416 | 0 | 0.1799 | 0.5536 | 0.16869 | 1.1834 | 0.01376 | 0
2954 | 1 | 9.7027e-05 | 0 | 0 | 1.1748e-06 | 0.00011416 | 0 | 0.2044 | 0.4844 | 0.13526 | 1.1438 | 0.069123 | 0
2955 | 1 | 9.7027e-05 | 0 | 0 | 1.4098e-05 | 0.00011416 | 0 | 0.2076 | 0.423 | 0.13917 | 1.1364 | 0.08559 | 0
2956 | 1 | 9.4634e-05 | 8.881e-07 | 0 | 3.7595e-05 | 0.00011416 | 0 | 0.2165 | 0.3184 | 0.12899 | 1.1438 | 0.056119 | 0
2957 | 1 | 9.6731e-05 | 9.9541e-06 | 0 | 9.3987e-05 | 0.00011416 | 0 | 0.2329 | 0.2313 | 0.12542 | 1.153 | 0.016808 | 0
2958 | 1 | 0.00011043 | 1.21e-05 | 0 | 0.0001821 | 0.00011416 | 0 | 0.2445 | 0.1946 | 0.12201 | 1.1945 | 0.00097493 | 0
2959 | 1 | 0.00012827 | 0 | 0 | 0.0001586 | 0.00011416 | 0.02 | 0.2563 | 0.1548 | 0.13939 | 1.2212 | 0.00062252 | 0.008034
2960 | 1 | 0.00014276 | 0 | 0 | 0.00014685 | 0.00011416 | 0.04 | 0.2456 | 0.2176 | 0.16737 | 1.2673 | 0.020896 | 0.0077109
2961 | 1 | 0.00015166 | 0 | 0 | 0.00016448 | 0.00011416 | 0.2 | 0.3229 | 0.3444 | 0.19613 | 1.2894 | 0.038885 | 0.0088697
2962 | 1 | 0.00015724 | 0 | 0 | 0.00018797 | 0.00011416 | 0.32 | 0.4444 | 0.4027 | 0.1903 | 1.3032 | 0.030151 | 0.043167
2963 | 1 | 0.00015903 | 0 | 1.8146e-05 | 0.00020677 | 0.00011416 | 0.66 | 0.5468 | 0.4932 | 0.15841 | 1.3078 | 0.01376 | 0.44257
2964 | 1 | 0.000158 | 0 | 9.4027e-05 | 0.00018797 | 0.00011416 | 0.38 | 0.6193 | 0.5719 | 0.14549 | 1.3041 | 0.0013373 | 0
2965 | 1 | 0.00015469 | 0 | 0.00014377 | 0.00019032 | 0.00011416 | 0.63 | 0.6861 | 0.5663 | 0.13405 | 1.2719 | 0.011404 | 0
2966 | 1 | 0.00014699 | 0 | 0.00017943 | 0.00021382 | 0.00011416 | 0.53 | 0.7279 | 0.5062 | 0.10914 | 1.2664 | 0.058901 | 0.42654
2967 | 1 | 0.00014536 | 0 | 0.00014542 | 0.00022322 | 0.00011416 | 0.41 | 0.7404 | 0.5995 | 0.11057 | 1.2599 | 0.072546 | 0.012291
2968 | 1 | 0.00014779 | 0 | 7.1948e-05 | 0.00022322 | 0.00011416 | 0.24 | 0.7389 | 0.7958 | 0.13273 | 1.2488 | 0.047973 | 0.026197
2969 | 1 | 0.00015058 | 0 | 0 | 0.00016448 | 0.00011416 | 0.04 | 0.7281 | 0.9349 | 0.14527 | 1.2461 | 0.014425 | 0
2970 | 1 | 0.00014838 | 0 | 0 | 0.00011748 | 0.00011416 | 0.05 | 0.7109 | 0.9358 | 0.10942 | 1.2415 | 0.00092699 | 0
2971 | 1 | 0.00014853 | 0 | 0 | 8.8113e-05 | 0.00011416 | 0.02 | 0.699 | 0.9038 | 0.10414 | 1.2433 | 0.00038361 | 0
2972 | 1 | 0.00015174 | 0 | 0 | 5.8742e-05 | 0.00011416 | 0 | 0.6909 | 0.8444 | 0.13889 | 1.2673 | 0.01683 | 0
2973 | 1 | 0.00016089 | 0 | 0 | 3.7595e-05 | 0.00011416 | 0 | 0.6855 | 0.679 | 0.11827 | 1.2562 | 0.033108 | 0
2974 | 1 | 0.00014879 | 0 | 0 | 2.3497e-05 | 0.00011416 | 0 | 0.6719 | 0.5351 | 0.097542 | 1.2525 | 0.026602 | 0
2975 | 1 | 0.00013247 | 0 | 0 | 9.3987e-06 | 0.00011416 | 0 | 0.6666 | 0.4581 | 0.13532 | 1.2175 | 0.01276 | 0
2976 | 1 | 0.00011927 | 1.5653e-05 | 0 | 5.8742e-06 | 0.00011416 | 0 | 0.6356 | 0.673 | 0.18321 | 1.2267 | 0.0013373 | 0
2977 | 1 | 0.0001074 | 3.878e-05 | 0 | 2.3497e-06 | 0.00011416 | 0 | 0.6066 | 0.729 | 0.19256 | 1.2406 | 0.011404 | 0
2978 | 1 | 9.9038e-05 | 5.7504e-05 | 0 | 1.1748e-06 | 0.00011416 | 0 | 0.5938 | 0.729 | 0.17392 | 1.2442 | 0.058901 | 0
2979 | 1 | 9.3625e-05 | 7.3342e-05 | 0 | 1.4098e-05 | 0.00011416 | 0 | 0.5667 | 0.8017 | 0.17282 | 1.2378 | 0.072546 | 0
2980 | 1 | 8.9271e-05 | 8.8958e-05 | 0 | 3.7595e-05 | 0.00011416 | 0 | 0.5213 | 0.8799 | 0.17106 | 1.2341 | 0.047973 | 0
2981 | 1 | 8.9475e-05 | 0.00010343 | 0 | 9.3987e-05 | 0.00011416 | 0 | 0.4538 | 0.9255 | 0.17106 | 1.2378 | 0.014425 | 0
2982 | 1 | 0.00010052 | 0.0001042 | 0 | 0.0001821 | 0.00011416 | 0 | 0.3659 | 0.9635 | 0.14862 | 1.2535 | 0.00092699 | 0
2983 | 1 | 0.00012054 | 7.349e-05 | 0 | 0.0001586 | 0.00011416 | 0.01 | 0.3041 | 0.9464 | 0.11679 | 1.2719 | 0.00038361 | 0
2984 | 1 | 0.00014186 | 3.5302e-05 | 0 | 0.00014685 | 0.00011416 | 0.04 | 0.2869 | 0.9583 | 0.16891 | 1.3401 | 0.01683 | 0.016257
2985 | 1 | 0.00015609 | 0 | 0 | 0.00016448 | 0.00011416 | 0.11 | 0.2675 | 0.9673 | 0.23165 | 1.353 | 0.033108 | 0.0066189
2986 | 1 | 0.00015969 | 0 | 0 | 0.00018797 | 0.00011416 | 0.19 | 0.2529 | 0.954 | 0.24957 | 1.3668 | 0.026602 | 0.065063
2987 | 1 | 0.00016201 | 0 | 0 | 0.00020677 | 0.00011416 | 0.42 | 0.2612 | 0.9408 | 0.26283 | 1.3622 | 0.01276 | 0.10669
2988 | 1 | 0.00016356 | 0 | 0 | 0.00018797 | 0.00011416 | 0.46 | 0.2919 | 0.9438 | 0.27828 | 1.3539 | 0.0013373 | 0.26885
2989 | 1 | 0.00016231 | 0 | 0 | 0.00019032 | 0.00011416 | 0.65 | 0.3292 | 0.9557 | 0.28152 | 1.3567 | 0.012157 | 0.8315
2990 | 1 | 0.00015522 | 0 | 0 | 0.00021382 | 0.00011416 | 0.74 | 0.3507 | 0.9662 | 0.24567 | 1.3447 | 0.062188 | 0.91033
2991 | 1 | 0.00015135 | 0 | 0 | 0.00022322 | 0.00011416 | 0.61 | 0.3616 | 0.9726 | 0.20597 | 1.3115 | 0.076735 | 0.84056
2992 | 1 | 0.00015065 | 0 | 0 | 0.00022322 | 0.00011416 | 0.34 | 0.3632 | 0.9748 | 0.19497 | 1.3115 | 0.050594 | 0.56772
2993 | 1 | 0.0001505 | 0 | 0 | 0.00016448 | 0.00011416 | 0.31 | 0.3461 | 0.9704 | 0.19096 | 1.3327 | 0.015193 | 0.36451
2994 | 1 | 0.00014799 | 0 | 0 | 0.00011748 | 0.00011416 | 0.13 | 0.308 | 0.9552 | 0.16495 | 1.3253 | 0.00094279 | 0.16476
2995 | 1 | 0.00014689 | 0 | 0 | 8.8113e-05 | 0.00011416 | 0.03 | 0.2476 | 0.9287 | 0.17628 | 1.3336 | 0.00045479 | 0
2996 | 1 | 0.00014325 | 3.5154e-05 | 0 | 5.8742e-05 | 0.00011416 | 0 | 0.2332 | 0.9217 | 0.22395 | 1.3475 | 0.01812 | 0
2997 | 1 | 0.00014405 | 7.0641e-05 | 0 | 3.7595e-05 | 0.00011416 | 0 | 0.2327 | 0.928 | 0.28278 | 1.3696 | 0.034965 | 0
2998 | 1 | 0.00012901 | 9.6137e-05 | 0 | 2.3497e-05 | 0.00011416 | 0 | 0.2379 | 0.9387 | 0.24188 | 1.3751 | 0.027752 | 0
2999 | 1 | 0.0001094 | 0.00011686 | 0 | 9.3987e-06 | 0.00011416 | 0 | 0.2458 | 0.9469 | 0.1765 | 1.3364 | 0.013088 | 0
3000 | 1 | 9.6339e-05 | 0.00013592 | 0 | 5.8742e-06 | 0.00011416 | 0 | 0.251 | 0.9547 | 0.17496 | 1.318 | 0.0013373 | 0
3001 | 1 | 8.3981e-05 | 0.00015342 | 0 | 2.3497e-06 | 0.00011416 | 0 | 0.2515 | 0.9574 | 0.15319 | 1.3198 | 0.014612 | 0
3002 | 1 | 7.6129e-05 | 0.00016778 | 0 | 1.1748e-06 | 0.00011416 | 0 | 0.2447 | 0.9545 | 0.14763 | 1.3235 | 0.072776 | 0
3003 | 1 | 7.2175e-05 | 0.00018088 | 0 | 1.4098e-05 | 0.00011416 | 0 | 0.2346 | 0.956 | 0.1517 | 1.3088 | 0.090263 | 0
3004 | 1 | 6.9342e-05 | 0.00019294 | 0 | 3.7595e-05 | 0.00011416 | 0 | 0.2093 | 0.9475 | 0.16143 | 1.3051 | 0.059026 | 0
3005 | 1 | 6.8889e-05 | 0.00020741 | 0 | 9.3987e-05 | 0.00011416 | 0 | 0.182 | 0.9399 | 0.15368 | 1.3143 | 0.017657 | 0
3006 | 1 | 8.0019e-05 | 0.00020585 | 0 | 0.0001821 | 0.00011416 | 0 | 0.1569 | 0.9352 | 0.16418 | 1.3106 | 0.00099127 | 0
3007 | 1 | 0.00010702 | 0.00013758 | 0 | 0.0001586 | 0.00011416 | 0.04 | 0.1013 | 0.9358 | 0.18112 | 1.3244 | 0.00071998 | 0.028225
3008 | 1 | 0.00013651 | 5.2953e-05 | 0 | 0.00014685 | 0.00011416 | 0.23 | 0.0814 | 0.9475 | 0.24177 | 1.3834 | 0.022384 | 0.22788
3009 | 1 | 0.00015258 | 0 | 0 | 0.00016448 | 0.00011416 | 0.44 | 0.0789 | 0.9576 | 0.27157 | 1.3899 | 0.04095 | 0.48946
3010 | 1 | 0.00015691 | 0 | 0 | 0.00018797 | 0.00011416 | 0.61 | 0.0726 | 0.9545 | 0.27899 | 1.3908 | 0.0314 | 0.73246
3011 | 1 | 0.00015803 | 0 | 0 | 0.00020677 | 0.00011416 | 0.73 | 0.0738 | 0.9483 | 0.2625 | 1.3834 | 0.014105 | 0.91078
3012 | 1 | 0.00016024 | 0 | 0 | 0.00018797 | 0.00011416 | 0.78 | 0.0821 | 0.9435 | 0.27118 | 1.3677 | 0.0013373 | 1
3013 | 1 | 0.00016028 | 0 | 0 | 0.00019032 | 0.00011416 | 0.8 | 0.0882 | 0.939 | 0.26838 | 1.3613 | 0.019404 | 1
3014 | 1 | 0.00015262 | 0 | 3.0581e-05 | 0.00021382 | 0.00011416 | 0.75 | 0.0886 | 0.9308 | 0.21983 | 1.3392 | 0.092983 | 0.84636
3015 | 1 | 0.00014803 | 0 | 4.327e-05 | 0.00022322 | 0.00011416 | 0.65 | 0.0824 | 0.9182 | 0.20575 | 1.3253 | 0.11619 | 0.85423
3016 | 1 | 0.0001494 | 0 | 3.0454e-06 | 0.00022322 | 0.00011416 | 0.53 | 0.0715 | 0.8987 | 0.21306 | 1.3198 | 0.075076 | 0.65269
3017 | 1 | 0.00014956 | 0 | 0 | 0.00016448 | 0.00011416 | 0.32 | 0.0672 | 0.8668 | 0.20806 | 1.3217 | 0.022332 | 0.39098
3018 | 1 | 0.00014702 | 0 | 0 | 0.00011748 | 0.00011416 | 0.13 | 0.0651 | 0.8132 | 0.20328 | 1.3189 | 0.0010757 | 0.17008
3019 | 1 | 0.00014509 | 0 | 0 | 8.8113e-05 | 0.00011416 | 0.02 | 0.0692 | 0.7081 | 0.21499 | 1.3512 | 0.0013616 | 0
3020 | 1 | 0.00014651 | 3.4044e-06 | 0 | 5.8742e-05 | 0.00011416 | 0 | 0.0793 | 0.5981 | 0.28009 | 1.3631 | 0.030893 | 0
3021 | 1 | 0.00014925 | 3.5709e-05 | 0 | 3.7595e-05 | 0.00011416 | 0 | 0.0682 | 0.5365 | 0.31731 | 1.3659 | 0.052378 | 0
3022 | 1 | 0.000136 | 5.7467e-05 | 0 | 2.3497e-05 | 0.00011416 | 0 | 0.0615 | 0.4975 | 0.30852 | 1.3641 | 0.038168 | 0
3023 | 1 | 0.00011912 | 7.2269e-05 | 0 | 9.3987e-06 | 0.00011416 | 0 | 0.0659 | 0.5178 | 0.26475 | 1.3429 | 0.015913 | 0
3024 | 1 | 0.00010681 | 8.5591e-05 | 0 | 5.8742e-06 | 0.00011416 | 0 | 0.0744 | 0.5279 | 0.22868 | 1.2857 | 0.0013373 | 0
3025 | 1 | 9.5061e-05 | 9.8838e-05 | 0 | 2.3497e-06 | 0.00011416 | 0 | 0.0856 | 0.442 | 0.1892 | 1.2839 | 0.026411 | 0
3026 | 1 | 8.6036e-05 | 0.00011786 | 0 | 1.1748e-06 | 0.00011416 | 0 | 0.1005 | 0.309 | 0.19833 | 1.212 | 0.12178 | 0
3027 | 1 | 8.0285e-05 | 0.00013592 | 0 | 1.4098e-05 | 0.00011416 | 0 | 0.1293 | 0.2198 | 0.1958 | 1.1945 | 0.15333 | 0
3028 | 1 | 7.5682e-05 | 0.00015186 | 0 | 3.7595e-05 | 0.00011416 | 0 | 0.1603 | 0.1403 | 0.19728 | 1.1392 | 0.097883 | 0
3029 | 1 | 7.5391e-05 | 0.00016471 | 0 | 9.3987e-05 | 0.00011416 | 0 | 0.1926 | 0.0621 | 0.19019 | 1.1382 | 0.02895 | 0
3030 | 1 | 8.77e-05 | 0.00015923 | 0 | 0.0001821 | 0.00011416 | 0 | 0.229 | 0.0315 | 0.16352 | 1.2258 | 0.0011832 | 0
3031 | 1 | 0.00011509 | 8.3925e-05 | 0 | 0.0001586 | 0.00011416 | 0.03 | 0.207 | 0.0444 | 0.21405 | 1.2682 | 0.0025314 | 0.033295
3032 | 1 | 0.00014306 | 6.5867e-06 | 0 | 0.00014685 | 0.00011416 | 0.23 | 0.1887 | 0.0822 | 0.22676 | 1.3106 | 0.043658 | 0.23283
3033 | 1 | 0.00015098 | 0 | 0 | 0.00016448 | 0.00011416 | 0.44 | 0.2714 | 0.1201 | 0.22296 | 1.3134 | 0.068679 | 0.49025
3034 | 1 | 0.00015559 | 0 | 0 | 0.00018797 | 0.00011416 | 0.61 | 0.3109 | 0.1511 | 0.22324 | 1.2258 | 0.047495 | 0.73183
3035 | 1 | 0.00015763 | 0 | 0 | 0.00020677 | 0.00011416 | 0.72 | 0.3164 | 0.1681 | 0.21279 | 1.188 | 0.01828 | 0.92647
3036 | 1 | 0.00015382 | 0 | 0.00013641 | 0.00018797 | 0.00011416 | 0.78 | 0.3166 | 0.1681 | 0.2057 | 1.1521 | 0.0013373 | 1
3037 | 1 | 0.00014858 | 0 | 0.00024237 | 0.00019032 | 0.00011416 | 0.79 | 0.3219 | 0.1447 | 0.19168 | 1.2046 | 0.03493 | 1
3038 | 1 | 0.00013875 | 0 | 0.00030429 | 0.00021382 | 0.00011416 | 0.76 | 0.3302 | 0.1153 | 0.15726 | 1.1456 | 0.15599 | 1
3039 | 1 | 0.00013542 | 0 | 0.00031736 | 0.00022322 | 0.00011416 | 0.66 | 0.3383 | 0.0995 | 0.1815 | 1.1217 | 0.19764 | 0.88334
3040 | 1 | 0.00013718 | 0 | 0.00028995 | 0.00022322 | 0.00011416 | 0.52 | 0.3417 | 0.1138 | 0.17897 | 1.0977 | 0.1249 | 0.65212
3041 | 1 | 0.00014158 | 0 | 0.00020861 | 0.00016448 | 0.00011416 | 0.33 | 0.339 | 0.1325 | 0.15693 | 1.0894 | 0.036762 | 0.41175
3042 | 1 | 0.00014722 | 0 | 5.2407e-05 | 0.00011748 | 0.00011416 | 0.13 | 0.3268 | 0.1595 | 0.16605 | 1.0986 | 0.0012976 | 0.18321
3043 | 1 | 0.00014799 | 0 | 0 | 8.8113e-05 | 0.00011416 | 0.03 | 0.3225 | 0.2919 | 0.18035 | 1.1032 | 0.0042308 | 0
3044 | 1 | 0.00014857 | 0 | 0 | 5.8742e-05 | 0.00011416 | 0 | 0.3324 | 0.5451 | 0.18354 | 1.188 | 0.059529 | 0
3045 | 1 | 0.00015673 | 0 | 0 | 3.7595e-05 | 0.00011416 | 0 | 0.3189 | 0.6874 | 0.21653 | 1.2774 | 0.088053 | 0
3046 | 1 | 0.00014517 | 1.3988e-05 | 0 | 2.3497e-05 | 0.00011416 | 0 | 0.3281 | 0.679 | 0.20025 | 1.2636 | 0.058228 | 0
3047 | 1 | 0.00012746 | 3.3674e-05 | 0 | 9.3987e-06 | 0.00011416 | 0 | 0.349 | 0.6142 | 0.17018 | 1.1235 | 0.020871 | 0
3048 | 1 | 0.00011476 | 5.1843e-05 | 0 | 5.8742e-06 | 0.00011416 | 0 | 0.3653 | 0.5365 | 0.21845 | 1.0664 | 0.0013373 | 0
3049 | 1 | 0.00010277 | 6.9124e-05 | 0 | 2.3497e-06 | 0.00011416 | 0 | 0.3703 | 0.4932 | 0.2267 | 1.0654 | 0.048895 | 0
3050 | 1 | 9.3504e-05 | 8.5998e-05 | 0 | 1.1748e-06 | 0.00011416 | 0 | 0.3771 | 0.5077 | 0.21059 | 1.07 | 0.21082 | 0
3051 | 1 | 8.7619e-05 | 0.00010113 | 0 | 1.4098e-05 | 0.00011416 | 0 | 0.3867 | 0.5451 | 0.22192 | 1.0765 | 0.26898 | 0
3052 | 1 | 8.4698e-05 | 0.00011357 | 0 | 3.7595e-05 | 0.00011416 | 0 | 0.3812 | 0.5337 | 0.22417 | 1.071 | 0.16807 | 0
3053 | 1 | 8.5231e-05 | 0.00012267 | 0 | 9.3987e-05 | 0.00011416 | 0 | 0.3607 | 0.3768 | 0.2113 | 1.0728 | 0.049205 | 0
3054 | 1 | 9.7612e-05 | 0.00011493 | 0 | 0.0001821 | 0.00011416 | 0 | 0.3293 | 0.1701 | 0.17309 | 1.0728 | 0.0014614 | 0
3055 | 1 | 0.00012277 | 4.9623e-05 | 0 | 0.0001586 | 0.00011416 | 0.04 | 0.304 | 0.0835 | 0.22362 | 1.0848 | 0.0074916 | 0.00041229
3056 | 1 | 0.00014582 | 0 | 0 | 0.00014685 | 0.00011416 | 0.22 | 0.4232 | 0.0183 | 0.20141 | 1.141 | 0.086105 | 0
3057 | 1 | 0.00015269 | 0 | 0 | 0.00016448 | 0.00011416 | 0.44 | 0.4878 | 0.0284 | 0.18458 | 1.2525 | 0.11912 | 0.0097834
3058 | 1 | 0.00015807 | 0 | 0 | 0.00018797 | 0.00011416 | 0.62 | 0.5078 | 0.201 | 0.19673 | 1.1991 | 0.0749 | 0
3059 | 1 | 0.00015983 | 0 | 0 | 0.00020677 | 0.00011416 | 0.54 | 0.4969 | 0.2815 | 0.19849 | 1.1935 | 0.024691 | 0.071571
3060 | 1 | 0.00015914 | 0 | 7.4359e-05 | 0.00018797 | 0.00011416 | 0.8 | 0.4749 | 0.2905 | 0.19596 | 1.1899 | 0.0013373 | 0.0070646
3061 | 1 | 0.00015434 | 0 | 0.00018412 | 0.00019032 | 0.00011416 | 0.79 | 0.4507 | 0.4493 | 0.19519 | 1.1401 | 0.061516 | 0.15191
3062 | 1 | 0.00014494 | 0 | 0.00025747 | 0.00021382 | 0.00011416 | 0.68 | 0.4255 | 0.6921 | 0.18761 | 1.1014 | 0.25945 | 0.0080117
3063 | 1 | 0.00013909 | 0 | 0.00028487 | 0.00022322 | 0.00011416 | 0.64 | 0.3955 | 0.8092 | 0.19025 | 1.0857 | 0.33249 | 0.29969
3064 | 1 | 0.00013943 | 0 | 0.00025962 | 0.00022322 | 0.00011416 | 0.52 | 0.3719 | 0.8556 | 0.18761 | 1.1401 | 0.20629 | 0.64028
3065 | 1 | 0.00014313 | 0 | 0.0001859 | 0.00016448 | 0.00011416 | 0.34 | 0.3454 | 0.8715 | 0.17496 | 1.1548 | 0.060186 | 0.40426
3066 | 1 | 0.00014745 | 0 | 5.0376e-05 | 0.00011748 | 0.00011416 | 0.13 | 0.294 | 0.8172 | 0.1782 | 1.1604 | 0.0015928 | 0.15396
3067 | 1 | 0.00014766 | 0 | 0 | 8.8113e-05 | 0.00011416 | 0.03 | 0.2238 | 0.6656 | 0.21554 | 1.1143 | 0.010812 | 0
3068 | 1 | 0.00014569 | 0 | 0 | 5.8742e-05 | 0.00011416 | 0 | 0.2124 | 0.6404 | 0.26233 | 1.2479 | 0.11054 | 0
3069 | 1 | 0.00015361 | 0 | 0 | 3.7595e-05 | 0.00011416 | 0 | 0.2004 | 0.6443 | 0.28476 | 1.271 | 0.1467 | 0
3070 | 1 | 0.00014629 | 2.4053e-06 | 0 | 2.3497e-05 | 0.00011416 | 0 | 0.1808 | 0.6209 | 0.26871 | 1.2065 | 0.089302 | 0
3071 | 1 | 0.0001293 | 2.5385e-05 | 0 | 9.3987e-06 | 0.00011416 | 0 | 0.1648 | 0.6116 | 0.25364 | 1.1558 | 0.027843 | 0
3072 | 1 | 0.00011657 | 4.5885e-05 | 0 | 5.8742e-06 | 0.00011416 | 0 | 0.1524 | 0.6142 | 0.25227 | 1.1373 | 0.0013373 | 0
3073 | 1 | 0.00010455 | 6.102e-05 | 0 | 2.3497e-06 | 0.00011416 | 0 | 0.1411 | 0.6049 | 0.21378 | 1.2065 | 0.078782 | 0
3074 | 1 | 9.4533e-05 | 7.4933e-05 | 0 | 1.1748e-06 | 0.00011416 | 0 | 0.1291 | 0.6089 | 0.17293 | 1.2055 | 0.32501 | 0
3075 | 1 | 8.8843e-05 | 8.6923e-05 | 0 | 1.4098e-05 | 0.00011416 | 0 | 0.115 | 0.6049 | 0.18007 | 1.2065 | 0.41838 | 0
3076 | 1 | 8.4946e-05 | 9.8431e-05 | 0 | 3.7595e-05 | 0.00011416 | 0 | 0.0998 | 0.6089 | 0.18618 | 1.2065 | 0.25771 | 0
3077 | 1 | 8.1906e-05 | 0.00010861 | 0 | 9.3987e-05 | 0.00011416 | 0 | 0.0896 | 0.6327 | 0.17837 | 1.2037 | 0.074929 | 0
3078 | 1 | 8.5465e-05 | 9.6914e-05 | 0 | 0.0001821 | 0.00011416 | 0 | 0.083 | 0.5954 | 0.1771 | 1.1843 | 0.0017558 | 0
3079 | 1 | 0.00010101 | 2.1129e-05 | 0 | 0.0001586 | 0.00011416 | 0.04 | 0.05 | 0.5761 | 0.19822 | 1.1797 | 0.015778 | 0.030654
3080 | 1 | 0.00011563 | 0 | 0 | 0.00014685 | 0.00011416 | 0.23 | 0.0348 | 0.5508 | 0.21669 | 1.2 | 0.14442 | 0.22306
3081 | 1 | 0.00012941 | 0 | 0 | 0.00016448 | 0.00011416 | 0.44 | 0.0383 | 0.5858 | 0.21213 | 1.2147 | 0.1839 | 0.47462
3082 | 1 | 0.00013885 | 0 | 0 | 0.00018797 | 0.00011416 | 0.6 | 0.0366 | 0.583 | 0.23143 | 1.2129 | 0.10831 | 0.70784
3083 | 1 | 0.00013638 | 0 | 0.00010494 | 0.00020677 | 0.00011416 | 0.72 | 0.0328 | 0.6196 | 0.23979 | 1.2092 | 0.031847 | 0.8349
3084 | 1 | 0.00012928 | 0 | 0.00024325 | 0.00018797 | 0.00011416 | 0.77 | 0.0309 | 0.6417 | 0.21191 | 1.2046 | 0.0013373 | 1
3085 | 1 | 0.00012575 | 0 | 0.00034629 | 0.00019032 | 0.00011416 | 0.77 | 0.0328 | 0.6717 | 0.20559 | 1.2018 | 0.095931 | 1
3086 | 1 | 0.00011852 | 0 | 0.00040276 | 0.00021382 | 0.00011416 | 0.72 | 0.0399 | 0.6838 | 0.17727 | 1.1862 | 0.38931 | 0.97192
3087 | 1 | 0.00011092 | 0 | 0.00041113 | 0.00022322 | 0.00011416 | 0.64 | 0.05 | 0.6802 | 0.13818 | 1.1189 | 0.50281 | 0.72807
3088 | 1 | 0.00010834 | 0 | 0.00037598 | 0.00022322 | 0.00011416 | 0.51 | 0.0638 | 0.6468 | 0.1418 | 1.1078 | 0.30805 | 0.61829
3089 | 1 | 0.00011039 | 0 | 0.0002968 | 0.00016448 | 0.00011416 | 0.32 | 0.0828 | 0.5789 | 0.16215 | 1.129 | 0.089335 | 0.076674
3090 | 1 | 0.00011639 | 0 | 0.00015341 | 0.00011748 | 0.00011416 | 0.12 | 0.1087 | 0.4625 | 0.18068 | 1.1604 | 0.0019042 | 0.0012926
3091 | 1 | 0.00012397 | 0 | 0 | 8.8113e-05 | 0.00011416 | 0.02 | 0.1476 | 0.3403 | 0.25298 | 1.1539 | 0.021085 | 0
3092 | 1 | 0.00012607 | 0 | 0 | 5.8742e-05 | 0.00011416 | 0 | 0.1936 | 0.4012 | 0.29873 | 1.1825 | 0.17845 | 0
3093 | 1 | 0.00013594 | 0 | 0 | 3.7595e-05 | 0.00011416 | 0 | 0.2161 | 0.4464 | 0.30016 | 1.2046 | 0.22038 | 0
3094 | 1 | 0.00013467 | 0 | 0 | 2.3497e-05 | 0.00011416 | 0 | 0.2182 | 0.4186 | 0.29521 | 1.2147 | 0.1266 | 0
3095 | 1 | 0.00012327 | 0 | 0 | 9.3987e-06 | 0.00011416 | 0 | 0.2108 | 0.3444 | 0.26002 | 1.1843 | 0.03557 | 0
3096 | 1 | 0.00011377 | 0 | 0 | 5.8742e-06 | 0.00011416 | 0 | 0.1966 | 0.2552 | 0.28674 | 1.0608 | 0.0013373 | 0
3097 | 1 | 0.0001023 | 1.1471e-05 | 0 | 2.3497e-06 | 0.00011416 | 0 | 0.1856 | 0.1711 | 0.21339 | 1.0876 | 0.10864 | 0
3098 | 1 | 9.3961e-05 | 2.3831e-05 | 0 | 1.1748e-06 | 0.00011416 | 0 | 0.1817 | 0.125 | 0.19827 | 1.0341 | 0.43657 | 0
3099 | 1 | 8.8393e-05 | 3.4895e-05 | 0 | 1.4098e-05 | 0.00011416 | 0 | 0.1872 | 0.1024 | 0.16946 | 1.0249 | 0.56498 | 0
3100 | 1 | 8.458e-05 | 4.7069e-05 | 0 | 3.7595e-05 | 0.00011416 | 0 | 0.1973 | 0.1122 | 0.16737 | 1.0055 | 0.34502 | 0
3101 | 1 | 8.1806e-05 | 5.6727e-05 | 0 | 9.3987e-05 | 0.00011416 | 0 | 0.208 | 0.1662 | 0.16864 | 1.0028 | 0.099898 | 0
3102 | 1 | 8.3596e-05 | 5.003e-05 | 0 | 0.0001821 | 0.00011416 | 0 | 0.2178 | 0.2302 | 0.17293 | 0.99816 | 0.0020075 | 0
3103 | 1 | 9.0543e-05 | 0 | 0 | 0.0001586 | 0.00011416 | 0.04 | 0.1778 | 0.1791 | 0.16578 | 0.98802 | 0.025213 | 0.030364
3104 | 1 | 9.5982e-05 | 0 | 0 | 0.00014685 | 0.00011416 | 0.23 | 0.1804 | 0.2325 | 0.18557 | 1.012 | 0.20387 | 0.21968
3105 | 1 | 0.00010659 | 0 | 0 | 0.00016448 | 0.00011416 | 0.42 | 0.2405 | 0.2828 | 0.19107 | 1.0092 | 0.24721 | 0.42823
3106 | 1 | 0.00011355 | 0 | 6.2812e-05 | 0.00018797 | 0.00011416 | 0.58 | 0.2737 | 0.2945 | 0.15616 | 1.012 | 0.13987 | 0.64934
3107 | 1 | 0.0001087 | 0 | 0.00026076 | 0.00020677 | 0.00011416 | 0.67 | 0.2748 | 0.2984 | 0.16352 | 1.0083 | 0.038206 | 0.87879
3108 | 1 | 0.00010258 | 0 | 0.00042001 | 0.00018797 | 0.00011416 | 0.75 | 0.2605 | 0.3103 | 0.17029 | 1.0101 | 0.0013373 | 1
3109 | 1 | 0.00010003 | 0 | 0.0005346 | 0.00019032 | 0.00011416 | 0.74 | 0.2432 | 0.3077 | 0.18959 | 1.0138 | 0.12244 | 0.93978
3110 | 1 | 9.6355e-05 | 0 | 0.00059437 | 0.00021382 | 0.00011416 | 0.68 | 0.2259 | 0.2905 | 0.19135 | 1.0111 | 0.4875 | 0.90532
3111 | 1 | 8.9101e-05 | 0 | 0.00060591 | 0.00022322 | 0.00011416 | 0.64 | 0.2088 | 0.2713 | 0.1914 | 1.0028 | 0.63208 | 0.70162
3112 | 1 | 8.7174e-05 | 0 | 0.00057432 | 0.00022322 | 0.00011416 | 0.44 | 0.194 | 0.2528 | 0.19662 | 0.98802 | 0.38483 | 0.53616
3113 | 1 | 8.9672e-05 | 0 | 0.00049526 | 0.00016448 | 0.00011416 | 0.32 | 0.1857 | 0.2198 | 0.20179 | 0.99539 | 0.11126 | 0.35819
3114 | 1 | 9.7443e-05 | 0 | 0.00034007 | 0.00011748 | 0.00011416 | 0.13 | 0.1875 | 0.1978 | 0.20872 | 1.0046 | 0.0021146 | 0.12879
3115 | 1 | 0.00011464 | 0 | 1.2689e-05 | 8.8113e-05 | 0.00011416 | 0.03 | 0.2064 | 0.1946 | 0.22829 | 1.0028 | 0.029848 | 0
3116 | 1 | 0.00011982 | 0 | 0 | 5.8742e-05 | 0.00011416 | 0 | 0.2323 | 0.2516 | 0.27509 | 1.0138 | 0.2316 | 0
3117 | 1 | 0.00013334 | 0 | 0 | 3.7595e-05 | 0.00011416 | 0 | 0.2256 | 0.3279 | 0.29417 | 1.1226 | 0.27613 | 0
3118 | 1 | 0.00013533 | 0 | 0 | 2.3497e-05 | 0.00011416 | 0 | 0.217 | 0.3797 | 0.28718 | 1.1502 | 0.15404 | 0
3119 | 1 | 0.00012459 | 0 | 0 | 9.3987e-06 | 0.00011416 | 0 | 0.2149 | 0.3811 | 0.27965 | 1.0608 | 0.04097 | 0
3120 | 1 | 0.00011351 | 0 | 0 | 5.8742e-06 | 0.00011416 | 0 | 0.2141 | 0.3725 | 0.12179 | 1.0166 | 0.0013373 | 0
3121 | 1 | 0.00010369 | 8.659e-06 | 0 | 2.3497e-06 | 0.00011416 | 0 | 0.2126 | 0.3389 | 0.12437 | 1.0166 | 0.12975 | 0
3122 | 1 | 9.6241e-05 | 2.4127e-05 | 0 | 1.1748e-06 | 0.00011416 | 0 | 0.2081 | 0.2614 | 0.14626 | 0.99447 | 0.51439 | 0
3123 | 1 | 9.2217e-05 | 3.5598e-05 | 0 | 1.4098e-05 | 0.00011416 | 0 | 0.1994 | 0.1474 | 0.14235 | 0.98249 | 0.66754 | 0
3124 | 1 | 8.9444e-05 | 4.7217e-05 | 0 | 3.7595e-05 | 0.00011416 | 0 | 0.1851 | 0.0673 | 0.14917 | 0.97051 | 0.40584 | 0
3125 | 1 | 8.997e-05 | 6.1612e-05 | 0 | 9.3987e-05 | 0.00011416 | 0 | 0.1755 | 0.0189 | 0.14455 | 0.97051 | 0.11725 | 0
3126 | 1 | 0.0001039 | 5.817e-05 | 0 | 0.0001821 | 0.00011416 | 0 | 0.1692 | 0.0061 | 0.15577 | 1.0415 | 0.0021695 | 0
3127 | 1 | 0.00012923 | 0 | 0 | 0.0001586 | 0.00011416 | 0.05 | 0.1263 | 0.0122 | 0.17622 | 1.0876 | 0.032364 | 0.027311
3128 | 1 | 0.00014207 | 0 | 0 | 0.00014685 | 0.00011416 | 0.2 | 0.0975 | 0.0137 | 0.20762 | 1.1641 | 0.24637 | 0.20537
3129 | 1 | 0.00015036 | 0 | 0 | 0.00016448 | 0.00011416 | 0.43 | 0.1219 | 0.0295 | 0.25997 | 1.1889 | 0.2914 | 0.42087
3130 | 1 | 0.00014826 | 0 | 0.00017727 | 0.00018797 | 0.00011416 | 0.58 | 0.1318 | 0.0406 | 0.26981 | 1.1917 | 0.16147 | 0.66054
3131 | 1 | 0.00014199 | 0 | 0.00038284 | 0.00020677 | 0.00011416 | 0.68 | 0.1352 | 0.0488 | 0.2868 | 1.0839 | 0.0424 | 0.8783
3132 | 1 | 0.00013779 | 0 | 0.00053828 | 0.00018797 | 0.00011416 | 0.73 | 0.134 | 0.0842 | 0.27344 | 1.1714 | 0.0013373 | 0.94237
3133 | 1 | 0.00013303 | 0 | 0.00064779 | 0.00019032 | 0.00011416 | 0.73 | 0.13 | 0.1061 | 0.24715 | 1.1235 | 0.13735 | 0.97184
3134 | 1 | 0.0001246 | 0 | 0.0007059 | 0.00021382 | 0.00011416 | 0.72 | 0.1287 | 0.1099 | 0.19833 | 1.1226 | 0.54226 | 0.95371
3135 | 1 | 0.00012081 | 0 | 0.00071009 | 0.00022322 | 0.00011416 | 0.62 | 0.1282 | 0.1185 | 0.17117 | 1.0876 | 0.70429 | 0.82269
3136 | 1 | 0.00012343 | 0 | 0.00066403 | 0.00022322 | 0.00011416 | 0.5 | 0.1313 | 0.1474 | 0.21043 | 1.0488 | 0.42759 | 0.56579
3137 | 1 | 0.00012926 | 0 | 0.00056328 | 0.00016448 | 0.00011416 | 0.32 | 0.1438 | 0.1576 | 0.21823 | 1.0848 | 0.12346 | 0.39139
3138 | 1 | 0.00013387 | 0 | 0.00039755 | 0.00011748 | 0.00011416 | 0.13 | 0.1703 | 0.152 | 0.21515 | 1.0876 | 0.0022254 | 0.15724
3139 | 1 | 0.00014803 | 0 | 6.9283e-05 | 8.8113e-05 | 0.00011416 | 0.03 | 0.2073 | 0.2176 | 0.27261 | 1.0903 | 0.035018 | 0
3140 | 1 | 0.00015119 | 0 | 0 | 5.8742e-05 | 0.00011416 | 0 | 0.2343 | 0.3063 | 0.27965 | 1.106 | 0.26174 | 0
3141 | 1 | 0.00015813 | 0 | 0 | 3.7595e-05 | 0.00011416 | 0 | 0.2311 | 0.3868 | 0.30214 | 1.177 | 0.30723 | 0
3142 | 1 | 0.00015027 | 0 | 0 | 2.3497e-05 | 0.00011416 | 0 | 0.2274 | 0.3725 | 0.26348 | 1.1051 | 0.16913 | 0
3143 | 1 | 0.00013459 | 0 | 0 | 9.3987e-06 | 0.00011416 | 0 | 0.2314 | 0.2764 | 0.18068 | 1.0433 | 0.043863 | 0
3144 | 1 | 0.00012505 | 0 | 0 | 5.8742e-06 | 0.00011416 | 0 | 0.2385 | 0.2032 | 0.12558 | 0.99355 | 0.0013373 | 0
3145 | 1 | 0.0001155 | 4.4405e-07 | 0 | 2.3497e-06 | 0.00011416 | 0 | 0.2402 | 0.1614 | 0.1153 | 0.98341 | 0.13351 | 0
3146 | 1 | 0.00010776 | 1.384e-05 | 0 | 1.1748e-06 | 0.00011416 | 0 | 0.2332 | 0.13 | 0.11899 | 0.90968 | 0.5282 | 0
3147 | 1 | 0.00010399 | 2.3498e-05 | 0 | 1.4098e-05 | 0.00011416 | 0 | 0.2264 | 0.113 | 0.12388 | 0.91152 | 0.68575 | 0
3148 | 1 | 0.00010128 | 3.249e-05 | 0 | 3.7595e-05 | 0.00011416 | 0 | 0.2136 | 0.1193 | 0.13268 | 0.90968 | 0.41662 | 0
3149 | 1 | 0.0001011 | 4.6255e-05 | 0 | 9.3987e-05 | 0.00011416 | 0 | 0.2042 | 0.1662 | 0.14367 | 0.93088 | 0.12033 | 0
3150 | 1 | 0.00011093 | 4.5256e-05 | 0 | 0.0001821 | 0.00011416 | 0 | 0.1959 | 0.2087 | 0.16017 | 0.96313 | 0.0021973 | 0
3151 | 1 | 0.00013349 | 0 | 0 | 0.0001586 | 0.00011416 | 0.04 | 0.1462 | 0.1957 | 0.18684 | 0.99078 | 0.033674 | 0.025874
3152 | 1 | 0.00014653 | 0 | 0 | 0.00014685 | 0.00011416 | 0.22 | 0.0968 | 0.2589 | 0.23951 | 1.106 | 0.25398 | 0.19948
3153 | 1 | 0.00015425 | 0 | 0 | 0.00016448 | 0.00011416 | 0.42 | 0.1079 | 0.2932 | 0.30417 | 1.1576 | 0.29924 | 0.42107
3154 | 1 | 0.00014795 | 0 | 0.00025645 | 0.00018797 | 0.00011416 | 0.57 | 0.12 | 0.2932 | 0.3166 | 1.1631 | 0.16527 | 0.63777
3155 | 1 | 0.00014084 | 0 | 0.00047356 | 0.00020677 | 0.00011416 | 0.68 | 0.1228 | 0.2713 | 0.30819 | 1.1401 | 0.043128 | 0.8049
3156 | 1 | 0.00013739 | 0 | 0.00063434 | 0.00018797 | 0.00011416 | 0.74 | 0.1201 | 0.2384 | 0.30934 | 1.1327 | 0.0013373 | 0.92568
3157 | 1 | 0.00013257 | 0 | 0.00075717 | 0.00019032 | 0.00011416 | 0.75 | 0.1209 | 0.2098 | 0.30593 | 1.1198 | 0.11888 | 0.97142
3158 | 1 | 0.00012326 | 0 | 0.00083001 | 0.00021382 | 0.00011416 | 0.71 | 0.1267 | 0.1731 | 0.23055 | 1.1143 | 0.47442 | 0.9046
3159 | 1 | 0.00011843 | 0 | 0.00084967 | 0.00022322 | 0.00011416 | 0.61 | 0.1351 | 0.1351 | 0.21196 | 1.0793 | 0.61484 | 0.77989
3160 | 1 | 0.00012045 | 0 | 0.0008163 | 0.00022322 | 0.00011416 | 0.48 | 0.1411 | 0.1161 | 0.22533 | 1.0691 | 0.37461 | 0.56579
3161 | 1 | 0.00012633 | 0 | 0.00072253 | 0.00016448 | 0.00011416 | 0.31 | 0.141 | 0.1266 | 0.25139 | 1.07 | 0.10834 | 0.3327
3162 | 1 | 0.00013258 | 0 | 0.00054386 | 0.00011748 | 0.00011416 | 0.13 | 0.1366 | 0.1831 | 0.26431 | 1.0903 | 0.0020875 | 0.11008
3163 | 1 | 0.00014742 | 0 | 0.00016889 | 8.8113e-05 | 0.00011416 | 0.04 | 0.1448 | 0.3486 | 0.28729 | 1.082 | 0.02864 | 0
3164 | 1 | 0.00015508 | 0 | 0 | 5.8742e-05 | 0.00011416 | 0 | 0.1746 | 0.5789 | 0.29411 | 1.1023 | 0.22445 | 0
3165 | 1 | 0.00016047 | 0 | 0 | 3.7595e-05 | 0.00011416 | 0 | 0.2061 | 0.6742 | 0.29955 | 1.07 | 0.2687 | 0
3166 | 1 | 0.00015164 | 0 | 0 | 2.3497e-05 | 0.00011416 | 0 | 0.2331 | 0.6754 | 0.25887 | 1.0719 | 0.15041 | 0
3167 | 1 | 0.00013535 | 0 | 0 | 9.3987e-06 | 0.00011416 | 0 | 0.255 | 0.6506 | 0.15627 | 0.96866 | 0.040267 | 0
3168 | 1 | 0.00012609 | 0 | 0 | 5.8742e-06 | 0.00011416 | 0 | 0.2584 | 0.5967 | 0.10859 | 0.92535 | 0.0013373 | 0
3169 | 1 | 0.00011651 | 0 | 0 | 2.3497e-06 | 0.00011416 | 0 | 0.2525 | 0.5508 | 0.10376 | 0.92258 | 0.10537 | 0
3170 | 1 | 0.00011014 | 0 | 0 | 1.1748e-06 | 0.00011416 | 0 | 0.2537 | 0.499 | 0.1224 | 0.91429 | 0.42441 | 0
3171 | 1 | 0.00010892 | 0 | 0 | 1.4098e-05 | 0.00011416 | 0 | 0.2589 | 0.4873 | 0.12487 | 0.91705 | 0.54899 | 0
3172 | 1 | 0.00010793 | 0 | 0 | 3.7595e-05 | 0.00011416 | 0 | 0.2673 | 0.5322 | 0.12938 | 0.91244 | 0.33552 | 0
3173 | 1 | 0.00011012 | 0 | 0 | 9.3987e-05 | 0.00011416 | 0 | 0.2814 | 0.5408 | 0.13361 | 0.91152 | 0.097183 | 0
3174 | 1 | 0.00012014 | 0 | 0 | 0.0001821 | 0.00011416 | 0 | 0.288 | 0.439 | 0.12454 | 0.97235 | 0.0019813 | 0
3175 | 1 | 0.00013524 | 0 | 0 | 0.0001586 | 0.00011416 | 0.05 | 0.2541 | 0.313 | 0.16908 | 0.92995 | 0.024135 | 0.017862
3176 | 1 | 0.00014795 | 0 | 0 | 0.00014685 | 0.00011416 | 0.2 | 0.1938 | 0.1438 | 0.24023 | 1.0442 | 0.1973 | 0.14933
3177 | 1 | 0.00015126 | 0 | 8.6795e-05 | 0.00016448 | 0.00011416 | 0.4 | 0.1857 | 0.0627 | 0.30208 | 1.1171 | 0.24031 | 0.33003
3178 | 1 | 0.00014179 | 0 | 0.00037827 | 0.00018797 | 0.00011416 | 0.56 | 0.2354 | 0.0577 | 0.31138 | 1.129 | 0.13647 | 0.37409
3179 | 1 | 0.00013477 | 0 | 0.00060211 | 0.00020677 | 0.00011416 | 0.68 | 0.2742 | 0.2764 | 0.29961 | 1.1115 | 0.037535 | 0.72161
3180 | 1 | 0.00013233 | 0 | 0.00075438 | 0.00018797 | 0.00011416 | 0.73 | 0.3039 | 0.6481 | 0.26167 | 1.0949 | 0.0013373 | 0.79999
3181 | 1 | 0.00012923 | 0 | 0.00085285 | 0.00019032 | 0.00011416 | 0.73 | 0.3301 | 0.7932 | 0.22373 | 1.0406 | 0.089964 | 0.8098
3182 | 1 | 0.0001213 | 0 | 0.00090982 | 0.00021382 | 0.00011416 | 0.67 | 0.3472 | 0.8402 | 0.16902 | 1.0166 | 0.36702 | 0.72391
3183 | 1 | 0.00011833 | 0 | 0.00092086 | 0.00022322 | 0.00011416 | 0.61 | 0.3486 | 0.8563 | 0.18656 | 0.92995 | 0.47351 | 0.61269
3184 | 1 | 0.00012164 | 0 | 0.00087696 | 0.00022322 | 0.00011416 | 0.46 | 0.3306 | 0.8504 | 0.19794 | 0.93825 | 0.2906 | 0.40793
3185 | 1 | 0.00012895 | 0 | 0.00076757 | 0.00016448 | 0.00011416 | 0.25 | 0.3015 | 0.8367 | 0.25392 | 0.93825 | 0.084345 | 0.051369
3186 | 1 | 0.00013625 | 0 | 0.00055224 | 0.00011748 | 0.00011416 | 0.13 | 0.2486 | 0.7966 | 0.2868 | 1.0101 | 0.0018538 | 0.067292
3187 | 1 | 0.00014834 | 0 | 0.00024122 | 8.8113e-05 | 0.00011416 | 0.04 | 0.2388 | 0.6778 | 0.29554 | 0.99447 | 0.019201 | 0
3188 | 1 | 0.00015895 | 0 | 1.9034e-06 | 5.8742e-05 | 0.00011416 | 0 | 0.2646 | 0.5579 | 0.3122 | 1.0719 | 0.16657 | 0
3189 | 1 | 0.00016224 | 0 | 0 | 3.7595e-05 | 0.00011416 | 0 | 0.2781 | 0.4859 | 0.30846 | 1.0783 | 0.20773 | 0
3190 | 1 | 0.00015328 | 0 | 0 | 2.3497e-05 | 0.00011416 | 0 | 0.289 | 0.4595 | 0.27899 | 0.96406 | 0.12029 | 0
3191 | 1 | 0.00013958 | 0 | 0 | 9.3987e-06 | 0.00011416 | 0 | 0.2963 | 0.4288 | 0.16897 | 0.93548 | 0.034298 | 0
3192 | 1 | 0.00012989 | 0 | 0 | 5.8742e-06 | 0.00011416 | 0 | 0.295 | 0.4712 | 0.15511 | 0.91705 | 0.0013373 | 0
3193 | 1 | 0.00012105 | 0 | 0 | 2.3497e-06 | 0.00011416 | 0 | 0.2948 | 0.5858 | 0.14114 | 0.8977 | 0.073557 | 0
3194 | 1 | 0.00011482 | 0 | 0 | 1.1748e-06 | 0.00011416 | 0 | 0.2984 | 0.6089 | 0.14879 | 0.88479 | 0.30527 | 0
3195 | 1 | 0.00011301 | 0 | 0 | 1.4098e-05 | 0.00011416 | 0 | 0.3087 | 0.6519 | 0.13697 | 0.86912 | 0.39249 | 0
3196 | 1 | 0.00011132 | 0 | 0 | 3.7595e-05 | 0.00011416 | 0 | 0.3098 | 0.7047 | 0.13636 | 0.86452 | 0.24223 | 0
3197 | 1 | 0.00011303 | 0 | 0 | 9.3987e-05 | 0.00011416 | 0 | 0.3061 | 0.7258 | 0.14114 | 0.86452 | 0.070496 | 0
3198 | 1 | 0.00012306 | 0 | 0 | 0.0001821 | 0.00011416 | 0 | 0.294 | 0.7508 | 0.20625 | 0.88664 | 0.0017082 | 0
3199 | 1 | 0.00013639 | 0 | 0 | 0.0001586 | 0.00011416 | 0.05 | 0.2428 | 0.8444 | 0.22533 | 0.93733 | 0.01423 | 0.016915
3200 | 1 | 0.00015083 | 0 | 0 | 0.00014685 | 0.00011416 | 0.2 | 0.2359 | 0.9029 | 0.30186 | 0.97143 | 0.13412 | 0.15647
3201 | 1 | 0.0001543 | 0 | 0.00011446 | 0.00016448 | 0.00011416 | 0.39 | 0.3091 | 0.9381 | 0.37257 | 1.0323 | 0.17269 | 0.36449
3202 | 1 | 0.00014842 | 0 | 0.00034401 | 0.00018797 | 0.00011416 | 0.55 | 0.3862 | 0.9305 | 0.35404 | 1.0839 | 0.10263 | 0.59286
3203 | 1 | 0.00014393 | 0 | 0.00052952 | 0.00020677 | 0.00011416 | 0.68 | 0.4315 | 0.928 | 0.29944 | 1.024 | 0.030666 | 0.78965
3204 | 1 | 0.00014238 | 0 | 0.00066339 | 0.00018797 | 0.00011416 | 0.75 | 0.4745 | 0.9355 | 0.2752 | 0.96682 | 0.0013373 | 0.90778
3205 | 1 | 0.00013978 | 0 | 0.00074384 | 0.00019032 | 0.00011416 | 0.77 | 0.51 | 0.9318 | 0.24671 | 0.93733 | 0.059277 | 0.93629
3206 | 1 | 0.00013261 | 0 | 0.00076757 | 0.00021382 | 0.00011416 | 0.73 | 0.5458 | 0.9287 | 0.18733 | 0.89954 | 0.25088 | 0.87147
3207 | 1 | 0.00013249 | 0 | 0.00073052 | 0.00022322 | 0.00011416 | 0.64 | 0.5882 | 0.9298 | 0.18739 | 0.8894 | 0.32128 | 0.7244
3208 | 1 | 0.00013839 | 0 | 0.00063129 | 0.00022322 | 0.00011416 | 0.5 | 0.6244 | 0.9247 | 0.17095 | 0.88848 | 0.19955 | 0.56492
3209 | 1 | 0.00014621 | 0 | 0.00046836 | 0.00016448 | 0.00011416 | 0.32 | 0.6489 | 0.9056 | 0.15715 | 0.87373 | 0.058253 | 0.35809
3210 | 1 | 0.0001535 | 0 | 0.00024782 | 0.00011748 | 0.00011416 | 0.13 | 0.6573 | 0.8316 | 0.12861 | 0.88018 | 0.0015704 | 0.16695
3211 | 1 | 0.00016177 | 0 | 0 | 8.8113e-05 | 0.00011416 | 0.04 | 0.6375 | 0.6862 | 0.11717 | 0.87465 | 0.010201 | 0
3212 | 1 | 0.00015992 | 0 | 0 | 5.8742e-05 | 0.00011416 | 0 | 0.6003 | 0.4742 | 0.13295 | 0.88848 | 0.10618 | 0
3213 | 1 | 0.00016396 | 0 | 0 | 3.7595e-05 | 0.00011416 | 0 | 0.5619 | 0.2396 | 0.17903 | 0.89217 | 0.14184 | 0
3214 | 1 | 0.00015509 | 0 | 0 | 2.3497e-05 | 0.00011416 | 0 | 0.5374 | 0.0809 | 0.15291 | 0.87558 | 0.086783 | 0
3215 | 1 | 0.00013973 | 0 | 0 | 9.3987e-06 | 0.00011416 | 0 | 0.5256 | 0.012 | 0.12366 | 0.87097 | 0.0273 | 0
3216 | 1 | 0.00012441 | 2.7346e-05 | 0 | 5.8742e-06 | 0.00011416 | 0 | 0.5137 | 0.0882 | 0.16105 | 0.84147 | 0.0013373 | 0
3217 | 1 | 0.00011022 | 5.5691e-05 | 0 | 2.3497e-06 | 0.00011416 | 0 | 0.497 | 0.3265 | 0.17067 | 0.84055 | 0.046976 | 0
3218 | 1 | 9.9028e-05 | 8.4776e-05 | 0 | 1.1748e-06 | 0.00011416 | 0 | 0.4805 | 0.5322 | 0.17436 | 0.83041 | 0.20336 | 0
3219 | 1 | 9.021e-05 | 0.00011257 | 0 | 1.4098e-05 | 0.00011416 | 0 | 0.4658 | 0.5663 | 0.16407 | 0.82396 | 0.25925 | 0
3220 | 1 | 8.3901e-05 | 0.00013821 | 0 | 3.7595e-05 | 0.00011416 | 0 | 0.4496 | 0.5337 | 0.16341 | 0.81935 | 0.1622 | 0
3221 | 1 | 8.1206e-05 | 0.00016078 | 0 | 9.3987e-05 | 0.00011416 | 0 | 0.4392 | 0.4742 | 0.17293 | 0.82488 | 0.047516 | 0
3222 | 1 | 8.9244e-05 | 0.00016126 | 0 | 0.0001821 | 0.00011416 | 0 | 0.4325 | 0.4215 | 0.17644 | 0.83318 | 0.0014402 | 0
3223 | 1 | 0.00010833 | 0.00011878 | 0 | 0.0001586 | 0.00011416 | 0.04 | 0.4806 | 0.374 | 0.19822 | 0.83594 | 0.0070149 | 0.03198
3224 | 1 | 0.00013167 | 5.2509e-05 | 0 | 0.00014685 | 0.00011416 | 0.23 | 0.5341 | 0.3117 | 0.17732 | 0.87926 | 0.082421 | 0.21896
3225 | 1 | 0.0001485 | 0 | 0 | 0.00016448 | 0.00011416 | 0.43 | 0.5365 | 0.2455 | 0.17798 | 0.91152 | 0.11489 | 0.44497
3226 | 1 | 0.00015344 | 0 | 0 | 0.00018797 | 0.00011416 | 0.61 | 0.5358 | 0.2256 | 0.18222 | 0.91705 | 0.072661 | 0.6602
3227 | 1 | 0.00015588 | 0 | 0 | 0.00020677 | 0.00011416 | 0.72 | 0.5349 | 0.2528 | 0.20834 | 0.92074 | 0.02419 | 0.84701
3228 | 1 | 0.00015857 | 0 | 0 | 0.00018797 | 0.00011416 | 0.78 | 0.5347 | 0.301 | 0.21488 | 0.91889 | 0.0013373 | 0.9723
3229 | 1 | 0.00015807 | 0 | 0 | 0.00019032 | 0.00011416 | 0.8 | 0.5418 | 0.3252 | 0.1809 | 0.91152 | 0.036507 | 0.9854
3230 | 1 | 0.00015176 | 0 | 0 | 0.00021382 | 0.00011416 | 0.76 | 0.5547 | 0.2601 | 0.13477 | 0.9023 | 0.16225 | 0.93307
3231 | 1 | 0.00014779 | 0 | 0 | 0.00022322 | 0.00011416 | 0.66 | 0.5673 | 0.2407 | 0.1109 | 0.88295 | 0.20577 | 0.81933
3232 | 1 | 0.00014678 | 0 | 0 | 0.00022322 | 0.00011416 | 0.52 | 0.5791 | 0.2467 | 0.10529 | 0.86728 | 0.12983 | 0.6274
3233 | 1 | 0.00014678 | 0 | 0 | 0.00016448 | 0.00011416 | 0.34 | 0.5847 | 0.2663 | 0.1081 | 0.86083 | 0.038187 | 0.3979
3234 | 1 | 0.00014497 | 0 | 0 | 0.00011748 | 0.00011416 | 0.13 | 0.5786 | 0.2984 | 0.090559 | 0.87373 | 0.0013174 | 0.1536
3235 | 1 | 0.00014351 | 0 | 0 | 8.8113e-05 | 0.00011416 | 0.03 | 0.5328 | 0.3584 | 0.11019 | 0.87834 | 0.0045725 | 0
3236 | 1 | 0.00014309 | 0 | 0 | 5.8742e-05 | 0.00011416 | 0 | 0.4774 | 0.4303 | 0.14763 | 0.89677 | 0.062499 | 0
3237 | 1 | 0.00014038 | 4.0075e-05 | 0 | 3.7595e-05 | 0.00011416 | 0 | 0.4623 | 0.4259 | 0.18678 | 0.95576 | 0.091599 | 0
3238 | 1 | 0.0001297 | 6.6348e-05 | 0 | 2.3497e-05 | 0.00011416 | 0 | 0.4464 | 0.3598 | 0.16292 | 0.95668 | 0.060161 | 0
3239 | 1 | 0.00011424 | 8.8625e-05 | 0 | 9.3987e-06 | 0.00011416 | 0 | 0.4417 | 0.2739 | 0.134 | 0.90876 | 0.021325 | 0
3240 | 1 | 0.00010252 | 0.00011009 | 0 | 5.8742e-06 | 0.00011416 | 0 | 0.4244 | 0.1925 | 0.1533 | 0.85438 | 0.0013373 | 0
3241 | 1 | 9.0237e-05 | 0.00013 | 0 | 2.3497e-06 | 0.00011416 | 0 | 0.4084 | 0.1091 | 0.15973 | 0.84332 | 0.027722 | 0
3242 | 1 | 8.1339e-05 | 0.0001465 | 0 | 1.1748e-06 | 0.00011416 | 0 | 0.3986 | 0.0952 | 0.15638 | 0.83318 | 0.1271 | 0
3243 | 1 | 7.4662e-05 | 0.00016063 | 0 | 1.4098e-05 | 0.00011416 | 0 | 0.4023 | 0.1258 | 0.1566 | 0.82765 | 0.1602 | 0
3244 | 1 | 7.0345e-05 | 0.00017329 | 0 | 3.7595e-05 | 0.00011416 | 0 | 0.3908 | 0.2256 | 0.1522 | 0.8212 | 0.10208 | 0
3245 | 1 | 6.7727e-05 | 0.00018443 | 0 | 9.3987e-05 | 0.00011416 | 0 | 0.3811 | 0.317 | 0.13933 | 0.81751 | 0.030167 | 0
3246 | 1 | 7.0725e-05 | 0.00017103 | 0 | 0.0001821 | 0.00011416 | 0 | 0.3697 | 0.313 | 0.14846 | 0.81198 | 0.0012018 | 0
3247 | 1 | 8.4266e-05 | 0.0001055 | 0 | 0.0001586 | 0.00011416 | 0.04 | 0.3776 | 0.229 | 0.15313 | 0.81198 | 0.0027751 | 0.031668
3248 | 1 | 0.00010978 | 2.4053e-05 | 0 | 0.00014685 | 0.00011416 | 0.23 | 0.4008 | 0.2302 | 0.16732 | 0.85346 | 0.046078 | 0.2123
3249 | 1 | 0.00012669 | 0 | 0 | 0.00016448 | 0.00011416 | 0.44 | 0.3942 | 0.2407 | 0.13647 | 0.8765 | 0.071687 | 0.4368
3250 | 1 | 0.00013597 | 0 | 0 | 0.00018797 | 0.00011416 | 0.62 | 0.392 | 0.2676 | 0.20845 | 0.88203 | 0.049183 | 0.6368
3251 | 1 | 0.00013878 | 0 | 0 | 0.00020677 | 0.00011416 | 0.74 | 0.3984 | 0.2905 | 0.2256 | 0.87373 | 0.018696 | 0.81711
3252 | 1 | 0.00013749 | 0 | 5.4818e-05 | 0.00018797 | 0.00011416 | 0.8 | 0.4038 | 0.305 | 0.21202 | 0.87373 | 0.0013373 | 0.92136
3253 | 1 | 0.0001324 | 0 | 0.00018031 | 0.00019032 | 0.00011416 | 0.81 | 0.4059 | 0.3293 | 0.15923 | 0.86544 | 0.02158 | 0.95088
3254 | 1 | 0.00012317 | 0 | 0.00025582 | 0.00021382 | 0.00011416 | 0.76 | 0.404 | 0.3444 | 0.15016 | 0.86544 | 0.10201 | 0.90043
3255 | 1 | 0.00011459 | 0 | 0.00027904 | 0.00022322 | 0.00011416 | 0.67 | 0.4011 | 0.3184 | 0.17364 | 0.84424 | 0.12781 | 0.77725
3256 | 1 | 0.00011232 | 0 | 0.00024769 | 0.00022322 | 0.00011416 | 0.52 | 0.403 | 0.2971 | 0.16776 | 0.82673 | 0.082233 | 0.60534
3257 | 1 | 0.00011544 | 0 | 0.00015836 | 0.00016448 | 0.00011416 | 0.33 | 0.4077 | 0.2945 | 0.16578 | 0.81843 | 0.024412 | 0.38495
3258 | 1 | 0.00012228 | 0 | 9.2632e-06 | 0.00011748 | 0.00011416 | 0.13 | 0.4074 | 0.2958 | 0.16814 | 0.82304 | 0.0011108 | 0.15094
3259 | 1 | 0.00012314 | 0 | 0 | 8.8113e-05 | 0.00011416 | 0.03 | 0.3938 | 0.332 | 0.18156 | 0.83594 | 0.0016988 | 0
3260 | 1 | 0.00012453 | 0 | 0 | 5.8742e-05 | 0.00011416 | 0 | 0.3808 | 0.4581 | 0.20872 | 0.84608 | 0.034824 | 0
3261 | 1 | 0.00013278 | 5.5506e-07 | 0 | 3.7595e-05 | 0.00011416 | 0 | 0.3782 | 0.5294 | 0.24754 | 0.85161 | 0.057486 | 0
3262 | 1 | 0.00012704 | 3.0787e-05 | 0 | 2.3497e-05 | 0.00011416 | 0 | 0.3663 | 0.5149 | 0.23913 | 0.84793 | 0.041127 | 0
3263 | 1 | 0.00011323 | 5.3027e-05 | 0 | 9.3987e-06 | 0.00011416 | 0 | 0.3632 | 0.5222 | 0.16292 | 0.8212 | 0.016678 | 0
3264 | 1 | 0.00010094 | 7.1122e-05 | 0 | 5.8742e-06 | 0.00011416 | 0 | 0.3663 | 0.4786 | 0.15907 | 0.79171 | 0.0013373 | 0
3265 | 1 | 8.9273e-05 | 8.5998e-05 | 0 | 2.3497e-06 | 0.00011416 | 0 | 0.3687 | 0.3955 | 0.15071 | 0.78986 | 0.016421 | 0
3266 | 1 | 8.0505e-05 | 9.9023e-05 | 0 | 1.1748e-06 | 0.00011416 | 0 | 0.3748 | 0.3472 | 0.15484 | 0.78802 | 0.080465 | 0
3267 | 1 | 7.4307e-05 | 0.00011053 | 0 | 1.4098e-05 | 0.00011416 | 0 | 0.3759 | 0.309 | 0.14516 | 0.79263 | 0.10011 | 0
3268 | 1 | 7.0393e-05 | 0.00012241 | 0 | 3.7595e-05 | 0.00011416 | 0 | 0.3684 | 0.2626 | 0.12982 | 0.79171 | 0.065138 | 0
3269 | 1 | 6.7927e-05 | 0.00013407 | 0 | 9.3987e-05 | 0.00011416 | 0 | 0.3556 | 0.2032 | 0.13092 | 0.79447 | 0.019439 | 0
3270 | 1 | 6.9831e-05 | 0.00011963 | 0 | 0.0001821 | 0.00011416 | 0 | 0.3401 | 0.143 | 0.13273 | 0.79631 | 0.0010245 | 0
3271 | 1 | 8.1131e-05 | 5.1695e-05 | 0 | 0.0001586 | 0.00011416 | 0.04 | 0.3238 | 0.1275 | 0.13125 | 0.79355 | 0.00094438 | 0.033596
3272 | 1 | 9.7835e-05 | 0 | 0 | 0.00014685 | 0.00011416 | 0.22 | 0.3198 | 0.0973 | 0.13746 | 0.81382 | 0.02557 | 0.21634
3273 | 1 | 0.00010805 | 0 | 0 | 0.00016448 | 0.00011416 | 0.42 | 0.2967 | 0.061 | 0.12218 | 0.83134 | 0.045297 | 0.44438
3274 | 1 | 0.00011792 | 0 | 0 | 0.00018797 | 0.00011416 | 0.57 | 0.268 | 0.0353 | 0.1131 | 0.83963 | 0.034002 | 0.65918
3275 | 1 | 0.00011758 | 0 | 9.7834e-05 | 0.00020677 | 0.00011416 | 0.67 | 0.2464 | 0.0168 | 0.11266 | 0.86636 | 0.014811 | 0.83078
3276 | 1 | 0.00011209 | 0 | 0.00025302 | 0.00018797 | 0.00011416 | 0.73 | 0.2305 | 0.0054 | 0.10617 | 0.86912 | 0.0013373 | 0.93737
3277 | 1 | 0.00010939 | 0 | 0.00036038 | 0.00019032 | 0.00011416 | 0.73 | 0.2242 | 0.0025 | 0.1004 | 0.86912 | 0.01376 | 0.96674
3278 | 1 | 0.00010436 | 0 | 0.00042027 | 0.00021382 | 0.00011416 | 0.7 | 0.2287 | 0.007 | 0.10255 | 0.86083 | 0.069123 | 0.93161
3279 | 1 | 9.752e-05 | 0 | 0.00043308 | 0.00022322 | 0.00011416 | 0.62 | 0.2398 | 0.0239 | 0.12091 | 0.83041 | 0.08559 | 0.79013
3280 | 1 | 9.566e-05 | 0 | 0.0003987 | 0.00022322 | 0.00011416 | 0.49 | 0.2493 | 0.0561 | 0.11888 | 0.82212 | 0.056119 | 0.61643
3281 | 1 | 9.8162e-05 | 0 | 0.00031152 | 0.00016448 | 0.00011416 | 0.32 | 0.259 | 0.0903 | 0.11866 | 0.81751 | 0.016808 | 0.38523
3282 | 1 | 0.00010659 | 0 | 0.00016166 | 0.00011748 | 0.00011416 | 0.13 | 0.2723 | 0.1465 | 0.13515 | 0.81198 | 0.00097493 | 0.15142
3283 | 1 | 0.00011634 | 0 | 0 | 8.8113e-05 | 0.00011416 | 0.03 | 0.2985 | 0.2764 | 0.16248 | 0.82673 | 0.00062252 | 0
3284 | 1 | 0.00011979 | 0 | 0 | 5.8742e-05 | 0.00011416 | 0 | 0.3399 | 0.4376 | 0.20916 | 0.85438 | 0.020896 | 0
3285 | 1 | 0.00013218 | 0 | 0 | 3.7595e-05 | 0.00011416 | 0 | 0.341 | 0.4712 | 0.22274 | 0.92442 | 0.038885 | 0
3286 | 1 | 0.00013534 | 2.1092e-06 | 0 | 2.3497e-05 | 0.00011416 | 0 | 0.3104 | 0.4201 | 0.2454 | 0.87742 | 0.030151 | 0
3287 | 1 | 0.0001194 | 2.5015e-05 | 0 | 9.3987e-06 | 0.00011416 | 0 | 0.2786 | 0.3612 | 0.18959 | 0.84147 | 0.01376 | 0
3288 | 1 | 0.00010497 | 4.385e-05 | 0 | 5.8742e-06 | 0.00011416 | 0 | 0.2508 | 0.301 | 0.11893 | 0.82488 | 0.0013373 | 0
3289 | 1 | 9.338e-05 | 6.2352e-05 | 0 | 2.3497e-06 | 0.00011416 | 0 | 0.2248 | 0.2396 | 0.13658 | 0.82488 | 0.012157 | 0
3290 | 1 | 8.575e-05 | 7.8301e-05 | 0 | 1.1748e-06 | 0.00011416 | 0 | 0.2049 | 0.1811 | 0.12421 | 0.8129 | 0.062188 | 0
3291 | 1 | 8.1672e-05 | 9.1992e-05 | 0 | 1.4098e-05 | 0.00011416 | 0 | 0.1886 | 0.1061 | 0.12344 | 0.8129 | 0.076735 | 0
3292 | 1 | 7.9059e-05 | 0.00010517 | 0 | 3.7595e-05 | 0.00011416 | 0 | 0.1741 | 0.0638 | 0.11767 | 0.8129 | 0.050594 | 0
3293 | 1 | 7.9973e-05 | 0.00011723 | 0 | 9.3987e-05 | 0.00011416 | 0 | 0.1605 | 0.0944 | 0.13812 | 0.83871 | 0.015193 | 0
3294 | 1 | 9.4951e-05 | 0.00010335 | 0 | 0.0001821 | 0.00011416 | 0 | 0.1447 | 0.1385 | 0.18392 | 0.90046 | 0.00094279 | 0
3295 | 1 | 0.00012505 | 2.261e-05 | 0 | 0.0001586 | 0.00011416 | 0.04 | 0.1066 | 0.1557 | 0.23005 | 0.93917 | 0.00045479 | 0.033997
3296 | 1 | 0.0001446 | 0 | 0 | 0.00014685 | 0.00011416 | 0.22 | 0.1208 | 0.2701 | 0.28383 | 0.97604 | 0.01812 | 0.22035
3297 | 1 | 0.00015237 | 0 | 0 | 0.00016448 | 0.00011416 | 0.42 | 0.1392 | 0.4405 | 0.28696 | 1.0092 | 0.034965 | 0.43738
3298 | 1 | 0.0001561 | 0 | 2.3983e-05 | 0.00018797 | 0.00011416 | 0.56 | 0.1413 | 0.5885 | 0.26629 | 1.0129 | 0.027752 | 0.64709
3299 | 1 | 0.00015064 | 0 | 0.00021673 | 0.00020677 | 0.00011416 | 0.65 | 0.1426 | 0.6909 | 0.25293 | 0.96313 | 0.013088 | 0.74542
3300 | 1 | 0.00014816 | 0 | 0.00035175 | 0.00018797 | 0.00011416 | 0.73 | 0.1424 | 0.7704 | 0.30098 | 0.98986 | 0.0013373 | 0.90408
3301 | 1 | 0.000145 | 0 | 0.00043512 | 0.00019032 | 0.00011416 | 0.73 | 0.1428 | 0.8272 | 0.31858 | 1.0028 | 0.011404 | 0.96553
3302 | 1 | 0.0001361 | 0 | 0.00047293 | 0.00021382 | 0.00011416 | 0.69 | 0.1472 | 0.8594 | 0.28394 | 0.97512 | 0.058901 | 0.89925
3303 | 1 | 0.00013319 | 0 | 0.00046722 | 0.00022322 | 0.00011416 | 0.6 | 0.1617 | 0.8537 | 0.26206 | 0.96682 | 0.072546 | 0.7228
3304 | 1 | 0.00013549 | 0 | 0.00042255 | 0.00022322 | 0.00011416 | 0.49 | 0.1862 | 0.8172 | 0.23946 | 0.9788 | 0.047973 | 0.58469
3305 | 1 | 0.00014082 | 0 | 0.00033106 | 0.00016448 | 0.00011416 | 0.28 | 0.2202 | 0.7559 | 0.23638 | 0.98157 | 0.014425 | 0.44372
3306 | 1 | 0.00014639 | 0 | 0.000176 | 0.00011748 | 0.00011416 | 0.09 | 0.2684 | 0.7322 | 0.23841 | 0.98065 | 0.00092699 | 0.1409
3307 | 1 | 0.00015248 | 0 | 0 | 8.8113e-05 | 0.00011416 | 0.03 | 0.3169 | 0.7396 | 0.22549 | 0.97235 | 0.00038361 | 0
3308 | 1 | 0.00015292 | 0 | 0 | 5.8742e-05 | 0.00011416 | 0 | 0.3332 | 0.7488 | 0.23737 | 0.99908 | 0.01683 | 0
3309 | 1 | 0.00015817 | 0 | 0 | 3.7595e-05 | 0.00011416 | 0 | 0.332 | 0.7714 | 0.2256 | 1.0157 | 0.033108 | 0
3310 | 1 | 0.00015008 | 0 | 0 | 2.3497e-05 | 0.00011416 | 0 | 0.3317 | 0.7236 | 0.18596 | 0.91244 | 0.026602 | 0
3311 | 1 | 0.0001342 | 0 | 0 | 9.3987e-06 | 0.00011416 | 0 | 0.3278 | 0.6693 | 0.11327 | 0.83779 | 0.01276 | 0
3312 | 1 | 0.00012458 | 4.0334e-06 | 0 | 5.8742e-06 | 0.00011416 | 0 | 0.3134 | 0.6693 | 0.10975 | 0.8 | 0.0013373 | 0
3313 | 1 | 0.00011273 | 2.235e-05 | 0 | 2.3497e-06 | 0.00011416 | 0 | 0.3024 | 0.6967 | 0.092704 | 0.80276 | 0.011404 | 0
3314 | 1 | 0.00010416 | 4.2481e-05 | 0 | 1.1748e-06 | 0.00011416 | 0 | 0.309 | 0.7182 | 0.1076 | 0.7871 | 0.058901 | 0
3315 | 1 | 9.8573e-05 | 6.0428e-05 | 0 | 1.4098e-05 | 0.00011416 | 0 | 0.3213 | 0.7093 | 0.1247 | 0.77972 | 0.072546 | 0
3316 | 1 | 9.5058e-05 | 7.7228e-05 | 0 | 3.7595e-05 | 0.00011416 | 0 | 0.3219 | 0.6979 | 0.13504 | 0.78341 | 0.047973 | 0
3317 | 1 | 9.442e-05 | 9.0401e-05 | 0 | 9.3987e-05 | 0.00011416 | 0 | 0.3223 | 0.6838 | 0.12503 | 0.77972 | 0.014425 | 0
3318 | 1 | 0.00010438 | 8.5368e-05 | 0 | 0.0001821 | 0.00011416 | 0 | 0.3365 | 0.6182 | 0.11668 | 0.81659 | 0.00092699 | 0
3319 | 1 | 0.00012618 | 4.5034e-05 | 0 | 0.0001586 | 0.00011416 | 0.05 | 0.3732 | 0.5621 | 0.11965 | 0.81659 | 0.00038361 | 0.022319
3320 | 1 | 0.00014904 | 0 | 0 | 0.00014685 | 0.00011416 | 0.22 | 0.3934 | 0.7013 | 0.22802 | 0.82765 | 0.01683 | 0.25401
3321 | 1 | 0.00015634 | 0 | 0 | 0.00016448 | 0.00011416 | 0.42 | 0.3858 | 0.7269 | 0.25898 | 0.89954 | 0.033108 | 0.41392
3322 | 1 | 0.00015986 | 0 | 0 | 0.00018797 | 0.00011416 | 0.54 | 0.37 | 0.7704 | 0.22868 | 0.90968 | 0.026602 | 0.61304
3323 | 1 | 0.00016265 | 0 | 0 | 0.00020677 | 0.00011416 | 0.7 | 0.3523 | 0.8092 | 0.21653 | 0.91429 | 0.01276 | 0.78655
3324 | 1 | 0.00016502 | 0 | 0 | 0.00018797 | 0.00011416 | 0.78 | 0.3454 | 0.843 | 0.19662 | 0.86083 | 0.0013373 | 0.88699
3325 | 1 | 0.00016391 | 0 | 0 | 0.00019032 | 0.00011416 | 0.58 | 0.353 | 0.8709 | 0.16198 | 0.8553 | 0.012942 | 0.91446
3326 | 1 | 0.00015664 | 0 | 0 | 0.00021382 | 0.00011416 | 0.75 | 0.3737 | 0.8873 | 0.12399 | 0.83594 | 0.065594 | 0.85156
3327 | 1 | 0.00015293 | 0 | 0 | 0.00022322 | 0.00011416 | 0.58 | 0.4011 | 0.8939 | 0.11673 | 0.8341 | 0.081082 | 0.69641
3328 | 1 | 0.00015247 | 0 | 0 | 0.00022322 | 0.00011416 | 0.46 | 0.4246 | 0.881 | 0.13669 | 0.82396 | 0.053309 | 0.57404
3329 | 1 | 0.00015301 | 0 | 0 | 0.00016448 | 0.00011416 | 0.16 | 0.4483 | 0.8395 | 0.13416 | 0.82949 | 0.015987 | 0.3461
3330 | 1 | 0.00015212 | 0 | 0 | 0.00011748 | 0.00011416 | 0.01 | 0.4832 | 0.7488 | 0.11734 | 0.82304 | 0.00095877 | 0.11893
3331 | 1 | 0.00015105 | 0 | 0 | 8.8113e-05 | 0.00011416 | 0.01 | 0.4959 | 0.6314 | 0.16622 | 0.81935 | 0.00053427 | 0
3332 | 1 | 0.00014704 | 2.4349e-05 | 0 | 5.8742e-05 | 0.00011416 | 0 | 0.4583 | 0.5733 | 0.21763 | 0.82488 | 0.019475 | 0
3333 | 1 | 0.00014342 | 6.2648e-05 | 0 | 3.7595e-05 | 0.00011416 | 0 | 0.4341 | 0.5926 | 0.26063 | 0.84147 | 0.03689 | 0
3334 | 1 | 0.00013004 | 9.177e-05 | 0 | 2.3497e-05 | 0.00011416 | 0 | 0.3997 | 0.6008 | 0.26057 | 0.8212 | 0.028935 | 0
3335 | 1 | 0.00010956 | 0.0001156 | 0 | 9.3987e-06 | 0.00011416 | 0 | 0.3767 | 0.5967 | 0.14301 | 0.79816 | 0.013421 | 0
3336 | 1 | 9.7264e-05 | 0.00013625 | 0 | 5.8742e-06 | 0.00011416 | 0 | 0.3652 | 0.5775 | 0.12833 | 0.78157 | 0.0013373 | 0
3337 | 1 | 8.5364e-05 | 0.00015523 | 0 | 2.3497e-06 | 0.00011416 | 0 | 0.3584 | 0.5635 | 0.12877 | 0.78065 | 0.014612 | 0
3338 | 1 | 7.7614e-05 | 0.00017129 | 0 | 1.1748e-06 | 0.00011416 | 0 | 0.3525 | 0.5536 | 0.12256 | 0.77512 | 0.072776 | 0
3339 | 1 | 7.2654e-05 | 0.00018624 | 0 | 1.4098e-05 | 0.00011416 | 0 | 0.3399 | 0.5365 | 0.10947 | 0.77696 | 0.090263 | 0
3340 | 1 | 6.911e-05 | 0.00020053 | 0 | 3.7595e-05 | 0.00011416 | 0 | 0.3198 | 0.5322 | 0.098807 | 0.77604 | 0.059026 | 0
3341 | 1 | 6.9038e-05 | 0.0002147 | 0 | 9.3987e-05 | 0.00011416 | 0 | 0.3021 | 0.5437 | 0.099302 | 0.80737 | 0.017657 | 0
3342 | 1 | 7.9488e-05 | 0.00020774 | 0 | 0.0001821 | 0.00011416 | 0 | 0.2814 | 0.4654 | 0.079287 | 0.76129 | 0.00099127 | 0
3343 | 1 | 9.9854e-05 | 0.00016508 | 0 | 0.0001586 | 0.00011416 | 0.04 | 0.3111 | 0.3225 | 0.10249 | 0.86636 | 0.00071998 | 0.032236
3344 | 1 | 0.00012456 | 0.00010528 | 0 | 0.00014685 | 0.00011416 | 0.23 | 0.3352 | 0.4128 | 0.15445 | 0.90599 | 0.022384 | 0.20138
3345 | 1 | 0.00014454 | 4.0223e-05 | 0 | 0.00016448 | 0.00011416 | 0.43 | 0.3252 | 0.3868 | 0.20218 | 0.9447 | 0.04095 | 0.4216
3346 | 1 | 0.00015617 | 0 | 0 | 0.00018797 | 0.00011416 | 0.61 | 0.3181 | 0.3528 | 0.25408 | 0.8765 | 0.0314 | 0.62439
3347 | 1 | 0.0001586 | 0 | 0 | 0.00020677 | 0.00011416 | 0.73 | 0.3189 | 0.3225 | 0.27993 | 0.90415 | 0.014105 | 0.79922
3348 | 1 | 0.00016015 | 0 | 0 | 0.00018797 | 0.00011416 | 0.79 | 0.3253 | 0.3197 | 0.26348 | 0.88571 | 0.0013373 | 0.90198
3349 | 1 | 0.00015851 | 0 | 0 | 0.00019032 | 0.00011416 | 0.8 | 0.3384 | 0.3334 | 0.25958 | 0.83318 | 0.017378 | 0.93046
3350 | 1 | 0.00015192 | 0 | 0 | 0.00021382 | 0.00011416 | 0.77 | 0.357 | 0.3293 | 0.23209 | 0.76774 | 0.084504 | 0.86618
3351 | 1 | 0.000147 | 0 | 0 | 0.00022322 | 0.00011416 | 0.67 | 0.3784 | 0.313 | 0.18865 | 0.77419 | 0.10529 | 0.77551
3352 | 1 | 0.00014688 | 0 | 0 | 0.00022322 | 0.00011416 | 0.52 | 0.3917 | 0.305 | 0.15929 | 0.77235 | 0.068347 | 0.59419
3353 | 1 | 0.00014726 | 0 | 0 | 0.00016448 | 0.00011416 | 0.34 | 0.3927 | 0.2958 | 0.1384 | 0.76682 | 0.020374 | 0.34664
3354 | 1 | 0.00014515 | 0 | 0 | 0.00011748 | 0.00011416 | 0.13 | 0.3866 | 0.2984 | 0.11629 | 0.76498 | 0.0010414 | 0.1421
3355 | 1 | 0.00014406 | 0 | 0 | 8.8113e-05 | 0.00011416 | 0.04 | 0.3732 | 0.3389 | 0.11437 | 0.81843 | 0.0010722 | 0
3356 | 1 | 0.00013429 | 6.2315e-05 | 0 | 5.8742e-05 | 0.00011416 | 0 | 0.3557 | 0.4537 | 0.1434 | 0.78618 | 0.02727 | 0
3357 | 1 | 0.00013316 | 9.9282e-05 | 0 | 3.7595e-05 | 0.00011416 | 0 | 0.3468 | 0.5508 | 0.1848 | 0.88018 | 0.047581 | 0
3358 | 1 | 0.00012231 | 0.00012178 | 0 | 2.3497e-05 | 0.00011416 | 0 | 0.3357 | 0.5747 | 0.16589 | 0.9106 | 0.035355 | 0
3359 | 1 | 0.00010437 | 0.00014025 | 0 | 9.3987e-06 | 0.00011416 | 0 | 0.3276 | 0.5536 | 0.090284 | 0.83963 | 0.015172 | 0
3360 | 1 | 9.249e-05 | 0.00015734 | 0 | 5.8742e-06 | 0.00011416 | 0 | 0.3201 | 0.4961 | 0.095508 | 0.7576 | 0.0013373 | 0
3361 | 1 | 8.0837e-05 | 0.00017388 | 0 | 2.3497e-06 | 0.00011416 | 0 | 0.3193 | 0.423 | 0.097322 | 0.75207 | 0.019404 | 0
3362 | 1 | 7.3345e-05 | 0.00018861 | 0 | 1.1748e-06 | 0.00011416 | 0 | 0.3159 | 0.3697 | 0.1037 | 0.74378 | 0.092983 | 0
3363 | 1 | 6.8983e-05 | 0.00020138 | 0 | 1.4098e-05 | 0.00011416 | 0 | 0.3153 | 0.3265 | 0.11019 | 0.74286 | 0.11619 | 0
3364 | 1 | 6.532e-05 | 0.00021466 | 0 | 3.7595e-05 | 0.00011416 | 0 | 0.3018 | 0.2688 | 0.10117 | 0.73548 | 0.075076 | 0
3365 | 1 | 6.4469e-05 | 0.00022832 | 0 | 9.3987e-05 | 0.00011416 | 0 | 0.2934 | 0.221 | 0.094298 | 0.73548 | 0.022332 | 0
3366 | 1 | 7.6701e-05 | 0.00021436 | 0 | 0.0001821 | 0.00011416 | 0 | 0.2845 | 0.1831 | 0.090119 | 0.74562 | 0.0010757 | 0
3367 | 1 | 0.00010032 | 0.00015915 | 0 | 0.0001586 | 0.00011416 | 0.04 | 0.3149 | 0.0952 | 0.19239 | 0.76406 | 0.0013616 | 0.032259
3368 | 1 | 0.00012582 | 9.5212e-05 | 0 | 0.00014685 | 0.00011416 | 0.23 | 0.3174 | 0.1016 | 0.25425 | 0.8 | 0.030893 | 0.20892
3369 | 1 | 0.00014452 | 2.8826e-05 | 0 | 0.00016448 | 0.00011416 | 0.43 | 0.2843 | 0.0679 | 0.23088 | 0.81106 | 0.052378 | 0.43644
3370 | 1 | 0.00015365 | 0 | 0 | 0.00018797 | 0.00011416 | 0.6 | 0.2671 | 0.0503 | 0.18623 | 0.78433 | 0.038168 | 0.64559
3371 | 1 | 0.00015584 | 0 | 0 | 0.00020677 | 0.00011416 | 0.72 | 0.2631 | 0.0488 | 0.1495 | 0.78433 | 0.015913 | 0.81299
3372 | 1 | 0.00015784 | 0 | 0 | 0.00018797 | 0.00011416 | 0.78 | 0.2686 | 0.0627 | 0.14521 | 0.79355 | 0.0013373 | 0.91695
3373 | 1 | 0.00015657 | 0 | 0 | 0.00019032 | 0.00011416 | 0.79 | 0.2811 | 0.0822 | 0.14637 | 0.80737 | 0.023914 | 0.94644
3374 | 1 | 0.00014988 | 0 | 0 | 0.00021382 | 0.00011416 | 0.75 | 0.297 | 0.1061 | 0.13614 | 0.77512 | 0.11161 | 0.86532
3375 | 1 | 0.00014594 | 0 | 0 | 0.00022322 | 0.00011416 | 0.67 | 0.3153 | 0.1377 | 0.13411 | 0.76959 | 0.14018 | 0.74815
3376 | 1 | 0.00014581 | 0 | 0 | 0.00022322 | 0.00011416 | 0.52 | 0.3371 | 0.1821 | 0.1026 | 0.77512 | 0.089831 | 0.58367
3377 | 1 | 0.00014634 | 0 | 0 | 0.00016448 | 0.00011416 | 0.34 | 0.3588 | 0.2407 | 0.11734 | 0.76959 | 0.026617 | 0.35926
3378 | 1 | 0.00014615 | 0 | 0 | 0.00011748 | 0.00011416 | 0.13 | 0.3781 | 0.2739 | 0.13675 | 0.78341 | 0.0011466 | 0.14215
3379 | 1 | 0.00014455 | 0 | 0 | 8.8113e-05 | 0.00011416 | 0.04 | 0.3873 | 0.2564 | 0.18139 | 0.76774 | 0.0020875 | 0
3380 | 1 | 0.0001372 | 4.57e-05 | 0 | 5.8742e-05 | 0.00011416 | 0 | 0.3778 | 0.2764 | 0.22857 | 0.78249 | 0.039075 | 0
3381 | 1 | 0.00013514 | 9.0105e-05 | 0 | 3.7595e-05 | 0.00011416 | 0 | 0.3723 | 0.2893 | 0.26228 | 0.81659 | 0.062917 | 0
3382 | 1 | 0.00012464 | 0.00011897 | 0 | 2.3497e-05 | 0.00011416 | 0 | 0.3579 | 0.3024 | 0.25183 | 0.82488 | 0.044234 | 0
3383 | 1 | 0.00010578 | 0.00014161 | 0 | 9.3987e-06 | 0.00011416 | 0 | 0.3461 | 0.3238 | 0.095288 | 0.83594 | 0.017467 | 0
3384 | 1 | 9.4293e-05 | 0.00016056 | 0 | 5.8742e-06 | 0.00011416 | 0 | 0.3346 | 0.3361 | 0.10508 | 0.75115 | 0.0013373 | 0
3385 | 1 | 8.2812e-05 | 0.00017769 | 0 | 2.3497e-06 | 0.00011416 | 0 | 0.3322 | 0.3238 | 0.10139 | 0.74378 | 0.027722 | 0
3386 | 1 | 7.4101e-05 | 0.00019564 | 0 | 1.1748e-06 | 0.00011416 | 0 | 0.3207 | 0.2867 | 0.096003 | 0.73825 | 0.1271 | 0
3387 | 1 | 6.7894e-05 | 0.00021322 | 0 | 1.4098e-05 | 0.00011416 | 0 | 0.3125 | 0.2419 | 0.095343 | 0.74101 | 0.1602 | 0
3388 | 1 | 6.3755e-05 | 0.00022957 | 0 | 3.7595e-05 | 0.00011416 | 0 | 0.3048 | 0.1831 | 0.10513 | 0.74009 | 0.10208 | 0
3389 | 1 | 6.4254e-05 | 0.0002419 | 0 | 9.3987e-05 | 0.00011416 | 0 | 0.2987 | 0.1275 | 0.10002 | 0.74009 | 0.030167 | 0
3390 | 1 | 7.6959e-05 | 0.00022461 | 0 | 0.0001821 | 0.00011416 | 0 | 0.29 | 0.0644 | 0.095123 | 0.74654 | 0.0012018 | 0
3391 | 1 | 0.00010208 | 0.0001613 | 0 | 0.0001586 | 0.00011416 | 0.04 | 0.3045 | 0.0328 | 0.088965 | 0.87097 | 0.0027751 | 0.031935
3392 | 1 | 0.00012938 | 8.5257e-05 | 0 | 0.00014685 | 0.00011416 | 0.23 | 0.2967 | 0.0287 | 0.20773 | 0.90138 | 0.046078 | 0.20522
3393 | 1 | 0.00014992 | 1.0768e-05 | 0 | 0.00016448 | 0.00011416 | 0.43 | 0.2825 | 0.0332 | 0.21405 | 0.87742 | 0.071687 | 0.42153
3394 | 1 | 0.00015584 | 0 | 0 | 0.00018797 | 0.00011416 | 0.6 | 0.272 | 0.0366 | 0.21598 | 0.82488 | 0.049183 | 0.61198
3395 | 1 | 0.00015812 | 0 | 0 | 0.00020677 | 0.00011416 | 0.71 | 0.2666 | 0.0545 | 0.22775 | 0.81659 | 0.018696 | 0.77043
3396 | 1 | 0.00015931 | 0 | 0 | 0.00018797 | 0.00011416 | 0.77 | 0.2724 | 0.0849 | 0.23929 | 0.81935 | 0.0013373 | 0.88423
3397 | 1 | 0.0001587 | 0 | 0 | 0.00019032 | 0.00011416 | 0.78 | 0.2879 | 0.1217 | 0.2355 | 0.81106 | 0.031913 | 0.92861
3398 | 1 | 0.00015143 | 0 | 0 | 0.00021382 | 0.00011416 | 0.74 | 0.3105 | 0.1604 | 0.20256 | 0.78802 | 0.14396 | 0.84907
3399 | 1 | 0.00014691 | 0 | 0 | 0.00022322 | 0.00011416 | 0.66 | 0.3326 | 0.1831 | 0.18964 | 0.77051 | 0.18203 | 0.76015
3400 | 1 | 0.00014589 | 0 | 0 | 0.00022322 | 0.00011416 | 0.52 | 0.3515 | 0.1701 | 0.15742 | 0.75668 | 0.1154 | 0.59395
3401 | 1 | 0.00014583 | 0 | 0 | 0.00016448 | 0.00011416 | 0.34 | 0.3655 | 0.1731 | 0.13779 | 0.75023 | 0.03402 | 0.36583
3402 | 1 | 0.00014454 | 0 | 0 | 0.00011748 | 0.00011416 | 0.13 | 0.3784 | 0.2021 | 0.082147 | 0.75392 | 0.0012587 | 0.14824
3403 | 1 | 0.00014322 | 0 | 0 | 8.8113e-05 | 0.00011416 | 0.04 | 0.3809 | 0.2815 | 0.085776 | 0.74286 | 0.0035994 | 0
3404 | 1 | 0.00013753 | 2.927e-05 | 0 | 5.8742e-05 | 0.00011416 | 0 | 0.3723 | 0.3897 | 0.10288 | 0.75668 | 0.053873 | 0
3405 | 1 | 0.0001342 | 7.2861e-05 | 0 | 3.7595e-05 | 0.00011416 | 0 | 0.3647 | 0.3983 | 0.12212 | 0.78525 | 0.081237 | 0
3406 | 1 | 0.00012498 | 0.00010013 | 0 | 2.3497e-05 | 0.00011416 | 0 | 0.3413 | 0.3334 | 0.12646 | 0.76959 | 0.054488 | 0
3407 | 1 | 0.00010882 | 0.00012123 | 0 | 9.3987e-06 | 0.00011416 | 0 | 0.3158 | 0.2713 | 0.10095 | 0.75392 | 0.019982 | 0
3408 | 1 | 9.7937e-05 | 0.00014043 | 0 | 5.8742e-06 | 0.00011416 | 0 | 0.3122 | 0.2054 | 0.14323 | 0.74286 | 0.0013373 | 0
3409 | 1 | 8.5838e-05 | 0.00016038 | 0 | 2.3497e-06 | 0.00011416 | 0 | 0.3126 | 0.1691 | 0.11932 | 0.73364 | 0.03493 | 0
3410 | 1 | 7.6322e-05 | 0.00017769 | 0 | 1.1748e-06 | 0.00011416 | 0 | 0.3129 | 0.1604 | 0.12245 | 0.72535 | 0.15599 | 0
3411 | 1 | 6.9614e-05 | 0.00019279 | 0 | 1.4098e-05 | 0.00011416 | 0 | 0.3092 | 0.1604 | 0.1125 | 0.71152 | 0.19764 | 0
3412 | 1 | 6.6047e-05 | 0.00020559 | 0 | 3.7595e-05 | 0.00011416 | 0 | 0.2977 | 0.1691 | 0.11013 | 0.71152 | 0.1249 | 0
3413 | 1 | 6.3053e-05 | 0.00021559 | 0 | 9.3987e-05 | 0.00011416 | 0 | 0.2869 | 0.1791 | 0.11129 | 0.70876 | 0.036762 | 0
3414 | 1 | 6.6278e-05 | 0.00019534 | 0 | 0.0001821 | 0.00011416 | 0 | 0.2815 | 0.1308 | 0.11151 | 0.70599 | 0.0012976 | 0
3415 | 1 | 8.0939e-05 | 0.00012948 | 0 | 0.0001586 | 0.00011416 | 0.04 | 0.288 | 0.091 | 0.11365 | 0.72074 | 0.0042308 | 0.033707
3416 | 1 | 0.00010595 | 5.262e-05 | 0 | 0.00014685 | 0.00011416 | 0.22 | 0.2763 | 0.0937 | 0.13675 | 0.72719 | 0.059529 | 0.20927
3417 | 1 | 0.00012845 | 0 | 0 | 0.00016448 | 0.00011416 | 0.42 | 0.2449 | 0.1002 | 0.084841 | 0.74009 | 0.088053 | 0.42104
3418 | 1 | 0.00013655 | 0 | 0 | 0.00018797 | 0.00011416 | 0.58 | 0.2228 | 0.1107 | 0.080497 | 0.74101 | 0.058228 | 0.62226
3419 | 1 | 0.00013896 | 0 | 0 | 0.00020677 | 0.00011416 | 0.68 | 0.2131 | 0.1351 | 0.099247 | 0.74378 | 0.020871 | 0.79667
3420 | 1 | 0.00013958 | 0 | 0 | 0.00018797 | 0.00011416 | 0.74 | 0.2151 | 0.1456 | 0.10788 | 0.76221 | 0.0013373 | 0.89928
3421 | 1 | 0.00013957 | 0 | 0 | 0.00019032 | 0.00011416 | 0.75 | 0.2249 | 0.1483 | 0.10365 | 0.76129 | 0.039802 | 0.91091
3422 | 1 | 0.00013394 | 0 | 0 | 0.00021382 | 0.00011416 | 0.72 | 0.2429 | 0.1672 | 0.1142 | 0.7447 | 0.17527 | 0.86376
3423 | 1 | 0.00012685 | 0 | 0 | 0.00022322 | 0.00011416 | 0.64 | 0.2667 | 0.1831 | 0.13334 | 0.72719 | 0.22268 | 0.74682
3424 | 1 | 0.00012312 | 0 | 0 | 0.00022322 | 0.00011416 | 0.51 | 0.2942 | 0.2054 | 0.1285 | 0.7447 | 0.14009 | 0.57377
3425 | 1 | 0.00012214 | 0 | 0 | 0.00016448 | 0.00011416 | 0.3 | 0.3229 | 0.236 | 0.11365 | 0.70323 | 0.041147 | 0.29896
3426 | 1 | 0.00012216 | 0 | 0 | 0.00011748 | 0.00011416 | 0.14 | 0.3461 | 0.2676 | 0.10282 | 0.6977 | 0.0013575 | 0.19035
3427 | 1 | 0.00012297 | 0 | 0 | 8.8113e-05 | 0.00011416 | 0.03 | 0.3564 | 0.3711 | 0.11921 | 0.70599 | 0.0053101 | 0
3428 | 1 | 0.00012527 | 0 | 0 | 5.8742e-05 | 0.00011416 | 0 | 0.3605 | 0.5522 | 0.13532 | 0.71797 | 0.068734 | 0
3429 | 1 | 0.00012592 | 4.0001e-05 | 0 | 3.7595e-05 | 0.00011416 | 0 | 0.3722 | 0.6717 | 0.15093 | 0.77419 | 0.098975 | 0
3430 | 1 | 0.00012084 | 6.6052e-05 | 0 | 2.3497e-05 | 0.00011416 | 0 | 0.3512 | 0.6288 | 0.15742 | 0.84332 | 0.064153 | 0
3431 | 1 | 0.00010776 | 8.3074e-05 | 0 | 9.3987e-06 | 0.00011416 | 0 | 0.3217 | 0.5508 | 0.13174 | 0.75668 | 0.022253 | 0
3432 | 1 | 9.6094e-05 | 9.7432e-05 | 0 | 5.8742e-06 | 0.00011416 | 0 | 0.2882 | 0.4888 | 0.11404 | 0.67189 | 0.0013373 | 0
3433 | 1 | 8.4432e-05 | 0.00011246 | 0 | 2.3497e-06 | 0.00011416 | 0 | 0.2609 | 0.4625 | 0.13906 | 0.64516 | 0.04329 | 0
3434 | 1 | 7.6171e-05 | 0.0001247 | 0 | 1.1748e-06 | 0.00011416 | 0 | 0.2385 | 0.4288 | 0.13961 | 0.64793 | 0.18897 | 0
3435 | 1 | 7.076e-05 | 0.00013414 | 0 | 1.4098e-05 | 0.00011416 | 0 | 0.2268 | 0.3883 | 0.13378 | 0.72627 | 0.2405 | 0
3436 | 1 | 6.7617e-05 | 0.00014154 | 0 | 3.7595e-05 | 0.00011416 | 0 | 0.2205 | 0.357 | 0.12877 | 0.74654 | 0.15088 | 0
3437 | 1 | 6.5859e-05 | 0.00014868 | 0 | 9.3987e-05 | 0.00011416 | 0 | 0.2233 | 0.3347 | 0.12333 | 0.74654 | 0.044255 | 0
3438 | 1 | 6.7821e-05 | 0.00013247 | 0 | 0.0001821 | 0.00011416 | 0 | 0.225 | 0.2313 | 0.13207 | 0.753 | 0.0013984 | 0
3439 | 1 | 7.7112e-05 | 7.6413e-05 | 0 | 0.0001586 | 0.00011416 | 0.05 | 0.2454 | 0.1046 | 0.12883 | 0.75668 | 0.006123 | 0.030219
3440 | 1 | 9.5385e-05 | 9.177e-06 | 0 | 0.00014685 | 0.00011416 | 0.2 | 0.2636 | 0.0829 | 0.13444 | 0.78249 | 0.07537 | 0.18441
3441 | 1 | 0.00010573 | 0 | 0 | 0.00016448 | 0.00011416 | 0.33 | 0.2575 | 0.0765 | 0.094188 | 0.79078 | 0.10674 | 0.21944
3442 | 1 | 0.00011385 | 0 | 0 | 0.00018797 | 0.00011416 | 0.53 | 0.255 | 0.0715 | 0.072799 | 0.70415 | 0.068319 | 0.4137
3443 | 1 | 0.00011806 | 0 | 0 | 0.00020677 | 0.00011416 | 0.63 | 0.2563 | 0.0721 | 0.072084 | 0.71521 | 0.023208 | 0.57733
3444 | 1 | 0.00011924 | 0 | 0 | 0.00018797 | 0.00011416 | 0.66 | 0.257 | 0.0777 | 0.089075 | 0.74286 | 0.0013373 | 0.79113
3445 | 1 | 0.00012083 | 0 | 0 | 0.00019032 | 0.00011416 | 0.39 | 0.2574 | 0.0835 | 0.082422 | 0.74009 | 0.046976 | 0.41076
3446 | 1 | 0.0001195 | 0 | 0 | 0.00021382 | 0.00011416 | 0.4 | 0.2632 | 0.0796 | 0.08935 | 0.73364 | 0.20336 | 0.0076886
3447 | 1 | 0.00011261 | 0 | 0 | 0.00022322 | 0.00011416 | 0.59 | 0.2744 | 0.093 | 0.11882 | 0.69217 | 0.25925 | 0
3448 | 1 | 0.0001092 | 0 | 0 | 0.00022322 | 0.00011416 | 0.3 | 0.2898 | 0.1177 | 0.10029 | 0.6765 | 0.1622 | 0
3449 | 1 | 0.00010704 | 0 | 0 | 0.00016448 | 0.00011416 | 0.25 | 0.3038 | 0.1394 | 0.091549 | 0.65991 | 0.047516 | 0
3450 | 1 | 0.00010828 | 0 | 0 | 0.00011748 | 0.00011416 | 0.14 | 0.3131 | 0.1821 | 0.098312 | 0.65714 | 0.0014402 | 0.001794
3451 | 1 | 0.00011089 | 0 | 0 | 8.8113e-05 | 0.00011416 | 0.04 | 0.3123 | 0.2384 | 0.10249 | 0.65622 | 0.0070149 | 0
3452 | 1 | 0.00011704 | 0 | 0 | 5.8742e-05 | 0.00011416 | 0 | 0.2933 | 0.3403 | 0.1065 | 0.70783 | 0.082421 | 0
3453 | 1 | 0.00012489 | 1.606e-05 | 0 | 3.7595e-05 | 0.00011416 | 0 | 0.2795 | 0.4215 | 0.1335 | 0.73272 | 0.11489 | 0
3454 | 1 | 0.00012564 | 3.5006e-05 | 0 | 2.3497e-05 | 0.00011416 | 0 | 0.2537 | 0.4085 | 0.14857 | 0.83226 | 0.072661 | 0
3455 | 1 | 0.00011229 | 5.4951e-05 | 0 | 9.3987e-06 | 0.00011416 | 0 | 0.2415 | 0.3542 | 0.12256 | 0.80922 | 0.02419 | 0
3456 | 1 | 9.9007e-05 | 7.349e-05 | 0 | 5.8742e-06 | 0.00011416 | 0 | 0.2319 | 0.2815 | 0.098642 | 0.77512 | 0.0013373 | 0
3457 | 1 | 8.6838e-05 | 8.9809e-05 | 0 | 2.3497e-06 | 0.00011416 | 0 | 0.2187 | 0.2279 | 0.086215 | 0.76406 | 0.050866 | 0
3458 | 1 | 7.9328e-05 | 0.00010402 | 0 | 1.1748e-06 | 0.00011416 | 0 | 0.2124 | 0.1652 | 0.076263 | 0.71521 | 0.21846 | 0
3459 | 1 | 7.5042e-05 | 0.00011534 | 0 | 1.4098e-05 | 0.00011416 | 0 | 0.2118 | 0.1359 | 0.082806 | 0.66359 | 0.27895 | 0
3460 | 1 | 7.3491e-05 | 0.00012382 | 0 | 3.7595e-05 | 0.00011416 | 0 | 0.2115 | 0.1169 | 0.082367 | 0.65899 | 0.17408 | 0
3461 | 1 | 7.6125e-05 | 0.00012992 | 0 | 9.3987e-05 | 0.00011416 | 0 | 0.2123 | 0.125 | 0.07071 | 0.67189 | 0.050934 | 0
3462 | 1 | 9.1728e-05 | 0.00010746 | 0 | 0.0001821 | 0.00011416 | 0 | 0.2172 | 0.1275 | 0.062187 | 0.69309 | 0.0014827 | 0
3463 | 1 | 0.000119 | 4.4109e-05 | 0 | 0.0001586 | 0.00011416 | 0.05 | 0.2211 | 0.1862 | 0.10475 | 0.76959 | 0.0079894 | 0.030933
3464 | 1 | 0.0001412 | 0 | 0 | 0.00014685 | 0.00011416 | 0.22 | 0.2159 | 0.254 | 0.2063 | 0.82673 | 0.089897 | 0.20547
3465 | 1 | 0.00014931 | 0 | 0 | 0.00016448 | 0.00011416 | 0.43 | 0.2052 | 0.2713 | 0.26398 | 0.86728 | 0.12346 | 0.42017
3466 | 1 | 0.00015343 | 0 | 0 | 0.00018797 | 0.00011416 | 0.6 | 0.2023 | 0.2626 | 0.26915 | 0.89032 | 0.077184 | 0.61023
3467 | 1 | 0.00015454 | 0 | 0 | 0.00020677 | 0.00011416 | 0.71 | 0.2112 | 0.2688 | 0.24842 | 0.91152 | 0.025199 | 0.76729
3468 | 1 | 0.00015677 | 0 | 0 | 0.00018797 | 0.00011416 | 0.7 | 0.2193 | 0.2919 | 0.2443 | 0.92903 | 0.0013373 | 0.8662
3469 | 1 | 0.00015284 | 0 | 7.9054e-05 | 0.00019032 | 0.00011416 | 0.23 | 0.2236 | 0.3143 | 0.23429 | 0.82488 | 0.052888 | 0.84677
3470 | 1 | 0.00014552 | 0 | 0.00012854 | 0.00021382 | 0.00011416 | 0.13 | 0.2346 | 0.3417 | 0.203 | 0.79816 | 0.22628 | 0.6115
3471 | 1 | 0.00014181 | 0 | 0.00013425 | 0.00022322 | 0.00011416 | 0.16 | 0.255 | 0.3725 | 0.17721 | 0.78157 | 0.28916 | 0.1178
3472 | 1 | 0.00014288 | 0 | 9.5296e-05 | 0.00022322 | 0.00011416 | 0.48 | 0.2837 | 0.4215 | 0.17699 | 0.75023 | 0.18023 | 0.097779
3473 | 1 | 0.00014672 | 0 | 1.6369e-05 | 0.00016448 | 0.00011416 | 0.26 | 0.3145 | 0.4771 | 0.16842 | 0.74931 | 0.052702 | 0.10363
3474 | 1 | 0.00014576 | 0 | 0 | 0.00011748 | 0.00011416 | 0.11 | 0.3397 | 0.4771 | 0.14736 | 0.70968 | 0.0015043 | 0.016113
3475 | 1 | 0.00014482 | 0 | 0 | 8.8113e-05 | 0.00011416 | 0.05 | 0.3489 | 0.5091 | 0.17051 | 0.70415 | 0.0085089 | 0
3476 | 1 | 0.00014674 | 0 | 0 | 5.8742e-05 | 0.00011416 | 0 | 0.3309 | 0.6008 | 0.19717 | 0.74009 | 0.0938 | 0
3477 | 1 | 0.0001521 | 0 | 0 | 3.7595e-05 | 0.00011416 | 0 | 0.3207 | 0.6262 | 0.21015 | 0.80461 | 0.12789 | 0
3478 | 1 | 0.00014484 | 8.918e-06 | 0 | 2.3497e-05 | 0.00011416 | 0 | 0.3038 | 0.5635 | 0.18255 | 0.83041 | 0.079513 | 0
3479 | 1 | 0.00012539 | 3.3378e-05 | 0 | 9.3987e-06 | 0.00011416 | 0 | 0.3016 | 0.5019 | 0.11618 | 0.76406 | 0.025714 | 0
3480 | 1 | 0.00011213 | 5.3656e-05 | 0 | 5.8742e-06 | 0.00011416 | 0 | 0.2988 | 0.439 | 0.08671 | 0.67005 | 0.0013373 | 0
3481 | 1 | 0.00010123 | 7.2121e-05 | 0 | 2.3497e-06 | 0.00011416 | 0 | 0.3066 | 0.4288 | 0.055534 | 0.64055 | 0.054964 | 0
3482 | 1 | 9.2817e-05 | 8.8551e-05 | 0 | 1.1748e-06 | 0.00011416 | 0 | 0.3119 | 0.3998 | 0.064277 | 0.64516 | 0.23429 | 0
3483 | 1 | 8.8507e-05 | 0.00010154 | 0 | 1.4098e-05 | 0.00011416 | 0 | 0.3156 | 0.3854 | 0.072414 | 0.63226 | 0.29961 | 0
3484 | 1 | 8.5165e-05 | 0.00011423 | 0 | 3.7595e-05 | 0.00011416 | 0 | 0.3031 | 0.3598 | 0.080937 | 0.647 | 0.18653 | 0
3485 | 1 | 8.5041e-05 | 0.00012766 | 0 | 9.3987e-05 | 0.00011416 | 0 | 0.2888 | 0.309 | 0.083191 | 0.647 | 0.054511 | 0
3486 | 1 | 9.7266e-05 | 0.00011268 | 0 | 0.0001821 | 0.00011416 | 0 | 0.2749 | 0.212 | 0.10579 | 0.64424 | 0.0015261 | 0
3487 | 1 | 0.00012292 | 5.0178e-05 | 0 | 0.0001586 | 0.00011416 | 0.04 | 0.2768 | 0.1585 | 0.13939 | 0.65622 | 0.0090503 | 0.032637
3488 | 1 | 0.00014551 | 0 | 0 | 0.00014685 | 0.00011416 | 0.21 | 0.2748 | 0.1801 | 0.15764 | 0.75115 | 0.097813 | 0.20195
3489 | 1 | 0.00015237 | 0 | 0 | 0.00016448 | 0.00011416 | 0.41 | 0.2741 | 0.1781 | 0.18205 | 0.8212 | 0.13243 | 0.41273
3490 | 1 | 0.00015578 | 0 | 0 | 0.00018797 | 0.00011416 | 0.57 | 0.2752 | 0.1529 | 0.19651 | 0.79724 | 0.08189 | 0.62057
3491 | 1 | 0.00015828 | 0 | 4.8219e-06 | 0.00020677 | 0.00011416 | 0.68 | 0.2829 | 0.1385 | 0.18992 | 0.86728 | 0.026235 | 0.78123
3492 | 1 | 0.00015467 | 0 | 0.0001392 | 0.00018797 | 0.00011416 | 0.75 | 0.3007 | 0.1225 | 0.17518 | 0.8894 | 0.0013373 | 0.896
3493 | 1 | 0.00015023 | 0 | 0.00023196 | 0.00019032 | 0.00011416 | 0.76 | 0.3252 | 0.1114 | 0.17117 | 0.83871 | 0.054964 | 0.94129
3494 | 1 | 0.0001425 | 0 | 0.00028132 | 0.00021382 | 0.00011416 | 0.72 | 0.3515 | 0.1153 | 0.15588 | 0.76682 | 0.23429 | 0.87721
3495 | 1 | 0.00013796 | 0 | 0.00028538 | 0.00022322 | 0.00011416 | 0.63 | 0.3782 | 0.1412 | 0.13719 | 0.71429 | 0.29961 | 0.78617
3496 | 1 | 0.00013988 | 0 | 0.00024833 | 0.00022322 | 0.00011416 | 0.51 | 0.4031 | 0.1831 | 0.13735 | 0.69585 | 0.18653 | 0.59411
3497 | 1 | 0.00014483 | 0 | 0.00015887 | 0.00016448 | 0.00011416 | 0.33 | 0.4195 | 0.2372 | 0.14197 | 0.70138 | 0.054511 | 0.36767
3498 | 1 | 0.00014887 | 0 | 1.8273e-05 | 0.00011748 | 0.00011416 | 0.13 | 0.4239 | 0.2713 | 0.12174 | 0.69401 | 0.0015261 | 0.14994
3499 | 1 | 0.00014789 | 0 | 0 | 8.8113e-05 | 0.00011416 | 0.04 | 0.4164 | 0.3143 | 0.12251 | 0.68203 | 0.0090503 | 0
3500 | 1 | 0.00014898 | 0 | 0 | 5.8742e-05 | 0.00011416 | 0 | 0.3979 | 0.4215 | 0.15137 | 0.70323 | 0.097813 | 0
3501 | 1 | 0.0001536 | 0 | 0 | 3.7595e-05 | 0.00011416 | 0 | 0.3912 | 0.5508 | 0.18975 | 0.72995 | 0.13243 | 0
3502 | 1 | 0.00014714 | 8.844e-06 | 0 | 2.3497e-05 | 0.00011416 | 0 | 0.3745 | 0.5844 | 0.18315 | 0.80369 | 0.08189 | 0
3503 | 1 | 0.00012775 | 3.0824e-05 | 0 | 9.3987e-06 | 0.00011416 | 0 | 0.3543 | 0.5465 | 0.10606 | 0.67465 | 0.026235 | 0
3504 | 1 | 0.00011539 | 5.1917e-05 | 0 | 5.8742e-06 | 0.00011416 | 0 | 0.3426 | 0.499 | 0.090724 | 0.65161 | 0.0013373 | 0
3505 | 1 | 0.00010276 | 7.1788e-05 | 0 | 2.3497e-06 | 0.00011416 | 0 | 0.3324 | 0.4654 | 0.11431 | 0.6424 | 0.054964 | 0
3506 | 1 | 9.4548e-05 | 8.9661e-05 | 0 | 1.1748e-06 | 0.00011416 | 0 | 0.3245 | 0.4215 | 0.12443 | 0.62857 | 0.23429 | 0
3507 | 1 | 8.952e-05 | 0.00010528 | 0 | 1.4098e-05 | 0.00011416 | 0 | 0.32 | 0.3797 | 0.123 | 0.61659 | 0.29961 | 0
3508 | 1 | 8.646e-05 | 0.00011897 | 0 | 3.7595e-05 | 0.00011416 | 0 | 0.3097 | 0.3334 | 0.12685 | 0.6129 | 0.18653 | 0
3509 | 1 | 8.5641e-05 | 0.00013125 | 0 | 9.3987e-05 | 0.00011416 | 0 | 0.2986 | 0.2919 | 0.12789 | 0.61106 | 0.054511 | 0
3510 | 1 | 9.7906e-05 | 0.00011338 | 0 | 0.0001821 | 0.00011416 | 0 | 0.2771 | 0.1811 | 0.128 | 0.62212 | 0.0015261 | 0
3511 | 1 | 0.00012427 | 4.7402e-05 | 0 | 0.0001586 | 0.00011416 | 0.04 | 0.2692 | 0.0765 | 0.12174 | 0.63871 | 0.0090503 | 0.032626
3512 | 1 | 0.00014667 | 0 | 0 | 0.00014685 | 0.00011416 | 0.22 | 0.2631 | 0.0566 | 0.12454 | 0.68848 | 0.097813 | 0.20518
3513 | 1 | 0.00015299 | 0 | 0 | 0.00016448 | 0.00011416 | 0.41 | 0.2325 | 0.0246 | 0.11844 | 0.72811 | 0.13243 | 0.41241
3514 | 1 | 0.00015797 | 0 | 0 | 0.00018797 | 0.00011416 | 0.56 | 0.2034 | 0.0108 | 0.19486 | 0.75115 | 0.08189 | 0.59741
3515 | 1 | 0.00015692 | 0 | 8.1211e-05 | 0.00020677 | 0.00011416 | 0.67 | 0.1849 | 0.0022 | 0.20878 | 0.76866 | 0.026235 | 0.76621
3516 | 1 | 0.00015307 | 0 | 0.00022003 | 0.00018797 | 0.00011416 | 0.73 | 0.1818 | 0 | 0.22164 | 0.80645 | 0.0013373 | 0.87966
3517 | 1 | 0.00014893 | 0 | 0.00031457 | 0.00019032 | 0.00011416 | 0.75 | 0.1877 | 0.0002 | 0.23198 | 0.84147 | 0.054964 | 0.90832
3518 | 1 | 0.00014022 | 0 | 0.00036367 | 0.00021382 | 0.00011416 | 0.71 | 0.1989 | 0.0157 | 0.19596 | 0.8129 | 0.23429 | 0.84611
3519 | 1 | 0.00013654 | 0 | 0.00036875 | 0.00022322 | 0.00011416 | 0.63 | 0.2147 | 0.0468 | 0.19261 | 0.72903 | 0.29961 | 0.75846
3520 | 1 | 0.00013802 | 0 | 0.00033906 | 0.00022322 | 0.00011416 | 0.5 | 0.2311 | 0.0822 | 0.18073 | 0.71889 | 0.18653 | 0.57337
3521 | 1 | 0.00014221 | 0 | 0.00025899 | 0.00016448 | 0.00011416 | 0.33 | 0.2502 | 0.1209 | 0.17227 | 0.71152 | 0.054511 | 0.36084
3522 | 1 | 0.00014696 | 0 | 0.00012397 | 0.00011748 | 0.00011416 | 0.13 | 0.2764 | 0.1711 | 0.16616 | 0.69401 | 0.0015261 | 0.14539
3523 | 1 | 0.00015076 | 0 | 0 | 8.8113e-05 | 0.00011416 | 0.04 | 0.3168 | 0.2455 | 0.16088 | 0.69032 | 0.0090503 | 0
3524 | 1 | 0.00015076 | 0 | 0 | 5.8742e-05 | 0.00011416 | 0 | 0.3541 | 0.3883 | 0.18398 | 0.70783 | 0.097813 | 0
3525 | 1 | 0.00015364 | 0 | 0 | 3.7595e-05 | 0.00011416 | 0 | 0.357 | 0.4844 | 0.19657 | 0.76406 | 0.13243 | 0
3526 | 1 | 0.00014867 | 0 | 0 | 2.3497e-05 | 0.00011416 | 0 | 0.3188 | 0.48 | 0.18805 | 0.73548 | 0.08189 | 0
3527 | 1 | 0.00013201 | 1.495e-05 | 0 | 9.3987e-06 | 0.00011416 | 0 | 0.29 | 0.3969 | 0.10497 | 0.67281 | 0.026235 | 0
3528 | 1 | 0.00011931 | 3.4266e-05 | 0 | 5.8742e-06 | 0.00011416 | 0 | 0.2684 | 0.3403 | 0.079012 | 0.65346 | 0.0013373 | 0
3529 | 1 | 0.00010761 | 4.966e-05 | 0 | 2.3497e-06 | 0.00011416 | 0 | 0.2456 | 0.3998 | 0.094353 | 0.64147 | 0.052888 | 0
3530 | 1 | 9.8885e-05 | 6.3906e-05 | 0 | 1.1748e-06 | 0.00011416 | 0 | 0.2229 | 0.4376 | 0.089514 | 0.62857 | 0.22628 | 0
3531 | 1 | 9.5742e-05 | 7.5821e-05 | 0 | 1.4098e-05 | 0.00011416 | 0 | 0.2023 | 0.3911 | 0.090064 | 0.63687 | 0.28916 | 0
3532 | 1 | 9.2216e-05 | 8.8625e-05 | 0 | 3.7595e-05 | 0.00011416 | 0 | 0.1864 | 0.3279 | 0.096607 | 0.63226 | 0.18023 | 0
3533 | 1 | 9.1929e-05 | 0.00010191 | 0 | 9.3987e-05 | 0.00011416 | 0 | 0.1761 | 0.2777 | 0.096333 | 0.63041 | 0.052702 | 0
3534 | 1 | 0.00010485 | 7.9522e-05 | 0 | 0.0001821 | 0.00011416 | 0 | 0.1603 | 0.1801 | 0.11607 | 0.63594 | 0.0015043 | 0
3535 | 1 | 0.00013195 | 8.4739e-06 | 0 | 0.0001586 | 0.00011416 | 0.04 | 0.1339 | 0.1225 | 0.1539 | 0.65438 | 0.0085089 | 0.032593
3536 | 1 | 0.000147 | 0 | 0 | 0.00014685 | 0.00011416 | 0.22 | 0.1397 | 0.1061 | 0.20163 | 0.74194 | 0.0938 | 0.20506
3537 | 1 | 0.00015455 | 0 | 0 | 0.00016448 | 0.00011416 | 0.41 | 0.1427 | 0.1046 | 0.22098 | 0.7788 | 0.12789 | 0.41213
3538 | 1 | 0.00015767 | 0 | 4.327e-05 | 0.00018797 | 0.00011416 | 0.57 | 0.14 | 0.1069 | 0.23049 | 0.79908 | 0.079513 | 0.60782
3539 | 1 | 0.00015181 | 0 | 0.00023348 | 0.00020677 | 0.00011416 | 0.67 | 0.1408 | 0.1193 | 0.23225 | 0.81106 | 0.025714 | 0.77909
3540 | 1 | 0.0001484 | 0 | 0.0003685 | 0.00018797 | 0.00011416 | 0.72 | 0.1461 | 0.1539 | 0.25034 | 0.8212 | 0.0013373 | 0.87916
3541 | 1 | 0.0001451 | 0 | 0.00045554 | 0.00019032 | 0.00011416 | 0.69 | 0.1538 | 0.1989 | 0.23517 | 0.82396 | 0.048895 | 0.81314
3542 | 1 | 0.00013678 | 0 | 0.0004997 | 0.00021382 | 0.00011416 | 0.64 | 0.161 | 0.2564 | 0.19662 | 0.83502 | 0.21082 | 0.53728
3543 | 1 | 0.00013364 | 0 | 0.00050224 | 0.00022322 | 0.00011416 | 0.59 | 0.1701 | 0.309 | 0.20581 | 0.76221 | 0.26898 | 0.11293
3544 | 1 | 0.00013627 | 0 | 0.00046595 | 0.00022322 | 0.00011416 | 0.47 | 0.182 | 0.3403 | 0.20487 | 0.77327 | 0.16807 | 0.033997
3545 | 1 | 0.00014069 | 0 | 0.00038385 | 0.00016448 | 0.00011416 | 0.32 | 0.1978 | 0.364 | 0.21284 | 0.76498 | 0.049205 | 0
3546 | 1 | 0.00014501 | 0 | 0.00024922 | 0.00011748 | 0.00011416 | 0.12 | 0.2205 | 0.3669 | 0.20421 | 0.75945 | 0.0014614 | 0.1936
3547 | 1 | 0.00015305 | 0 | 1.7892e-05 | 8.8113e-05 | 0.00011416 | 0.04 | 0.2518 | 0.3542 | 0.20223 | 0.75853 | 0.0074916 | 0
3548 | 1 | 0.00015332 | 0 | 0 | 5.8742e-05 | 0.00011416 | 0 | 0.2825 | 0.364 | 0.21235 | 0.78157 | 0.086105 | 0
3549 | 1 | 0.00015576 | 0 | 0 | 3.7595e-05 | 0.00011416 | 0 | 0.2892 | 0.3955 | 0.21521 | 0.80369 | 0.11912 | 0
3550 | 1 | 0.00015162 | 0 | 0 | 2.3497e-05 | 0.00011416 | 0 | 0.2691 | 0.4012 | 0.16985 | 0.78157 | 0.0749 | 0
3551 | 1 | 0.00013676 | 0 | 0 | 9.3987e-06 | 0.00011416 | 0 | 0.2489 | 0.3854 | 0.12459 | 0.66359 | 0.024691 | 0
3552 | 1 | 0.00012623 | 1.2137e-05 | 0 | 5.8742e-06 | 0.00011416 | 0 | 0.236 | 0.3514 | 0.083796 | 0.63226 | 0.0013373 | 0
3553 | 1 | 0.00011413 | 3.0306e-05 | 0 | 2.3497e-06 | 0.00011416 | 0 | 0.2271 | 0.3279 | 0.079672 | 0.63041 | 0.046976 | 0
3554 | 1 | 0.00010504 | 4.533e-05 | 0 | 1.1748e-06 | 0.00011416 | 0 | 0.2055 | 0.332 | 0.066586 | 0.62857 | 0.20336 | 0
3555 | 1 | 0.00010269 | 5.7726e-05 | 0 | 1.4098e-05 | 0.00011416 | 0 | 0.1791 | 0.3542 | 0.070215 | 0.61475 | 0.25925 | 0
3556 | 1 | 9.7329e-05 | 6.8199e-05 | 0 | 3.7595e-05 | 0.00011416 | 0 | 0.1566 | 0.3444 | 0.087315 | 0.6129 | 0.1622 | 0
3557 | 1 | 9.6497e-05 | 7.856e-05 | 0 | 9.3987e-05 | 0.00011416 | 0 | 0.1417 | 0.3077 | 0.096772 | 0.60922 | 0.047516 | 0
3558 | 1 | 0.00010958 | 5.5802e-05 | 0 | 0.0001821 | 0.00011416 | 0 | 0.1187 | 0.2098 | 0.13543 | 0.62028 | 0.0014402 | 0
3559 | 1 | 0.00013368 | 0 | 0 | 0.0001586 | 0.00011416 | 0.06 | 0.0906 | 0.1894 | 0.18502 | 0.65346 | 0.0070149 | 0.0082234
3560 | 1 | 0.00014628 | 0 | 0 | 0.00014685 | 0.00011416 | 0.12 | 0.0896 | 0.2233 | 0.25942 | 0.71889 | 0.082421 | 0.17012
3561 | 1 | 0.00015399 | 0 | 0 | 0.00016448 | 0.00011416 | 0.35 | 0.0916 | 0.2325 | 0.30357 | 0.83226 | 0.11489 | 0.027991
3562 | 1 | 0.00015907 | 0 | 0 | 0.00018797 | 0.00011416 | 0.45 | 0.0896 | 0.2764 | 0.29626 | 0.85806 | 0.072661 | 0.024726
3563 | 1 | 0.00015584 | 0 | 0.00012207 | 0.00020677 | 0.00011416 | 0.65 | 0.0934 | 0.3683 | 0.28553 | 0.85806 | 0.02419 | 0
3564 | 1 | 0.00015301 | 0 | 0.00023945 | 0.00018797 | 0.00011416 | 0.34 | 0.1016 | 0.5062 | 0.28476 | 0.81567 | 0.0013373 | 0
3565 | 1 | 0.00014904 | 0 | 0.00031393 | 0.00019032 | 0.00011416 | 0.47 | 0.114 | 0.6288 | 0.2769 | 0.80645 | 0.041522 | 0.017795
3566 | 1 | 0.00014108 | 0 | 0.00034654 | 0.00021382 | 0.00011416 | 0.05 | 0.1334 | 0.7025 | 0.20949 | 0.76682 | 0.18203 | 0.015232
3567 | 1 | 0.00013725 | 0 | 0.00033792 | 0.00022322 | 0.00011416 | 0.44 | 0.1555 | 0.729 | 0.17837 | 0.72535 | 0.23148 | 0.53859
3568 | 1 | 0.00013849 | 0 | 0.00029693 | 0.00022322 | 0.00011416 | 0.48 | 0.1755 | 0.7417 | 0.15286 | 0.72258 | 0.14542 | 0.059146
3569 | 1 | 0.00014156 | 0 | 0.00021597 | 0.00016448 | 0.00011416 | 0.34 | 0.1942 | 0.7406 | 0.14021 | 0.71521 | 0.042682 | 0.20105
3570 | 1 | 0.0001445 | 0 | 9.2505e-05 | 0.00011748 | 0.00011416 | 0.14 | 0.2133 | 0.716 | 0.12718 | 0.69677 | 0.0013779 | 0.081532
3571 | 1 | 0.00014686 | 0 | 0 | 8.8113e-05 | 0.00011416 | 0.03 | 0.2322 | 0.6392 | 0.10881 | 0.69309 | 0.0057069 | 0
3572 | 1 | 0.00014686 | 0 | 0 | 5.8742e-05 | 0.00011416 | 0 | 0.254 | 0.5178 | 0.13526 | 0.70138 | 0.072001 | 0
3573 | 1 | 0.00014915 | 0 | 0 | 3.7595e-05 | 0.00011416 | 0 | 0.2517 | 0.4595 | 0.18084 | 0.73548 | 0.10281 | 0
3574 | 1 | 0.00014523 | 0 | 0 | 2.3497e-05 | 0.00011416 | 0 | 0.2045 | 0.4566 | 0.18937 | 0.73825 | 0.066214 | 0
3575 | 1 | 0.00013342 | 0 | 0 | 9.3987e-06 | 0.00011416 | 0 | 0.1704 | 0.4405 | 0.15176 | 0.6977 | 0.022727 | 0
3576 | 1 | 0.00012241 | 1.5986e-05 | 0 | 5.8742e-06 | 0.00011416 | 0 | 0.1499 | 0.423 | 0.1467 | 0.66267 | 0.0013373 | 0
3577 | 1 | 0.00011082 | 3.149e-05 | 0 | 2.3497e-06 | 0.00011416 | 0 | 0.134 | 0.3768 | 0.10837 | 0.66083 | 0.038131 | 0
3578 | 1 | 0.00010054 | 4.8808e-05 | 0 | 1.1748e-06 | 0.00011416 | 0 | 0.1201 | 0.3184 | 0.099027 | 0.64055 | 0.16868 | 0
3579 | 1 | 9.3093e-05 | 6.6755e-05 | 0 | 1.4098e-05 | 0.00011416 | 0 | 0.1103 | 0.2701 | 0.08924 | 0.62673 | 0.21411 | 0
3580 | 1 | 8.8109e-05 | 8.2815e-05 | 0 | 3.7595e-05 | 0.00011416 | 0 | 0.1049 | 0.2021 | 0.085886 | 0.62396 | 0.1349 | 0
3581 | 1 | 8.4754e-05 | 9.573e-05 | 0 | 9.3987e-05 | 0.00011416 | 0 | 0.1027 | 0.1633 | 0.084511 | 0.61843 | 0.039648 | 0
3582 | 1 | 8.8356e-05 | 7.7117e-05 | 0 | 0.0001821 | 0.00011416 | 0 | 0.0945 | 0.1209 | 0.082476 | 0.62304 | 0.0013373 | 0
3583 | 1 | 0.00010297 | 1.2026e-05 | 0 | 0.0001586 | 0.00011416 | 0.04 | 0.0747 | 0.1024 | 0.083906 | 0.62581 | 0.0049321 | 0.030242
3584 | 1 | 0.00011606 | 0 | 0 | 0.00014685 | 0.00011416 | 0.22 | 0.0653 | 0.0518 | 0.1158 | 0.66544 | 0.065567 | 0.19415
3585 | 1 | 0.00012952 | 0 | 0 | 0.00016448 | 0.00011416 | 0.42 | 0.0566 | 0.0146 | 0.17342 | 0.72995 | 0.09524 | 0.39574
3586 | 1 | 0.00013795 | 0 | 9.8976e-06 | 0.00018797 | 0.00011416 | 0.58 | 0.0539 | 0.0072 | 0.22615 | 0.81106 | 0.062136 | 0.59539
3587 | 1 | 0.0001327 | 0 | 0.00017613 | 0.00020677 | 0.00011416 | 0.7 | 0.0556 | 0.0137 | 0.22241 | 0.81382 | 0.021786 | 0.74949
3588 | 1 | 0.00012754 | 0 | 0.00029338 | 0.00018797 | 0.00011416 | 0.7 | 0.063 | 0.0353 | 0.21312 | 0.75392 | 0.0013373 | 0.80122
3589 | 1 | 0.00012464 | 0 | 0.00036634 | 0.00019032 | 0.00011416 | 0.63 | 0.0753 | 0.0882 | 0.19245 | 0.73917 | 0.03493 | 0.88926
3590 | 1 | 0.0001184 | 0 | 0.0004025 | 0.00021382 | 0.00011416 | 0.66 | 0.0923 | 0.175 | 0.17117 | 0.71982 | 0.15599 | 0.79943
3591 | 1 | 0.0001114 | 0 | 0.00039768 | 0.00022322 | 0.00011416 | 0.6 | 0.1086 | 0.2893 | 0.11805 | 0.69217 | 0.19764 | 0.74502
3592 | 1 | 0.0001096 | 0 | 0.0003539 | 0.00022322 | 0.00011416 | 0.43 | 0.1187 | 0.3883 | 0.090284 | 0.66544 | 0.1249 | 0.55355
3593 | 1 | 0.00011245 | 0 | 0.00026939 | 0.00016448 | 0.00011416 | 0.24 | 0.1272 | 0.4434 | 0.088195 | 0.6553 | 0.036762 | 0.35594
3594 | 1 | 0.00011806 | 0 | 0.00014428 | 0.00011748 | 0.00011416 | 0.15 | 0.1415 | 0.4625 | 0.091879 | 0.65714 | 0.0012976 | 0.14682
3595 | 1 | 0.00012545 | 0 | 0 | 8.8113e-05 | 0.00011416 | 0.04 | 0.1645 | 0.4347 | 0.085831 | 0.6553 | 0.0042308 | 0
3596 | 1 | 0.00012778 | 0 | 0 | 5.8742e-05 | 0.00011416 | 0 | 0.1991 | 0.4288 | 0.097982 | 0.6682 | 0.059529 | 0
3597 | 1 | 0.00013302 | 0 | 0 | 3.7595e-05 | 0.00011416 | 0 | 0.2056 | 0.5193 | 0.14439 | 0.66912 | 0.088053 | 0
3598 | 1 | 0.0001336 | 0 | 0 | 2.3497e-05 | 0.00011416 | 0 | 0.1777 | 0.5705 | 0.15385 | 0.68387 | 0.058228 | 0
3599 | 1 | 0.00012396 | 0 | 0 | 9.3987e-06 | 0.00011416 | 0 | 0.1539 | 0.6076 | 0.11409 | 0.6765 | 0.020871 | 0
3600 | 1 | 0.00011447 | 5.9577e-06 | 0 | 5.8742e-06 | 0.00011416 | 0 | 0.1381 | 0.6156 | 0.12806 | 0.68479 | 0.0013373 | 0
3601 | 1 | 0.00010185 | 2.2165e-05 | 0 | 2.3497e-06 | 0.00011416 | 0 | 0.1233 | 0.6248 | 0.10678 | 0.67189 | 0.030472 | 0
3602 | 1 | 9.2233e-05 | 3.6005e-05 | 0 | 1.1748e-06 | 0.00011416 | 0 | 0.1067 | 0.634 | 0.10595 | 0.64608 | 0.13818 | 0
3603 | 1 | 8.6187e-05 | 4.8586e-05 | 0 | 1.4098e-05 | 0.00011416 | 0 | 0.0943 | 0.6456 | 0.11074 | 0.65069 | 0.17455 | 0
3604 | 1 | 8.2095e-05 | 6.1649e-05 | 0 | 3.7595e-05 | 0.00011416 | 0 | 0.0812 | 0.6569 | 0.12932 | 0.64608 | 0.11084 | 0
3605 | 1 | 7.9231e-05 | 7.5007e-05 | 0 | 9.3987e-05 | 0.00011416 | 0 | 0.0713 | 0.7047 | 0.12723 | 0.64147 | 0.032701 | 0
3606 | 1 | 8.1925e-05 | 5.2472e-05 | 0 | 0.0001821 | 0.00011416 | 0 | 0.0599 | 0.7666 | 0.12119 | 0.63594 | 0.0012395 | 0
3607 | 1 | 9.0886e-05 | 0 | 0 | 0.0001586 | 0.00011416 | 0.04 | 0.0417 | 0.7975 | 0.13658 | 0.64977 | 0.0033087 | 0.031189
3608 | 1 | 9.7231e-05 | 0 | 0 | 0.00014685 | 0.00011416 | 0.22 | 0.0353 | 0.7949 | 0.14164 | 0.66359 | 0.051184 | 0.19743
3609 | 1 | 0.0001075 | 0 | 0 | 0.00016448 | 0.00011416 | 0.41 | 0.0374 | 0.8491 | 0.14065 | 0.68203 | 0.077965 | 0.41053
3610 | 1 | 0.00011033 | 0 | 0.00011433 | 0.00018797 | 0.00011416 | 0.57 | 0.0436 | 0.8799 | 0.12531 | 0.69954 | 0.052679 | 0.60587
3611 | 1 | 0.00010713 | 0 | 0.00027269 | 0.00020677 | 0.00011416 | 0.68 | 0.0504 | 0.8914 | 0.13845 | 0.71705 | 0.019547 | 0.76249
3612 | 1 | 0.00010331 | 0 | 0.00038943 | 0.00018797 | 0.00011416 | 0.46 | 0.0557 | 0.8973 | 0.13823 | 0.70968 | 0.0013373 | 0.50092
3613 | 1 | 0.00010219 | 0 | 0.00046646 | 0.00019032 | 0.00011416 | 0.34 | 0.0598 | 0.9033 | 0.13438 | 0.71244 | 0.027722 | 0.70941
3614 | 1 | 9.9826e-05 | 0 | 0.000503 | 0.00021382 | 0.00011416 | 0.06 | 0.0651 | 0.9001 | 0.12163 | 0.70138 | 0.1271 | 0.41644
3615 | 1 | 9.3124e-05 | 0 | 0.00050008 | 0.00022322 | 0.00011416 | 0.44 | 0.072 | 0.8668 | 0.12635 | 0.68479 | 0.1602 | 0.52744
3616 | 1 | 9.1985e-05 | 0 | 0.00046075 | 0.00022322 | 0.00011416 | 0.47 | 0.0797 | 0.7733 | 0.11063 | 0.68387 | 0.10208 | 0.12559
3617 | 1 | 9.4773e-05 | 0 | 0.00038207 | 0.00016448 | 0.00011416 | 0.33 | 0.0876 | 0.6669 | 0.11382 | 0.68664 | 0.030167 | 0.29492
3618 | 1 | 0.00010105 | 0 | 0.00026305 | 0.00011748 | 0.00011416 | 0.15 | 0.102 | 0.6262 | 0.11024 | 0.69124 | 0.0012018 | 0.1448
3619 | 1 | 0.00011284 | 0 | 7.512e-05 | 8.8113e-05 | 0.00011416 | 0.03 | 0.1335 | 0.5789 | 0.085336 | 0.6894 | 0.0027751 | 0
3620 | 1 | 0.00012054 | 0 | 0 | 5.8742e-05 | 0.00011416 | 0 | 0.1789 | 0.4508 | 0.11123 | 0.70599 | 0.046078 | 0
3621 | 1 | 0.00012951 | 0 | 0 | 3.7595e-05 | 0.00011416 | 0 | 0.203 | 0.5149 | 0.17491 | 0.77419 | 0.071687 | 0
3622 | 1 | 0.00013484 | 0 | 0 | 2.3497e-05 | 0.00011416 | 0 | 0.1985 | 0.4888 | 0.23143 | 0.80276 | 0.049183 | 0
3623 | 1 | 0.00012402 | 0 | 0 | 9.3987e-06 | 0.00011416 | 0 | 0.1865 | 0.3955 | 0.13653 | 0.75115 | 0.018696 | 0
3624 | 1 | 0.00011409 | 0 | 0 | 5.8742e-06 | 0.00011416 | 0 | 0.1696 | 0.288 | 0.066971 | 0.70691 | 0.0013373 | 0
3625 | 1 | 0.00010621 | 0 | 0 | 2.3497e-06 | 0.00011416 | 0 | 0.1518 | 0.2443 | 0.089075 | 0.67926 | 0.026411 | 0
3626 | 1 | 0.0001009 | 3.2194e-06 | 0 | 1.1748e-06 | 0.00011416 | 0 | 0.1353 | 0.1925 | 0.10238 | 0.67097 | 0.12178 | 0
3627 | 1 | 9.5863e-05 | 1.8354e-05 | 0 | 1.4098e-05 | 0.00011416 | 0 | 0.1208 | 0.1122 | 0.10084 | 0.67005 | 0.15333 | 0
3628 | 1 | 9.2383e-05 | 3.2786e-05 | 0 | 3.7595e-05 | 0.00011416 | 0 | 0.1078 | 0.061 | 0.096662 | 0.67005 | 0.097883 | 0
3629 | 1 | 9.3308e-05 | 4.5589e-05 | 0 | 9.3987e-05 | 0.00011416 | 0 | 0.0952 | 0.018 | 0.098587 | 0.66359 | 0.02895 | 0
3630 | 1 | 0.00010726 | 2.7605e-05 | 0 | 0.0001821 | 0.00011416 | 0 | 0.0737 | 0.0034 | 0.078903 | 0.66359 | 0.0011832 | 0
3631 | 1 | 0.00012673 | 0 | 0 | 0.0001586 | 0.00011416 | 0.04 | 0.0461 | 0.0003 | 0.13026 | 0.71797 | 0.0025314 | 0.032738
3632 | 1 | 0.00014166 | 0 | 0 | 0.00014685 | 0.00011416 | 0.22 | 0.0345 | 0.0035 | 0.21224 | 0.77604 | 0.043658 | 0.21053
3633 | 1 | 0.00014894 | 0 | 0 | 0.00016448 | 0.00011416 | 0.41 | 0.0274 | 0.0171 | 0.22648 | 0.78525 | 0.068679 | 0.42429
3634 | 1 | 0.0001481 | 0 | 0.00016382 | 0.00018797 | 0.00011416 | 0.56 | 0.0332 | 0.0577 | 0.24463 | 0.82488 | 0.047495 | 0.63986
3635 | 1 | 0.00014356 | 0 | 0.00032497 | 0.00020677 | 0.00011416 | 0.68 | 0.0511 | 0.1242 | 0.25205 | 0.82857 | 0.01828 | 0.81962
3636 | 1 | 0.00014137 | 0 | 0.00043829 | 0.00018797 | 0.00011416 | 0.72 | 0.0689 | 0.212 | 0.25177 | 0.82765 | 0.0013373 | 0.87884
3637 | 1 | 0.00013909 | 0 | 0.00050288 | 0.00019032 | 0.00011416 | 0.6 | 0.0817 | 0.3417 | 0.23836 | 0.83041 | 0.023914 | 0.8301
3638 | 1 | 0.00013308 | 0 | 0.0005214 | 0.00021382 | 0.00011416 | 0.32 | 0.0893 | 0.4669 | 0.22912 | 0.78986 | 0.11161 | 0.58801
3639 | 1 | 0.0001304 | 0 | 0.00049805 | 0.00022322 | 0.00011416 | 0.11 | 0.0955 | 0.5635 | 0.16957 | 0.74931 | 0.14018 | 0.63361
3640 | 1 | 0.0001331 | 0 | 0.00044654 | 0.00022322 | 0.00011416 | 0.32 | 0.1001 | 0.6196 | 0.1809 | 0.76037 | 0.089831 | 0.56517
3641 | 1 | 0.00013827 | 0 | 0.00036215 | 0.00016448 | 0.00011416 | 0.34 | 0.1087 | 0.6644 | 0.18992 | 0.75853 | 0.026617 | 0.27933
3642 | 1 | 0.00014224 | 0 | 0.0002383 | 0.00011748 | 0.00011416 | 0.15 | 0.1248 | 0.679 | 0.18414 | 0.75576 | 0.0011466 | 0.14752
3643 | 1 | 0.00014889 | 0 | 5.5452e-05 | 8.8113e-05 | 0.00011416 | 0.03 | 0.147 | 0.6417 | 0.1715 | 0.74286 | 0.0020875 | 0
3644 | 1 | 0.00015133 | 0 | 0 | 5.8742e-05 | 0.00011416 | 0 | 0.1797 | 0.6248 | 0.16545 | 0.77051 | 0.039075 | 0
3645 | 1 | 0.00015498 | 0 | 0 | 3.7595e-05 | 0.00011416 | 0 | 0.1953 | 0.6838 | 0.21559 | 0.86359 | 0.062917 | 0
3646 | 1 | 0.00015051 | 0 | 0 | 2.3497e-05 | 0.00011416 | 0 | 0.1801 | 0.7578 | 0.21081 | 0.81475 | 0.044234 | 0
3647 | 1 | 0.00013565 | 0 | 0 | 9.3987e-06 | 0.00011416 | 0 | 0.1644 | 0.8264 | 0.15275 | 0.79539 | 0.017467 | 0
3648 | 1 | 0.0001261 | 0 | 0 | 5.8742e-06 | 0.00011416 | 0 | 0.1465 | 0.8613 | 0.12141 | 0.7106 | 0.0013373 | 0
3649 | 1 | 0.00011768 | 0 | 0 | 2.3497e-06 | 0.00011416 | 0 | 0.1257 | 0.8749 | 0.083741 | 0.69862 | 0.023914 | 0
3650 | 1 | 0.00011238 | 0 | 0 | 1.1748e-06 | 0.00011416 | 0 | 0.1115 | 0.876 | 0.072414 | 0.68203 | 0.11161 | 0
3651 | 1 | 0.00010974 | 3.2194e-06 | 0 | 1.4098e-05 | 0.00011416 | 0 | 0.1001 | 0.8873 | 0.060758 | 0.68479 | 0.14018 | 0
3652 | 1 | 0.00010687 | 1.4802e-05 | 0 | 3.7595e-05 | 0.00011416 | 0 | 0.0875 | 0.8805 | 0.055864 | 0.68479 | 0.089831 | 0
3653 | 1 | 0.00010647 | 2.7087e-05 | 0 | 9.3987e-05 | 0.00011416 | 0 | 0.0771 | 0.8755 | 0.067356 | 0.69493 | 0.026617 | 0
3654 | 1 | 0.00011949 | 4.7735e-06 | 0 | 0.0001821 | 0.00011416 | 0 | 0.0627 | 0.8471 | 0.11624 | 0.70599 | 0.0011466 | 0
3655 | 1 | 0.00013476 | 0 | 0 | 0.0001586 | 0.00011416 | 0.04 | 0.0383 | 0.8794 | 0.16545 | 0.75484 | 0.0020875 | 0.030788
3656 | 1 | 0.00014888 | 0 | 0 | 0.00014685 | 0.00011416 | 0.22 | 0.0408 | 0.9108 | 0.22214 | 0.79539 | 0.039075 | 0.20316
3657 | 1 | 0.00015324 | 0 | 6.1162e-05 | 0.00016448 | 0.00011416 | 0.41 | 0.0495 | 0.9194 | 0.24831 | 0.86175 | 0.062917 | 0.41625
3658 | 1 | 0.00014829 | 0 | 0.00028944 | 0.00018797 | 0.00011416 | 0.56 | 0.0606 | 0.9255 | 0.26233 | 0.85346 | 0.044234 | 0.62791
3659 | 1 | 0.00014445 | 0 | 0.00046087 | 0.00020677 | 0.00011416 | 0.66 | 0.0735 | 0.9247 | 0.27316 | 0.82396 | 0.017467 | 0.80504
3660 | 1 | 0.00014231 | 0 | 0.00059018 | 0.00018797 | 0.00011416 | 0.73 | 0.0884 | 0.9255 | 0.27888 | 0.86267 | 0.0013373 | 0.90977
3661 | 1 | 0.00013896 | 0 | 0.00067799 | 0.00019032 | 0.00011416 | 0.73 | 0.1036 | 0.9273 | 0.25353 | 0.80922 | 0.025142 | 0.92397
3662 | 1 | 0.00013177 | 0 | 0.00072126 | 0.00021382 | 0.00011416 | 0.67 | 0.1173 | 0.9255 | 0.2388 | 0.8129 | 0.11662 | 0.64991
3663 | 1 | 0.00012926 | 0 | 0.00072164 | 0.00022322 | 0.00011416 | 0.53 | 0.1291 | 0.915 | 0.2228 | 0.8129 | 0.14666 | 0.50926
3664 | 1 | 0.0001316 | 0 | 0.0006823 | 0.00022322 | 0.00011416 | 0.07 | 0.1381 | 0.8996 | 0.2184 | 0.80369 | 0.0938 | 0
3665 | 1 | 0.00013714 | 0 | 0.00059919 | 0.00016448 | 0.00011416 | 0.06 | 0.1452 | 0.8873 | 0.21103 | 0.80184 | 0.027767 | 0.44167
3666 | 1 | 0.00014102 | 0 | 0.00047103 | 0.00011748 | 0.00011416 | 0.14 | 0.1571 | 0.8457 | 0.2002 | 0.75207 | 0.0011648 | 0
3667 | 1 | 0.00014774 | 0 | 0.00026787 | 8.8113e-05 | 0.00011416 | 0.05 | 0.183 | 0.728 | 0.19921 | 0.7576 | 0.0023023 | 0
3668 | 1 | 0.0001584 | 0 | 0 | 5.8742e-05 | 0.00011416 | 0 | 0.2273 | 0.6209 | 0.23478 | 0.81014 | 0.041324 | 0
3669 | 1 | 0.00015906 | 0 | 0 | 3.7595e-05 | 0.00011416 | 0 | 0.2473 | 0.6156 | 0.24259 | 0.82488 | 0.065756 | 0
3670 | 1 | 0.00015458 | 0 | 0 | 2.3497e-05 | 0.00011416 | 0 | 0.2269 | 0.5816 | 0.22219 | 0.82212 | 0.045845 | 0
3671 | 1 | 0.00013896 | 0 | 0 | 9.3987e-06 | 0.00011416 | 0 | 0.2096 | 0.5394 | 0.14785 | 0.72535 | 0.017871 | 0
3672 | 1 | 0.0001297 | 0 | 0 | 5.8742e-06 | 0.00011416 | 0 | 0.1959 | 0.512 | 0.12223 | 0.68756 | 0.0013373 | 0
3673 | 1 | 0.00012116 | 0 | 0 | 2.3497e-06 | 0.00011416 | 0 | 0.1858 | 0.4771 | 0.077088 | 0.64885 | 0.026411 | 0
3674 | 1 | 0.00011564 | 0 | 0 | 1.1748e-06 | 0.00011416 | 0 | 0.1764 | 0.4245 | 0.073129 | 0.62857 | 0.12178 | 0
3675 | 1 | 0.00011341 | 0 | 0 | 1.4098e-05 | 0.00011416 | 0 | 0.1671 | 0.3825 | 0.075878 | 0.63134 | 0.15333 | 0
3676 | 1 | 0.00011229 | 0 | 0 | 3.7595e-05 | 0.00011416 | 0 | 0.1573 | 0.3334 | 0.089569 | 0.6341 | 0.097883 | 0
3677 | 1 | 0.00011252 | 9.362e-06 | 0 | 9.3987e-05 | 0.00011416 | 0 | 0.147 | 0.2688 | 0.082806 | 0.62673 | 0.02895 | 0
3678 | 1 | 0.00012255 | 0 | 0 | 0.0001821 | 0.00011416 | 0 | 0.1282 | 0.1741 | 0.10821 | 0.64793 | 0.0011832 | 0
3679 | 1 | 0.00013569 | 0 | 0 | 0.0001586 | 0.00011416 | 0.06 | 0.0951 | 0.1217 | 0.15341 | 0.71336 | 0.0025314 | 0.01862
3680 | 1 | 0.00015018 | 0 | 0 | 0.00014685 | 0.00011416 | 0.21 | 0.1033 | 0.1138 | 0.22873 | 0.76866 | 0.043658 | 0.041451
3681 | 1 | 0.00014964 | 0 | 0.00015722 | 0.00016448 | 0.00011416 | 0.41 | 0.1095 | 0.0896 | 0.23594 | 0.84332 | 0.068679 | 0.49607
3682 | 1 | 0.00014464 | 0 | 0.0003756 | 0.00018797 | 0.00011416 | 0.55 | 0.1164 | 0.0599 | 0.23951 | 0.9106 | 0.047495 | 0.48307
3683 | 1 | 0.00014133 | 0 | 0.00054577 | 0.00020677 | 0.00011416 | 0.67 | 0.1293 | 0.0383 | 0.25194 | 0.90876 | 0.01828 | 0.63332
3684 | 1 | 0.00013952 | 0 | 0.00067418 | 0.00018797 | 0.00011416 | 0.73 | 0.144 | 0.0243 | 0.25364 | 0.9023 | 0.0013373 | 0.95734
3685 | 1 | 0.0001366 | 0 | 0.00075704 | 0.00019032 | 0.00011416 | 0.72 | 0.1596 | 0.0177 | 0.23313 | 0.8553 | 0.029075 | 0.97239
3686 | 1 | 0.00012954 | 0 | 0.000796 | 0.00021382 | 0.00011416 | 0.7 | 0.1762 | 0.0151 | 0.19278 | 0.80737 | 0.13256 | 0.89202
3687 | 1 | 0.00012751 | 0 | 0.00079143 | 0.00022322 | 0.00011416 | 0.53 | 0.1937 | 0.0135 | 0.18062 | 0.76866 | 0.16727 | 0.65772
3688 | 1 | 0.00013049 | 0 | 0.00074296 | 0.00022322 | 0.00011416 | 0.47 | 0.2125 | 0.0168 | 0.17765 | 0.77327 | 0.1064 | 0.39231
3689 | 1 | 0.00013612 | 0 | 0.00065489 | 0.00016448 | 0.00011416 | 0.33 | 0.2321 | 0.0254 | 0.18497 | 0.76221 | 0.031417 | 0.11921
3690 | 1 | 0.00014018 | 0 | 0.00052381 | 0.00011748 | 0.00011416 | 0.13 | 0.2571 | 0.0493 | 0.18904 | 0.7576 | 0.0012206 | 0.18645
3691 | 1 | 0.00014579 | 0 | 0.00032053 | 8.8113e-05 | 0.00011416 | 0.04 | 0.2763 | 0.1242 | 0.18667 | 0.76498 | 0.0030341 | 0
3692 | 1 | 0.00015835 | 0 | 1.2689e-07 | 5.8742e-05 | 0.00011416 | 0 | 0.2877 | 0.3225 | 0.17771 | 0.71982 | 0.048587 | 0
3693 | 1 | 0.00015972 | 0 | 0 | 3.7595e-05 | 0.00011416 | 0 | 0.2867 | 0.5899 | 0.19877 | 0.74194 | 0.074782 | 0
3694 | 1 | 0.00015517 | 0 | 0 | 2.3497e-05 | 0.00011416 | 0 | 0.2631 | 0.6366 | 0.1826 | 0.72166 | 0.050911 | 0
3695 | 1 | 0.00014106 | 0 | 0 | 9.3987e-06 | 0.00011416 | 0 | 0.2442 | 0.5775 | 0.12443 | 0.69401 | 0.019119 | 0
3696 | 1 | 0.00013269 | 0 | 0 | 5.8742e-06 | 0.00011416 | 0 | 0.2293 | 0.5522 | 0.12135 | 0.67834 | 0.0013373 | 0
3697 | 1 | 0.00012305 | 0 | 0 | 2.3497e-06 | 0.00011416 | 0 | 0.2192 | 0.5508 | 0.082422 | 0.65622 | 0.033399 | 0
3698 | 1 | 0.00011716 | 0 | 0 | 1.1748e-06 | 0.00011416 | 0 | 0.2155 | 0.5308 | 0.07126 | 0.64424 | 0.1499 | 0
3699 | 1 | 0.00011442 | 0 | 0 | 1.4098e-05 | 0.00011416 | 0 | 0.2187 | 0.5019 | 0.065651 | 0.6424 | 0.18973 | 0
3700 | 1 | 0.00011371 | 0 | 0 | 3.7595e-05 | 0.00011416 | 0 | 0.2232 | 0.48 | 0.08627 | 0.64608 | 0.12009 | 0
3701 | 1 | 0.00011464 | 0 | 0 | 9.3987e-05 | 0.00011416 | 0 | 0.2271 | 0.4654 | 0.080277 | 0.64332 | 0.035373 | 0
3702 | 1 | 0.00012076 | 0 | 0 | 0.0001821 | 0.00011416 | 0 | 0.2143 | 0.3683 | 0.082476 | 0.64424 | 0.0012781 | 0
3703 | 1 | 0.00013076 | 0 | 0 | 0.0001586 | 0.00011416 | 0.04 | 0.1575 | 0.2919 | 0.12701 | 0.67281 | 0.0039066 | 0.03159
3704 | 1 | 0.0001412 | 0 | 8.8825e-07 | 0.00014685 | 0.00011416 | 0.22 | 0.1768 | 0.2841 | 0.15511 | 0.70968 | 0.056654 | 0.20241
3705 | 1 | 0.00013684 | 0 | 0.00027168 | 0.00016448 | 0.00011416 | 0.41 | 0.1988 | 0.3825 | 0.15748 | 0.76129 | 0.084599 | 0.40043
3706 | 1 | 0.00013463 | 0 | 0.00048448 | 0.00018797 | 0.00011416 | 0.57 | 0.1961 | 0.3375 | 0.19981 | 0.77604 | 0.056337 | 0.60432
3707 | 1 | 0.00013058 | 0 | 0.0006469 | 0.00020677 | 0.00011416 | 0.69 | 0.1915 | 0.2589 | 0.19508 | 0.78894 | 0.020423 | 0.7619
3708 | 1 | 0.00012779 | 0 | 0.0007658 | 0.00018797 | 0.00011416 | 0.76 | 0.192 | 0.2065 | 0.21147 | 0.77788 | 0.0013373 | 0.89171
3709 | 1 | 0.00012576 | 0 | 0.00084206 | 0.00019032 | 0.00011416 | 0.76 | 0.1957 | 0.175 | 0.20454 | 0.76037 | 0.039802 | 0.92265
3710 | 1 | 0.0001201 | 0 | 0.00087531 | 0.00021382 | 0.00011416 | 0.73 | 0.201 | 0.1511 | 0.18304 | 0.75115 | 0.17527 | 0.87581
3711 | 1 | 0.00011712 | 0 | 0.00086604 | 0.00022322 | 0.00011416 | 0.64 | 0.2063 | 0.1334 | 0.19085 | 0.7318 | 0.22268 | 0.75929
3712 | 1 | 0.0001208 | 0 | 0.00081351 | 0.00022322 | 0.00011416 | 0.51 | 0.2089 | 0.1291 | 0.17683 | 0.7235 | 0.14009 | 0.59631
3713 | 1 | 0.00012683 | 0 | 0.0007158 | 0.00016448 | 0.00011416 | 0.33 | 0.2113 | 0.13 | 0.20982 | 0.74931 | 0.041147 | 0.37127
3714 | 1 | 0.00013117 | 0 | 0.00057647 | 0.00011748 | 0.00011416 | 0.13 | 0.2183 | 0.1291 | 0.17853 | 0.74747 | 0.0013575 | 0.16285
3715 | 1 | 0.00013943 | 0 | 0.00035733 | 8.8113e-05 | 0.00011416 | 0.04 | 0.2269 | 0.1317 | 0.1743 | 0.73825 | 0.0053101 | 0
3716 | 1 | 0.00015424 | 0 | 0 | 5.8742e-05 | 0.00011416 | 0 | 0.2507 | 0.1145 | 0.17106 | 0.73088 | 0.068734 | 0
3717 | 1 | 0.00015525 | 0 | 0 | 3.7595e-05 | 0.00011416 | 0 | 0.2675 | 0.1317 | 0.19712 | 0.74839 | 0.098975 | 0
3718 | 1 | 0.00015332 | 0 | 0 | 2.3497e-05 | 0.00011416 | 0 | 0.2622 | 0.1978 | 0.19074 | 0.74286 | 0.064153 | 0
3719 | 1 | 0.00014023 | 0 | 0 | 9.3987e-06 | 0.00011416 | 0 | 0.2483 | 0.279 | 0.10898 | 0.70783 | 0.022253 | 0
3720 | 1 | 0.00013072 | 0 | 0 | 5.8742e-06 | 0.00011416 | 0 | 0.2282 | 0.4215 | 0.084236 | 0.65899 | 0.0013373 | 0
3721 | 1 | 0.00012239 | 0 | 0 | 2.3497e-06 | 0.00011416 | 0 | 0.2127 | 0.4361 | 0.11222 | 0.66267 | 0.046976 | 0
3722 | 1 | 0.00011574 | 0 | 0 | 1.1748e-06 | 0.00011416 | 0 | 0.2056 | 0.3542 | 0.10354 | 0.65991 | 0.20336 | 0
3723 | 1 | 0.0001125 | 0 | 0 | 1.4098e-05 | 0.00011416 | 0 | 0.2043 | 0.2997 | 0.096388 | 0.65991 | 0.25925 | 0
3724 | 1 | 0.00011205 | 0 | 0 | 3.7595e-05 | 0.00011416 | 0 | 0.1975 | 0.2098 | 0.097377 | 0.66359 | 0.1622 | 0
3725 | 1 | 0.00011303 | 3.1824e-06 | 0 | 9.3987e-05 | 0.00011416 | 0 | 0.1909 | 0.1069 | 0.082092 | 0.66083 | 0.047516 | 0
3726 | 1 | 0.00012172 | 0 | 0 | 0.0001821 | 0.00011416 | 0 | 0.1789 | 0.0383 | 0.091219 | 0.65991 | 0.0014402 | 0
3727 | 1 | 0.00013472 | 0 | 0 | 0.0001586 | 0.00011416 | 0.04 | 0.1296 | 0.0727 | 0.12806 | 0.69032 | 0.0070149 | 0.015756
3728 | 1 | 0.00014866 | 0 | 0 | 0.00014685 | 0.00011416 | 0.21 | 0.1352 | 0.2076 | 0.16116 | 0.74562 | 0.082421 | 0.20166
3729 | 1 | 0.0001483 | 0 | 0.00017676 | 0.00016448 | 0.00011416 | 0.39 | 0.1313 | 0.2372 | 0.22159 | 0.78065 | 0.11489 | 0.36514
3730 | 1 | 0.00014561 | 0 | 0.0003841 | 0.00018797 | 0.00011416 | 0.58 | 0.1235 | 0.2054 | 0.21779 | 0.79816 | 0.072661 | 0.58207
3731 | 1 | 0.00014161 | 0 | 0.00054615 | 0.00020677 | 0.00011416 | 0.66 | 0.1187 | 0.2065 | 0.24089 | 0.80737 | 0.02419 | 0.77505
3732 | 1 | 0.00013886 | 0 | 0.00066758 | 0.00018797 | 0.00011416 | 0.71 | 0.116 | 0.2651 | 0.25353 | 0.79908 | 0.0013373 | 0.90718
3733 | 1 | 0.00013623 | 0 | 0.0007441 | 0.00019032 | 0.00011416 | 0.72 | 0.1159 | 0.3197 | 0.2372 | 0.78525 | 0.054964 | 0.93806
3734 | 1 | 0.00012909 | 0 | 0.00077303 | 0.00021382 | 0.00011416 | 0.68 | 0.1195 | 0.3528 | 0.21279 | 0.75484 | 0.23429 | 0.90708
3735 | 1 | 0.00012631 | 0 | 0.00075818 | 0.00022322 | 0.00011416 | 0.61 | 0.1244 | 0.3655 | 0.17375 | 0.72074 | 0.29961 | 0.77284
3736 | 1 | 0.00012858 | 0 | 0.00070743 | 0.00022322 | 0.00011416 | 0.49 | 0.1373 | 0.3998 | 0.15923 | 0.70968 | 0.18653 | 0.59651
3737 | 1 | 0.00013376 | 0 | 0.00061873 | 0.00016448 | 0.00011416 | 0.32 | 0.1556 | 0.4625 | 0.16347 | 0.70599 | 0.054511 | 0.37161
3738 | 1 | 0.00013893 | 0 | 0.00048727 | 0.00011748 | 0.00011416 | 0.13 | 0.1844 | 0.5033 | 0.15506 | 0.69585 | 0.0015261 | 0.16684
3739 | 1 | 0.00014571 | 0 | 0.0002784 | 8.8113e-05 | 0.00011416 | 0.04 | 0.2303 | 0.4815 | 0.16066 | 0.69585 | 0.0090503 | 0
3740 | 1 | 0.00015555 | 0 | 0 | 5.8742e-05 | 0.00011416 | 0 | 0.2863 | 0.4727 | 0.15857 | 0.70415 | 0.097813 | 0
3741 | 1 | 0.00015453 | 0 | 0 | 3.7595e-05 | 0.00011416 | 0 | 0.2936 | 0.5494 | 0.14719 | 0.70046 | 0.13243 | 0
3742 | 1 | 0.00015148 | 0 | 0 | 2.3497e-05 | 0.00011416 | 0 | 0.266 | 0.6116 | 0.14829 | 0.69217 | 0.08189 | 0
3743 | 1 | 0.00013997 | 0 | 0 | 9.3987e-06 | 0.00011416 | 0 | 0.2431 | 0.5719 | 0.10178 | 0.65069 | 0.026235 | 0
3744 | 1 | 0.00013253 | 0 | 0 | 5.8742e-06 | 0.00011416 | 0 | 0.2281 | 0.4844 | 0.1131 | 0.62304 | 0.0013373 | 0
3745 | 1 | 0.00012287 | 0 | 0 | 2.3497e-06 | 0.00011416 | 0 | 0.2227 | 0.4143 | 0.11305 | 0.62581 | 0.06381 | 0
3746 | 1 | 0.00011565 | 0 | 0 | 1.1748e-06 | 0.00011416 | 0 | 0.2157 | 0.3238 | 0.077253 | 0.61198 | 0.26822 | 0
3747 | 1 | 0.00011109 | 0 | 0 | 1.4098e-05 | 0.00011416 | 0 | 0.2105 | 0.3211 | 0.092924 | 0.61843 | 0.34396 | 0
3748 | 1 | 0.00010865 | 0 | 0 | 3.7595e-05 | 0.00011416 | 0 | 0.208 | 0.3612 | 0.10194 | 0.61659 | 0.21317 | 0
3749 | 1 | 0.00010768 | 0 | 0 | 9.3987e-05 | 0.00011416 | 0 | 0.2098 | 0.3697 | 0.10821 | 0.61475 | 0.062162 | 0
3750 | 1 | 0.00010706 | 0 | 0 | 0.0001821 | 0.00011416 | 0 | 0.1993 | 0.2614 | 0.10744 | 0.61567 | 0.0016155 | 0
3751 | 1 | 0.00010872 | 0 | 0 | 0.0001586 | 0.00011416 | 0.04 | 0.1709 | 0.2958 | 0.10936 | 0.61659 | 0.011446 | 0.029339
3752 | 1 | 0.00011867 | 0 | 0 | 0.00014685 | 0.00011416 | 0.21 | 0.1816 | 0.2676 | 0.094683 | 0.62028 | 0.11501 | 0.20095
3753 | 1 | 0.00012365 | 0 | 0.00020899 | 0.00016448 | 0.00011416 | 0.4 | 0.1781 | 0.2076 | 0.13383 | 0.6553 | 0.15168 | 0.40645
3754 | 1 | 0.00012369 | 0 | 0.00042839 | 0.00018797 | 0.00011416 | 0.54 | 0.1681 | 0.152 | 0.16875 | 0.69677 | 0.091868 | 0.6245
3755 | 1 | 0.0001201 | 0 | 0.00058916 | 0.00020677 | 0.00011416 | 0.64 | 0.1582 | 0.125 | 0.19162 | 0.71521 | 0.028393 | 0.78713
3756 | 1 | 0.00011624 | 0 | 0.0007059 | 0.00018797 | 0.00011416 | 0.69 | 0.1537 | 0.1217 | 0.18992 | 0.72258 | 0.0013373 | 0.90608
3757 | 1 | 0.00011471 | 0 | 0.00077925 | 0.00019032 | 0.00011416 | 0.62 | 0.1565 | 0.1225 | 0.21059 | 0.72258 | 0.073557 | 0.95349
3758 | 1 | 0.00010872 | 0 | 0.00081021 | 0.00021382 | 0.00011416 | 0.64 | 0.163 | 0.1325 | 0.18491 | 0.70968 | 0.30527 | 0.77158
3759 | 1 | 0.00010293 | 0 | 0.0007946 | 0.00022322 | 0.00011416 | 0.43 | 0.1782 | 0.1585 | 0.14455 | 0.67281 | 0.39249 | 0.65741
3760 | 1 | 0.00010173 | 0 | 0.00073915 | 0.00022322 | 0.00011416 | 0.39 | 0.2098 | 0.2176 | 0.13125 | 0.65161 | 0.24223 | 0.56612
3761 | 1 | 0.00010588 | 0 | 0.00064398 | 0.00016448 | 0.00011416 | 0.19 | 0.2457 | 0.3103 | 0.13334 | 0.64977 | 0.070496 | 0.34046
3762 | 1 | 0.00011256 | 0 | 0.00050871 | 0.00011748 | 0.00011416 | 0.06 | 0.2902 | 0.4405 | 0.12542 | 0.65069 | 0.0017082 | 0.11234
3763 | 1 | 0.00012329 | 0 | 0.0003081 | 8.8113e-05 | 0.00011416 | 0.04 | 0.3414 | 0.5789 | 0.14142 | 0.6553 | 0.01423 | 0
3764 | 1 | 0.00013865 | 0 | 0 | 5.8742e-05 | 0.00011416 | 0 | 0.3814 | 0.699 | 0.16083 | 0.66912 | 0.13412 | 0
3765 | 1 | 0.00014058 | 0 | 0 | 3.7595e-05 | 0.00011416 | 0 | 0.3768 | 0.7578 | 0.16605 | 0.68756 | 0.17269 | 0
3766 | 1 | 0.00013945 | 0 | 0 | 2.3497e-05 | 0.00011416 | 0 | 0.3398 | 0.7657 | 0.14939 | 0.67558 | 0.10263 | 0
3767 | 1 | 0.0001311 | 0 | 0 | 9.3987e-06 | 0.00011416 | 0 | 0.301 | 0.7427 | 0.1098 | 0.64516 | 0.030666 | 0
3768 | 1 | 0.00012116 | 0 | 0 | 5.8742e-06 | 0.00011416 | 0 | 0.2692 | 0.728 | 0.086655 | 0.62673 | 0.0013373 | 0
3769 | 1 | 0.00011155 | 0 | 0 | 2.3497e-06 | 0.00011416 | 0 | 0.2459 | 0.7126 | 0.11107 | 0.60369 | 0.078782 | 0
3770 | 1 | 0.00010538 | 0 | 0 | 1.1748e-06 | 0.00011416 | 0 | 0.2354 | 0.699 | 0.13279 | 0.60553 | 0.32501 | 0
3771 | 1 | 0.00010087 | 0 | 0 | 1.4098e-05 | 0.00011416 | 0 | 0.2384 | 0.6705 | 0.1285 | 0.61014 | 0.41838 | 0
3772 | 1 | 9.9102e-05 | 0 | 0 | 3.7595e-05 | 0.00011416 | 0 | 0.2358 | 0.6909 | 0.14923 | 0.60922 | 0.25771 | 0
3773 | 1 | 9.7934e-05 | 0 | 0 | 9.3987e-05 | 0.00011416 | 0 | 0.2281 | 0.6885 | 0.15451 | 0.60737 | 0.074929 | 0
3774 | 1 | 9.5604e-05 | 0 | 0 | 0.0001821 | 0.00011416 | 0 | 0.2084 | 0.6222 | 0.15813 | 0.60829 | 0.0017558 | 0
3775 | 1 | 9.4959e-05 | 0 | 0 | 0.0001586 | 0.00011416 | 0.04 | 0.1602 | 0.6532 | 0.16083 | 0.6129 | 0.015778 | 0.032816
3776 | 1 | 9.9904e-05 | 0 | 0 | 0.00014685 | 0.00011416 | 0.21 | 0.1509 | 0.6897 | 0.1633 | 0.61106 | 0.14442 | 0.18664
3777 | 1 | 9.7125e-05 | 0 | 0.00027916 | 0.00016448 | 0.00011416 | 0.4 | 0.1541 | 0.6443 | 0.14868 | 0.63318 | 0.1839 | 0.39192
3778 | 1 | 9.6581e-05 | 0 | 0.00049564 | 0.00018797 | 0.00011416 | 0.55 | 0.1488 | 0.6035 | 0.15071 | 0.65069 | 0.10831 | 0.60132
3779 | 1 | 9.3633e-05 | 0 | 0.00066073 | 0.00020677 | 0.00011416 | 0.66 | 0.1467 | 0.5705 | 0.092429 | 0.66083 | 0.031847 | 0.75988
3780 | 1 | 8.9983e-05 | 0 | 0.00078077 | 0.00018797 | 0.00011416 | 0.73 | 0.1514 | 0.5422 | 0.08891 | 0.68018 | 0.0013373 | 0.85864
3781 | 1 | 9.0212e-05 | 0 | 0.0008531 | 0.00019032 | 0.00011416 | 0.75 | 0.166 | 0.5236 | 0.12168 | 0.69585 | 0.087075 | 0.87229
3782 | 1 | 9.0448e-05 | 0 | 0.00087949 | 0.00021382 | 0.00011416 | 0.71 | 0.1918 | 0.5164 | 0.12234 | 0.6894 | 0.3562 | 0.84496
3783 | 1 | 8.6587e-05 | 0 | 0.00086224 | 0.00022322 | 0.00011416 | 0.63 | 0.2279 | 0.5265 | 0.12767 | 0.63318 | 0.4593 | 0.75983
3784 | 1 | 8.5835e-05 | 0 | 0.00080983 | 0.00022322 | 0.00011416 | 0.5 | 0.2643 | 0.5593 | 0.13273 | 0.6341 | 0.28213 | 0.54639
3785 | 1 | 8.9047e-05 | 0 | 0.00072138 | 0.00016448 | 0.00011416 | 0.33 | 0.2947 | 0.6022 | 0.10178 | 0.63594 | 0.081921 | 0.3343
3786 | 1 | 9.5986e-05 | 0 | 0.00059665 | 0.00011748 | 0.00011416 | 0.14 | 0.3191 | 0.6196 | 0.10628 | 0.64147 | 0.001829 | 0.10119
3787 | 1 | 0.0001076 | 0 | 0.00039717 | 8.8113e-05 | 0.00011416 | 0.05 | 0.327 | 0.6909 | 0.12509 | 0.65253 | 0.018303 | 0
3788 | 1 | 0.00012616 | 0 | 6.1035e-05 | 5.8742e-05 | 0.00011416 | 0 | 0.3274 | 0.7798 | 0.14692 | 0.67005 | 0.16083 | 0
3789 | 1 | 0.00013628 | 0 | 0 | 3.7595e-05 | 0.00011416 | 0 | 0.3222 | 0.8108 | 0.20625 | 0.71152 | 0.20159 | 0
3790 | 1 | 0.00014318 | 0 | 0 | 2.3497e-05 | 0.00011416 | 0 | 0.2921 | 0.7966 | 0.21433 | 0.71705 | 0.11721 | 0
3791 | 1 | 0.00013341 | 0 | 0 | 9.3987e-06 | 0.00011416 | 0 | 0.2575 | 0.7789 | 0.17974 | 0.69032 | 0.033674 | 0
3792 | 1 | 0.00012237 | 0 | 0 | 5.8742e-06 | 0.00011416 | 0 | 0.2281 | 0.7529 | 0.10161 | 0.63779 | 0.0013373 | 0
3793 | 1 | 0.00011298 | 0 | 0 | 2.3497e-06 | 0.00011416 | 0 | 0.2045 | 0.7225 | 0.077253 | 0.6212 | 0.092915 | 0
3794 | 1 | 0.00010813 | 0 | 0 | 1.1748e-06 | 0.00011416 | 0 | 0.1877 | 0.7002 | 0.08847 | 0.61567 | 0.37805 | 0
3795 | 1 | 0.00010452 | 0 | 0 | 1.4098e-05 | 0.00011416 | 0 | 0.1736 | 0.6967 | 0.11112 | 0.61106 | 0.48802 | 0
3796 | 1 | 0.00010408 | 0 | 0 | 3.7595e-05 | 0.00011416 | 0 | 0.1626 | 0.7236 | 0.11541 | 0.61567 | 0.29924 | 0
3797 | 1 | 0.00010635 | 0 | 0 | 9.3987e-05 | 0.00011416 | 0 | 0.1551 | 0.7301 | 0.1087 | 0.6129 | 0.086816 | 0
3798 | 1 | 0.00011753 | 0 | 0 | 0.0001821 | 0.00011416 | 0 | 0.1418 | 0.6644 | 0.092154 | 0.61475 | 0.0018789 | 0
3799 | 1 | 0.00013387 | 0 | 0 | 0.0001586 | 0.00011416 | 0.05 | 0.1118 | 0.7598 | 0.13999 | 0.63226 | 0.020128 | 0.017517
3800 | 1 | 0.00014724 | 0 | 5.9132e-05 | 0.00014685 | 0.00011416 | 0.2 | 0.1124 | 0.7992 | 0.18024 | 0.67373 | 0.17244 | 0.087828
3801 | 1 | 0.00014566 | 0 | 0.00028843 | 0.00016448 | 0.00011416 | 0.4 | 0.1211 | 0.8195 | 0.18167 | 0.71705 | 0.214 | 0.24775
3802 | 1 | 0.00014539 | 0 | 0.0004544 | 0.00018797 | 0.00011416 | 0.56 | 0.1316 | 0.8367 | 0.19442 | 0.73456 | 0.12342 | 0.3514
3803 | 1 | 0.00014336 | 0 | 0.00059094 | 0.00020677 | 0.00011416 | 0.65 | 0.1435 | 0.8423 | 0.20872 | 0.75484 | 0.03493 | 0.30904
3804 | 1 | 0.0001425 | 0 | 0.00070299 | 0.00018797 | 0.00011416 | 0.69 | 0.1546 | 0.8353 | 0.20669 | 0.76313 | 0.0013373 | 0.76941
3805 | 1 | 0.00014 | 0 | 0.00078191 | 0.00019032 | 0.00011416 | 0.66 | 0.1664 | 0.8287 | 0.2046 | 0.75115 | 0.092915 | 0.484
3806 | 1 | 0.00013296 | 0 | 0.00082226 | 0.00021382 | 0.00011416 | 0.58 | 0.1805 | 0.8324 | 0.16253 | 0.73641 | 0.37805 | 0.85919
3807 | 1 | 0.00013131 | 0 | 0.00081351 | 0.00022322 | 0.00011416 | 0.53 | 0.1979 | 0.8471 | 0.1533 | 0.72811 | 0.48802 | 0.89095
3808 | 1 | 0.00013307 | 0 | 0.00076732 | 0.00022322 | 0.00011416 | 0.44 | 0.2223 | 0.868 | 0.15934 | 0.70599 | 0.29924 | 0.2954
3809 | 1 | 0.00013739 | 0 | 0.00069131 | 0.00016448 | 0.00011416 | 0.32 | 0.2525 | 0.8794 | 0.14681 | 0.71336 | 0.086816 | 0.32322
3810 | 1 | 0.00013987 | 0 | 0.0005752 | 0.00011748 | 0.00011416 | 0.14 | 0.2836 | 0.8777 | 0.14279 | 0.71521 | 0.0018789 | 0.097088
3811 | 1 | 0.00014525 | 0 | 0.00038956 | 8.8113e-05 | 0.00011416 | 0.04 | 0.3115 | 0.8777 | 0.11728 | 0.69493 | 0.020128 | 0
3812 | 1 | 0.00015625 | 0 | 0.00010494 | 5.8742e-05 | 0.00011416 | 0 | 0.3338 | 0.8805 | 0.13081 | 0.70138 | 0.17244 | 0
3813 | 1 | 0.00016211 | 0 | 0 | 3.7595e-05 | 0.00011416 | 0 | 0.3413 | 0.8402 | 0.16523 | 0.71982 | 0.214 | 0
3814 | 1 | 0.00015788 | 0 | 0 | 2.3497e-05 | 0.00011416 | 0 | 0.3179 | 0.8203 | 0.166 | 0.71152 | 0.12342 | 0
3815 | 1 | 0.00014251 | 0 | 0 | 9.3987e-06 | 0.00011416 | 0 | 0.274 | 0.8345 | 0.11706 | 0.67281 | 0.03493 | 0
3816 | 1 | 0.00013254 | 0 | 0 | 5.8742e-06 | 0.00011416 | 0 | 0.2426 | 0.8294 | 0.084181 | 0.65253 | 0.0013373 | 0
3817 | 1 | 0.00012374 | 0 | 0 | 2.3497e-06 | 0.00011416 | 0 | 0.2215 | 0.8279 | 0.063507 | 0.65806 | 0.092915 | 0
3818 | 1 | 0.00011698 | 0 | 0 | 1.1748e-06 | 0.00011416 | 0 | 0.2096 | 0.8234 | 0.077638 | 0.65899 | 0.37805 | 0
3819 | 1 | 0.00011426 | 0 | 0 | 1.4098e-05 | 0.00011416 | 0 | 0.2003 | 0.81 | 0.083851 | 0.65806 | 0.48802 | 0
3820 | 1 | 0.00011455 | 0 | 0 | 3.7595e-05 | 0.00011416 | 0 | 0.1901 | 0.7861 | 0.088085 | 0.65622 | 0.29924 | 0
3821 | 1 | 0.00011597 | 0 | 0 | 9.3987e-05 | 0.00011416 | 0 | 0.1798 | 0.8156 | 0.059878 | 0.65161 | 0.086816 | 0
3822 | 1 | 0.00012424 | 0 | 0 | 0.0001821 | 0.00011416 | 0 | 0.1661 | 0.8662 | 0.056524 | 0.6553 | 0.0018789 | 0
3823 | 1 | 0.00013826 | 0 | 0 | 0.0001586 | 0.00011416 | 0.05 | 0.1526 | 0.8873 | 0.1015 | 0.68111 | 0.020128 | 0.0069197
3824 | 1 | 0.00015229 | 0 | 0 | 0.00014685 | 0.00011416 | 0.21 | 0.1569 | 0.9074 | 0.17238 | 0.70507 | 0.17244 | 0.15679
3825 | 1 | 0.00015081 | 0 | 0.00020189 | 0.00016448 | 0.00011416 | 0.41 | 0.1524 | 0.9186 | 0.18403 | 0.74839 | 0.214 | 0.24728
3826 | 1 | 0.00014843 | 0 | 0.0003822 | 0.00018797 | 0.00011416 | 0.55 | 0.1438 | 0.928 | 0.2124 | 0.76221 | 0.12342 | 0.42468
3827 | 1 | 0.00014618 | 0 | 0.00051506 | 0.00020677 | 0.00011416 | 0.66 | 0.1318 | 0.9262 | 0.22983 | 0.77327 | 0.03493 | 0.62938
3828 | 1 | 0.0001455 | 0 | 0.00060312 | 0.00018797 | 0.00011416 | 0.72 | 0.1232 | 0.9146 | 0.23627 | 0.76866 | 0.0013373 | 0.85687
3829 | 1 | 0.00014444 | 0 | 0.00064449 | 0.00019032 | 0.00011416 | 0.74 | 0.1211 | 0.901 | 0.22032 | 0.76313 | 0.092915 | 0.90353
3830 | 1 | 0.00013947 | 0 | 0.00064017 | 0.00021382 | 0.00011416 | 0.73 | 0.1273 | 0.8919 | 0.17106 | 0.73733 | 0.37805 | 0.48179
3831 | 1 | 0.00013903 | 0 | 0.00059208 | 0.00022322 | 0.00011416 | 0.63 | 0.1416 | 0.8894 | 0.13851 | 0.72442 | 0.48802 | 0.2264
3832 | 1 | 0.00014417 | 0 | 0.00050414 | 0.00022322 | 0.00011416 | 0.51 | 0.164 | 0.8982 | 0.1318 | 0.70691 | 0.29924 | 0.0019054
3833 | 1 | 0.00014867 | 0 | 0.00038791 | 0.00016448 | 0.00011416 | 0.22 | 0.1958 | 0.9121 | 0.11349 | 0.70968 | 0.086816 | 0.0016603
3834 | 1 | 0.00015285 | 0 | 0.00024795 | 0.00011748 | 0.00011416 | 0.13 | 0.226 | 0.921 | 0.12338 | 0.70599 | 0.0018789 | 0
3835 | 1 | 0.00015719 | 0 | 7.6516e-05 | 8.8113e-05 | 0.00011416 | 0.05 | 0.2387 | 0.9198 | 0.15093 | 0.70691 | 0.020128 | 0
3836 | 1 | 0.00015958 | 0 | 0 | 5.8742e-05 | 0.00011416 | 0 | 0.2436 | 0.9287 | 0.1859 | 0.70138 | 0.17244 | 0
3837 | 1 | 0.00016115 | 0 | 0 | 3.7595e-05 | 0.00011416 | 0 | 0.2353 | 0.921 | 0.21856 | 0.72995 | 0.214 | 0
3838 | 1 | 0.00015607 | 0 | 0 | 2.3497e-05 | 0.00011416 | 0 | 0.2085 | 0.91 | 0.21317 | 0.72258 | 0.12342 | 0
3839 | 1 | 0.00014122 | 0 | 0 | 9.3987e-06 | 0.00011416 | 0 | 0.1858 | 0.9038 | 0.16072 | 0.70968 | 0.03493 | 0
3840 | 1 | 0.00013229 | 0 | 0 | 5.8742e-06 | 0.00011416 | 0 | 0.1714 | 0.8987 | 0.15121 | 0.67097 | 0.0013373 | 0
3841 | 1 | 0.00012395 | 0 | 0 | 2.3497e-06 | 0.00011416 | 0 | 0.1591 | 0.8799 | 0.10068 | 0.66083 | 0.087075 | 0
3842 | 1 | 0.00011739 | 0 | 0 | 1.1748e-06 | 0.00011416 | 0 | 0.1465 | 0.8772 | 0.065761 | 0.65806 | 0.3562 | 0
3843 | 1 | 0.00011514 | 0 | 0 | 1.4098e-05 | 0.00011416 | 0 | 0.1283 | 0.8749 | 0.078078 | 0.65346 | 0.4593 | 0
3844 | 1 | 0.00011495 | 0 | 0 | 3.7595e-05 | 0.00011416 | 0 | 0.112 | 0.8582 | 0.080112 | 0.65622 | 0.28213 | 0
3845 | 1 | 0.00011657 | 0 | 0 | 9.3987e-05 | 0.00011416 | 0 | 0.1015 | 0.8437 | 0.059163 | 0.647 | 0.081921 | 0
3846 | 1 | 0.00012481 | 0 | 0 | 0.0001821 | 0.00011416 | 0 | 0.0911 | 0.8444 | 0.089075 | 0.64055 | 0.001829 | 0
3847 | 1 | 0.00013993 | 0 | 0 | 0.0001586 | 0.00011416 | 0.06 | 0.093 | 0.8987 | 0.1357 | 0.67742 | 0.018303 | 0.011667
3848 | 1 | 0.00015424 | 0 | 0 | 0.00014685 | 0.00011416 | 0.16 | 0.1172 | 0.9078 | 0.18035 | 0.72166 | 0.16083 | 0.029361
3849 | 1 | 0.00016129 | 0 | 0 | 0.00016448 | 0.00011416 | 0.34 | 0.1427 | 0.9121 | 0.18552 | 0.75392 | 0.20159 | 0.17298
3850 | 1 | 0.000165 | 0 | 4.9996e-05 | 0.00018797 | 0.00011416 | 0.41 | 0.1701 | 0.9142 | 0.21768 | 0.76129 | 0.11721 | 0.44201
3851 | 1 | 0.00016283 | 0 | 0.0001779 | 0.00020677 | 0.00011416 | 0.41 | 0.1953 | 0.9194 | 0.22615 | 0.75853 | 0.033674 | 0.14383
3852 | 1 | 0.00016214 | 0 | 0.00027142 | 0.00018797 | 0.00011416 | 0.12 | 0.2157 | 0.9255 | 0.20658 | 0.77696 | 0.0013373 | 0
3853 | 1 | 0.00016001 | 0 | 0.00032218 | 0.00019032 | 0.00011416 | 0.74 | 0.2233 | 0.919 | 0.19129 | 0.77419 | 0.081485 | 0.50618
3854 | 1 | 0.00015386 | 0 | 0.0003232 | 0.00021382 | 0.00011416 | 0.52 | 0.2212 | 0.8992 | 0.13867 | 0.73825 | 0.3352 | 0.055759
3855 | 1 | 0.00015151 | 0 | 0.00029617 | 0.00022322 | 0.00011416 | 0.62 | 0.2156 | 0.8692 | 0.10189 | 0.72166 | 0.43173 | 0.26839
3856 | 1 | 0.00015368 | 0 | 0.00025252 | 0.00022322 | 0.00011416 | 0.49 | 0.2118 | 0.8226 | 0.10925 | 0.72258 | 0.26569 | 0.26246
3857 | 1 | 0.00015773 | 0 | 0.00018704 | 0.00016448 | 0.00011416 | 0.24 | 0.207 | 0.7685 | 0.15368 | 0.71889 | 0.077214 | 0.10427
3858 | 1 | 0.00015948 | 0 | 9.2759e-05 | 0.00011748 | 0.00011416 | 0.15 | 0.193 | 0.7437 | 0.16264 | 0.71982 | 0.00178 | 0.06201
3859 | 1 | 0.00016055 | 0 | 0 | 8.8113e-05 | 0.00011416 | 0.06 | 0.195 | 0.7742 | 0.2041 | 0.72903 | 0.016592 | 0
3860 | 1 | 0.00015869 | 0 | 0 | 5.8742e-05 | 0.00011416 | 0 | 0.2211 | 0.8132 | 0.24446 | 0.7447 | 0.14976 | 0
3861 | 1 | 0.00015964 | 0 | 0 | 3.7595e-05 | 0.00011416 | 0 | 0.242 | 0.7941 | 0.2537 | 0.76866 | 0.18967 | 0
3862 | 1 | 0.00015455 | 0 | 0 | 2.3497e-05 | 0.00011416 | 0 | 0.2518 | 0.7182 | 0.21845 | 0.76406 | 0.11122 | 0
3863 | 1 | 0.00014092 | 0 | 0 | 9.3987e-06 | 0.00011416 | 0 | 0.2457 | 0.5995 | 0.15945 | 0.72258 | 0.032448 | 0
3864 | 1 | 0.00013252 | 0 | 0 | 5.8742e-06 | 0.00011416 | 0 | 0.2392 | 0.5536 | 0.1544 | 0.69493 | 0.0013373 | 0
3865 | 1 | 0.00012322 | 0 | 0 | 2.3497e-06 | 0.00011416 | 0 | 0.2341 | 0.525 | 0.1131 | 0.69493 | 0.073557 | 0
3866 | 1 | 0.00011821 | 0 | 0 | 1.1748e-06 | 0.00011416 | 0 | 0.2269 | 0.5236 | 0.065706 | 0.69217 | 0.30527 | 0
3867 | 1 | 0.00011531 | 0 | 0 | 1.4098e-05 | 0.00011416 | 0 | 0.2374 | 0.5236 | 0.062957 | 0.68664 | 0.39249 | 0
3868 | 1 | 0.00011467 | 0 | 0 | 3.7595e-05 | 0.00011416 | 0 | 0.2521 | 0.5279 | 0.078408 | 0.68387 | 0.24223 | 0
3869 | 1 | 0.00011615 | 0 | 0 | 9.3987e-05 | 0.00011416 | 0 | 0.2387 | 0.5451 | 0.076318 | 0.68571 | 0.070496 | 0
3870 | 1 | 0.00012313 | 0 | 0 | 0.0001821 | 0.00011416 | 0 | 0.1922 | 0.442 | 0.10156 | 0.69585 | 0.0017082 | 0
3871 | 1 | 0.00013797 | 0 | 0 | 0.0001586 | 0.00011416 | 0.04 | 0.1536 | 0.2396 | 0.1462 | 0.7023 | 0.01423 | 0.00027857
3872 | 1 | 0.00015183 | 0 | 0 | 0.00014685 | 0.00011416 | 0.17 | 0.1634 | 0.2021 | 0.20801 | 0.75115 | 0.13412 | 0.0079114
3873 | 1 | 0.00015998 | 0 | 0 | 0.00016448 | 0.00011416 | 0.13 | 0.1725 | 0.1691 | 0.26464 | 0.7788 | 0.17269 | 0.037841
3874 | 1 | 0.00016581 | 0 | 0 | 0.00018797 | 0.00011416 | 0.32 | 0.1913 | 0.176 | 0.29362 | 0.81567 | 0.10263 | 0.027333
3875 | 1 | 0.00016627 | 0 | 3.4895e-05 | 0.00020677 | 0.00011416 | 0.55 | 0.2126 | 0.2313 | 0.27932 | 0.81935 | 0.030666 | 0
3876 | 1 | 0.00016601 | 0 | 8.4003e-05 | 0.00018797 | 0.00011416 | 0.3 | 0.2401 | 0.3238 | 0.27432 | 0.82028 | 0.0013373 | 0.12
3877 | 1 | 0.00016451 | 0 | 0.00010443 | 0.00019032 | 0.00011416 | 0.45 | 0.262 | 0.4186 | 0.25848 | 0.80553 | 0.06381 | 0.24304
3878 | 1 | 0.00015716 | 0 | 0.00010583 | 0.00021382 | 0.00011416 | 0.64 | 0.2742 | 0.3711 | 0.20218 | 0.78433 | 0.26822 | 0
3879 | 1 | 0.00015505 | 0 | 6.1924e-05 | 0.00022322 | 0.00011416 | 0.53 | 0.2838 | 0.2256 | 0.15319 | 0.76774 | 0.34396 | 0.73369
3880 | 1 | 0.00015742 | 0 | 6.7253e-06 | 0.00022322 | 0.00011416 | 0.15 | 0.273 | 0.2337 | 0.13746 | 0.75207 | 0.21317 | 0.20793
3881 | 1 | 0.00015857 | 0 | 0 | 0.00016448 | 0.00011416 | 0.27 | 0.2472 | 0.1701 | 0.15813 | 0.75853 | 0.062162 | 0.2895
3882 | 1 | 0.00015645 | 0 | 0 | 0.00011748 | 0.00011416 | 0.12 | 0.2103 | 0.0545 | 0.14554 | 0.76037 | 0.0016155 | 0.11938
3883 | 1 | 0.00015397 | 0 | 0 | 8.8113e-05 | 0.00011416 | 0.03 | 0.1671 | 0.0132 | 0.14373 | 0.76037 | 0.011446 | 0
3884 | 1 | 0.00015332 | 0 | 0 | 5.8742e-05 | 0.00011416 | 0.01 | 0.139 | 0.004 | 0.17567 | 0.78894 | 0.11501 | 0
3885 | 1 | 0.00015505 | 0 | 0 | 3.7595e-05 | 0.00011416 | 0 | 0.1265 | 0.0125 | 0.20009 | 0.81659 | 0.15168 | 0
3886 | 1 | 0.00015042 | 0 | 0 | 2.3497e-05 | 0.00011416 | 0 | 0.123 | 0.0287 | 0.18117 | 0.81198 | 0.091868 | 0
3887 | 1 | 0.0001362 | 0 | 0 | 9.3987e-06 | 0.00011416 | 0 | 0.1299 | 0.093 | 0.15715 | 0.77972 | 0.028393 | 0
3888 | 1 | 0.00012707 | 0 | 0 | 5.8742e-06 | 0.00011416 | 0 | 0.1405 | 0.2109 | 0.1589 | 0.77143 | 0.0013373 | 0
3889 | 1 | 0.0001175 | 1.4432e-06 | 0 | 2.3497e-06 | 0.00011416 | 0 | 0.1556 | 0.2443 | 0.128 | 0.7788 | 0.057093 | 0
3890 | 1 | 0.00010963 | 1.6393e-05 | 0 | 1.1748e-06 | 0.00011416 | 0 | 0.162 | 0.2431 | 0.10442 | 0.77051 | 0.24249 | 0
3891 | 1 | 0.00010402 | 3.112e-05 | 0 | 1.4098e-05 | 0.00011416 | 0 | 0.1571 | 0.3117 | 0.0695 | 0.76498 | 0.31032 | 0
3892 | 1 | 0.00010034 | 4.5034e-05 | 0 | 3.7595e-05 | 0.00011416 | 0 | 0.1469 | 0.5437 | 0.07049 | 0.76313 | 0.19297 | 0
3893 | 1 | 0.00010003 | 5.5432e-05 | 0 | 9.3987e-05 | 0.00011416 | 0 | 0.1363 | 0.7333 | 0.070875 | 0.75945 | 0.056361 | 0
3894 | 1 | 0.00011311 | 3.175e-05 | 0 | 0.0001821 | 0.00011416 | 0 | 0.1124 | 0.818 | 0.10634 | 0.76498 | 0.0015481 | 0
3895 | 1 | 0.00013338 | 0 | 0 | 0.0001586 | 0.00011416 | 0.06 | 0.091 | 0.7984 | 0.15517 | 0.79171 | 0.0096143 | 0.013583
3896 | 1 | 0.00014681 | 0 | 0 | 0.00014685 | 0.00011416 | 0.15 | 0.0938 | 0.716 | 0.20135 | 0.82212 | 0.10194 | 0.0039446
3897 | 1 | 0.00015459 | 0 | 0 | 0.00016448 | 0.00011416 | 0.23 | 0.1043 | 0.7137 | 0.22769 | 0.86083 | 0.13708 | 0.0038777
3898 | 1 | 0.00015985 | 0 | 0 | 0.00018797 | 0.00011416 | 0.22 | 0.1226 | 0.7036 | 0.22291 | 0.86452 | 0.084313 | 0.40634
3899 | 1 | 0.00016338 | 0 | 0 | 0.00020677 | 0.00011416 | 0.23 | 0.1374 | 0.6417 | 0.2074 | 0.8553 | 0.026764 | 0
3900 | 1 | 0.00016227 | 0 | 8.2607e-05 | 0.00018797 | 0.00011416 | 0.59 | 0.1497 | 0.5579 | 0.21163 | 0.847 | 0.0013373 | 0.025305
3901 | 1 | 0.00015842 | 0 | 0.00016661 | 0.00019032 | 0.00011416 | 0.07 | 0.165 | 0.4975 | 0.2113 | 0.82488 | 0.046976 | 0.087527
3902 | 1 | 0.00014927 | 0 | 0.00021673 | 0.00021382 | 0.00011416 | 0.38 | 0.1841 | 0.4654 | 0.16336 | 0.78894 | 0.20336 | 0.37048
3903 | 1 | 0.00014385 | 0 | 0.00023056 | 0.00022322 | 0.00011416 | 0.11 | 0.2016 | 0.4172 | 0.13081 | 0.78157 | 0.25925 | 0.5525
3904 | 1 | 0.0001444 | 0 | 0.00019884 | 0.00022322 | 0.00011416 | 0.34 | 0.2129 | 0.3825 | 0.10722 | 0.78249 | 0.1622 | 0.50998
3905 | 1 | 0.00014777 | 0 | 0.00012854 | 0.00016448 | 0.00011416 | 0.34 | 0.2133 | 0.3669 | 0.10172 | 0.78433 | 0.047516 | 0.25135
3906 | 1 | 0.00015069 | 0 | 2.0937e-05 | 0.00011748 | 0.00011416 | 0.14 | 0.2037 | 0.3403 | 0.10172 | 0.78433 | 0.0014402 | 0.035133
3907 | 1 | 0.00014959 | 0 | 0 | 8.8113e-05 | 0.00011416 | 0.06 | 0.1778 | 0.2802 | 0.10848 | 0.78618 | 0.0070149 | 0
3908 | 1 | 0.00014775 | 0 | 0 | 5.8742e-05 | 0.00011416 | 0 | 0.1537 | 0.2726 | 0.15561 | 0.80829 | 0.082421 | 0
3909 | 1 | 0.00014801 | 0 | 0 | 3.7595e-05 | 0.00011416 | 0 | 0.1406 | 0.2651 | 0.19261 | 0.81843 | 0.11489 | 0
3910 | 1 | 0.00014562 | 0 | 0 | 2.3497e-05 | 0.00011416 | 0 | 0.1286 | 0.1957 | 0.2041 | 0.80553 | 0.072661 | 0
3911 | 1 | 0.00013368 | 0 | 0 | 9.3987e-06 | 0.00011416 | 0 | 0.1166 | 0.1377 | 0.15709 | 0.78986 | 0.02419 | 0
3912 | 1 | 0.00012579 | 0 | 0 | 5.8742e-06 | 0.00011416 | 0 | 0.1079 | 0.1122 | 0.17155 | 0.78341 | 0.0013373 | 0
3913 | 1 | 0.00011496 | 1.1767e-05 | 0 | 2.3497e-06 | 0.00011416 | 0 | 0.1029 | 0.1046 | 0.16935 | 0.76129 | 0.039802 | 0
3914 | 1 | 0.00010564 | 2.3683e-05 | 0 | 1.1748e-06 | 0.00011416 | 0 | 0.1025 | 0.0882 | 0.1037 | 0.74931 | 0.17527 | 0
3915 | 1 | 0.00010045 | 3.3674e-05 | 0 | 1.4098e-05 | 0.00011416 | 0 | 0.1072 | 0.0638 | 0.10024 | 0.74194 | 0.22268 | 0
3916 | 1 | 9.672e-05 | 4.2481e-05 | 0 | 3.7595e-05 | 0.00011416 | 0 | 0.1103 | 0.0254 | 0.094243 | 0.72903 | 0.14009 | 0
3917 | 1 | 9.386e-05 | 4.9956e-05 | 0 | 9.3987e-05 | 0.00011416 | 0 | 0.1111 | 0.0022 | 0.084511 | 0.72995 | 0.041147 | 0
3918 | 1 | 9.7157e-05 | 3.0861e-05 | 0 | 0.0001821 | 0.00011416 | 0 | 0.0994 | 0.0007 | 0.08671 | 0.72535 | 0.0013575 | 0
3919 | 1 | 0.0001053 | 0 | 0 | 0.0001586 | 0.00011416 | 0.04 | 0.0752 | 0.0003 | 0.084291 | 0.73364 | 0.0053101 | 0.0024626
3920 | 1 | 0.00011588 | 0 | 0 | 0.00014685 | 0.00011416 | 0.21 | 0.0905 | 0.0005 | 0.10562 | 0.74194 | 0.068734 | 0.13693
3921 | 1 | 0.0001288 | 0 | 0 | 0.00016448 | 0.00011416 | 0.25 | 0.1121 | 0.0008 | 0.15484 | 0.78986 | 0.098975 | 0.014508
3922 | 1 | 0.00013848 | 0 | 0 | 0.00018797 | 0.00011416 | 0.3 | 0.1303 | 0.0007 | 0.17985 | 0.83502 | 0.064153 | 0.28216
3923 | 1 | 0.00014174 | 0 | 0 | 0.00020677 | 0.00011416 | 0.1 | 0.149 | 0.0003 | 0.1782 | 0.83594 | 0.022253 | 0.30754
3924 | 1 | 0.00014202 | 0 | 0 | 0.00018797 | 0.00011416 | 0.47 | 0.1696 | 0.0002 | 0.14609 | 0.84055 | 0.0013373 | 0.018687
3925 | 1 | 0.00014188 | 0 | 0 | 0.00019032 | 0.00011416 | 0.67 | 0.1885 | 0.0002 | 0.12207 | 0.82488 | 0.033399 | 0.052483
3926 | 1 | 0.00013635 | 0 | 0 | 0.00021382 | 0.00011416 | 0.49 | 0.2013 | 0.0001 | 0.11217 | 0.79908 | 0.1499 | 0.021405
3927 | 1 | 0.00012958 | 0 | 0 | 0.00022322 | 0.00011416 | 0.19 | 0.2078 | 0 | 0.097102 | 0.75484 | 0.18973 | 0.027712
3928 | 1 | 0.00012458 | 0 | 0 | 0.00022322 | 0.00011416 | 0.24 | 0.2111 | 0.0012 | 0.081707 | 0.74101 | 0.12009 | 0.00858
3929 | 1 | 0.00012392 | 0 | 0 | 0.00016448 | 0.00011416 | 0.1 | 0.2095 | 0.0115 | 0.078353 | 0.74101 | 0.035373 | 0.21159
3930 | 1 | 0.00012377 | 0 | 0 | 0.00011748 | 0.00011416 | 0.16 | 0.2037 | 0.0353 | 0.086765 | 0.74839 | 0.0012781 | 0.024615
3931 | 1 | 0.00012505 | 0 | 0 | 8.8113e-05 | 0.00011416 | 0.04 | 0.1913 | 0.0869 | 0.088635 | 0.75207 | 0.0039066 | 0
3932 | 1 | 0.00012534 | 0 | 0 | 5.8742e-05 | 0.00011416 | 0.01 | 0.1839 | 0.201 | 0.11937 | 0.78065 | 0.056654 | 0
3933 | 1 | 0.00013058 | 0 | 0 | 3.7595e-05 | 0.00011416 | 0 | 0.1855 | 0.3417 | 0.13911 | 0.83134 | 0.084599 | 0
3934 | 1 | 0.00013108 | 0 | 0 | 2.3497e-05 | 0.00011416 | 0 | 0.1857 | 0.4099 | 0.1539 | 0.83502 | 0.056337 | 0
3935 | 1 | 0.00011969 | 1.2137e-05 | 0 | 9.3987e-06 | 0.00011416 | 0 | 0.1883 | 0.4727 | 0.12811 | 0.81382 | 0.020423 | 0
3936 | 1 | 0.00010662 | 3.1972e-05 | 0 | 5.8742e-06 | 0.00011416 | 0 | 0.1961 | 0.4829 | 0.12025 | 0.79724 | 0.0013373 | 0
3937 | 1 | 9.5013e-05 | 5.0955e-05 | 0 | 2.3497e-06 | 0.00011416 | 0 | 0.2081 | 0.4449 | 0.1081 | 0.76221 | 0.026411 | 0
3938 | 1 | 8.6343e-05 | 6.6718e-05 | 0 | 1.1748e-06 | 0.00011416 | 0 | 0.2189 | 0.4288 | 0.1147 | 0.7659 | 0.12178 | 0
3939 | 1 | 8.0257e-05 | 7.9448e-05 | 0 | 1.4098e-05 | 0.00011416 | 0 | 0.2166 | 0.4186 | 0.11173 | 0.76866 | 0.15333 | 0
3940 | 1 | 7.616e-05 | 9.103e-05 | 0 | 3.7595e-05 | 0.00011416 | 0 | 0.2039 | 0.4128 | 0.11129 | 0.77512 | 0.097883 | 0
3941 | 1 | 7.3521e-05 | 0.00010172 | 0 | 9.3987e-05 | 0.00011416 | 0 | 0.1848 | 0.4201 | 0.11316 | 0.77972 | 0.02895 | 0
3942 | 1 | 7.665e-05 | 7.7043e-05 | 0 | 0.0001821 | 0.00011416 | 0 | 0.1455 | 0.3797 | 0.10925 | 0.7788 | 0.0011832 | 0
3943 | 1 | 8.5927e-05 | 2.0315e-05 | 0 | 0.0001586 | 0.00011416 | 0.06 | 0.1158 | 0.374 | 0.1081 | 0.77972 | 0.0025314 | 0.029707
3944 | 1 | 9.5877e-05 | 0 | 0 | 0.00014685 | 0.00011416 | 0.21 | 0.101 | 0.4376 | 0.10387 | 0.77419 | 0.043658 | 0.21118
3945 | 1 | 0.00010492 | 0 | 0 | 0.00016448 | 0.00011416 | 0.4 | 0.0852 | 0.4434 | 0.095398 | 0.77788 | 0.068679 | 0.32069
3946 | 1 | 0.00011316 | 0 | 0 | 0.00018797 | 0.00011416 | 0.49 | 0.0818 | 0.3998 | 0.11811 | 0.80737 | 0.047495 | 0.33324
3947 | 1 | 0.00011902 | 0 | 0 | 0.00020677 | 0.00011416 | 0.26 | 0.0872 | 0.3197 | 0.13169 | 0.81659 | 0.01828 | 0.0021729
3948 | 1 | 0.00012095 | 0 | 0 | 0.00018797 | 0.00011416 | 0.54 | 0.1033 | 0.2443 | 0.14147 | 0.84055 | 0.0013373 | 0.013182
3949 | 1 | 0.00012315 | 0 | 8.6287e-06 | 0.00019032 | 0.00011416 | 0.31 | 0.1258 | 0.1946 | 0.13955 | 0.847 | 0.02158 | 0.068841
3950 | 1 | 0.00012113 | 0 | 1.5227e-05 | 0.00021382 | 0.00011416 | 0.24 | 0.1446 | 0.1539 | 0.1158 | 0.847 | 0.10201 | 0.2535
3951 | 1 | 0.00011524 | 0 | 0 | 0.00022322 | 0.00011416 | 0.42 | 0.1578 | 0.1447 | 0.099687 | 0.80092 | 0.12781 | 0.5099
3952 | 1 | 0.00011136 | 0 | 0 | 0.00022322 | 0.00011416 | 0.37 | 0.1707 | 0.1771 | 0.098972 | 0.77419 | 0.082233 | 0.19715
3953 | 1 | 0.00010996 | 0 | 0 | 0.00016448 | 0.00011416 | 0.19 | 0.1798 | 0.2187 | 0.099742 | 0.76774 | 0.024412 | 0.11487
3954 | 1 | 0.00011103 | 0 | 0 | 0.00011748 | 0.00011416 | 0.15 | 0.1803 | 0.2528 | 0.099412 | 0.77235 | 0.0011108 | 0.058065
3955 | 1 | 0.00011314 | 0 | 0 | 8.8113e-05 | 0.00011416 | 0.03 | 0.1765 | 0.3238 | 0.084071 | 0.7871 | 0.0016988 | 0.00012257
3956 | 1 | 0.0001176 | 0 | 0 | 5.8742e-05 | 0.00011416 | 0 | 0.1735 | 0.3983 | 0.12866 | 0.81382 | 0.034824 | 0
3957 | 1 | 0.00012596 | 0 | 0 | 3.7595e-05 | 0.00011416 | 0 | 0.1811 | 0.442 | 0.19168 | 0.86267 | 0.057486 | 0
3958 | 1 | 0.00013223 | 0 | 0 | 2.3497e-05 | 0.00011416 | 0 | 0.1753 | 0.4332 | 0.2537 | 0.86175 | 0.041127 | 0
3959 | 1 | 0.00011968 | 1.5431e-05 | 0 | 9.3987e-06 | 0.00011416 | 0 | 0.165 | 0.3754 | 0.18453 | 0.84608 | 0.016678 | 0
3960 | 1 | 0.00010716 | 3.0269e-05 | 0 | 5.8742e-06 | 0.00011416 | 0 | 0.1565 | 0.2984 | 0.10683 | 0.77051 | 0.0013373 | 0
3961 | 1 | 9.6913e-05 | 4.0816e-05 | 0 | 2.3497e-06 | 0.00011416 | 0 | 0.1519 | 0.2764 | 0.090779 | 0.74839 | 0.017378 | 0
3962 | 1 | 9.1157e-05 | 4.8697e-05 | 0 | 1.1748e-06 | 0.00011416 | 0 | 0.147 | 0.2726 | 0.10562 | 0.74101 | 0.084504 | 0
3963 | 1 | 8.7668e-05 | 5.7097e-05 | 0 | 1.4098e-05 | 0.00011416 | 0 | 0.1443 | 0.2589 | 0.11844 | 0.73917 | 0.10529 | 0
3964 | 1 | 8.5401e-05 | 6.6718e-05 | 0 | 3.7595e-05 | 0.00011416 | 0 | 0.1456 | 0.2491 | 0.11712 | 0.73548 | 0.068347 | 0
3965 | 1 | 8.707e-05 | 7.608e-05 | 0 | 9.3987e-05 | 0.00011416 | 0 | 0.1447 | 0.2396 | 0.11437 | 0.73364 | 0.020374 | 0
3966 | 1 | 0.00010172 | 5.6579e-05 | 0 | 0.0001821 | 0.00011416 | 0 | 0.1267 | 0.1771 | 0.083136 | 0.74562 | 0.0010414 | 0
3967 | 1 | 0.00012392 | 1.902e-05 | 0 | 0.0001586 | 0.00011416 | 0.06 | 0.1204 | 0.1359 | 0.12789 | 0.74839 | 0.0010722 | 0.007722
3968 | 1 | 0.00014259 | 0 | 0 | 0.00014685 | 0.00011416 | 0.2 | 0.1114 | 0.1412 | 0.19058 | 0.81475 | 0.02727 | 0.23889
3969 | 1 | 0.00015091 | 0 | 0 | 0.00016448 | 0.00011416 | 0.21 | 0.1063 | 0.1529 | 0.13916 | 0.80534 | 0.047581 | 0.31933
3970 | 1 | 0.00015659 | 0 | 0 | 0.00018797 | 0.00011416 | 0.36 | 0.1087 | 0.1576 | 0.24265 | 0.89493 | 0.035355 | 0.5141
3971 | 1 | 0.00015964 | 0 | 0 | 0.00020677 | 0.00011416 | 0.1 | 0.1144 | 0.1412 | 0.23258 | 0.9023 | 0.015172 | 0.14325
3972 | 1 | 0.00016191 | 0 | 0 | 0.00018797 | 0.00011416 | 0.05 | 0.1234 | 0.1177 | 0.22505 | 0.90415 | 0.0013373 | 0.70933
3973 | 1 | 0.00016086 | 0 | 0 | 0.00019032 | 0.00011416 | 0.35 | 0.1352 | 0.1002 | 0.19536 | 0.90046 | 0.014612 | 0.001092
3974 | 1 | 0.00015399 | 0 | 0 | 0.00021382 | 0.00011416 | 0.2 | 0.1487 | 0.0987 | 0.15319 | 0.86544 | 0.072776 | 0.017104
3975 | 1 | 0.0001494 | 0 | 0 | 0.00022322 | 0.00011416 | 0.09 | 0.1631 | 0.1031 | 0.14241 | 0.81567 | 0.090263 | 0.0010251
3976 | 1 | 0.00014814 | 0 | 0 | 0.00022322 | 0.00011416 | 0.09 | 0.1761 | 0.1145 | 0.11563 | 0.80276 | 0.059026 | 0
3977 | 1 | 0.00014871 | 0 | 0 | 0.00016448 | 0.00011416 | 0.32 | 0.1882 | 0.1483 | 0.11723 | 0.81843 | 0.017657 | 0
3978 | 1 | 0.00014703 | 0 | 0 | 0.00011748 | 0.00011416 | 0.15 | 0.1992 | 0.1925 | 0.1048 | 0.80184 | 0.00099127 | 0
3979 | 1 | 0.00014545 | 0 | 0 | 8.8113e-05 | 0.00011416 | 0.03 | 0.1975 | 0.2431 | 0.10936 | 0.81382 | 0.00071998 | 0
3980 | 1 | 0.00014684 | 0 | 0 | 5.8742e-05 | 0.00011416 | 0.01 | 0.1982 | 0.394 | 0.13229 | 0.81567 | 0.022384 | 0
3981 | 1 | 0.00014842 | 0 | 0 | 3.7595e-05 | 0.00011416 | 0 | 0.2175 | 0.5408 | 0.1721 | 0.85622 | 0.04095 | 0
3982 | 1 | 0.00014241 | 5.9207e-06 | 0 | 2.3497e-05 | 0.00011416 | 0 | 0.2216 | 0.5593 | 0.1594 | 0.85438 | 0.0314 | 0
3983 | 1 | 0.0001261 | 2.2461e-05 | 0 | 9.3987e-06 | 0.00011416 | 0 | 0.2212 | 0.4961 | 0.08913 | 0.80461 | 0.014105 | 0
3984 | 1 | 0.00011431 | 3.8188e-05 | 0 | 5.8742e-06 | 0.00011416 | 0 | 0.2244 | 0.4274 | 0.079452 | 0.76129 | 0.0013373 | 0
3985 | 1 | 0.00010329 | 5.2731e-05 | 0 | 2.3497e-06 | 0.00011416 | 0 | 0.2266 | 0.3669 | 0.0695 | 0.74931 | 0.012157 | 0
3986 | 1 | 9.5637e-05 | 6.5534e-05 | 0 | 1.1748e-06 | 0.00011416 | 0 | 0.2304 | 0.343 | 0.075329 | 0.74654 | 0.062188 | 0
3987 | 1 | 9.1586e-05 | 7.7857e-05 | 0 | 1.4098e-05 | 0.00011416 | 0 | 0.2356 | 0.3403 | 0.081377 | 0.7447 | 0.076735 | 0
3988 | 1 | 8.9082e-05 | 9.0142e-05 | 0 | 3.7595e-05 | 0.00011416 | 0 | 0.2329 | 0.343 | 0.077968 | 0.73272 | 0.050594 | 0
3989 | 1 | 8.8955e-05 | 0.00010117 | 0 | 9.3987e-05 | 0.00011416 | 0 | 0.2258 | 0.3265 | 0.077363 | 0.72627 | 0.015193 | 0
3990 | 1 | 0.00010087 | 8.5924e-05 | 0 | 0.0001821 | 0.00011416 | 0 | 0.214 | 0.2528 | 0.084951 | 0.7318 | 0.00094279 | 0
3991 | 1 | 0.00012349 | 3.8928e-05 | 0 | 0.0001586 | 0.00011416 | 0.06 | 0.2382 | 0.2302 | 0.076098 | 0.73917 | 0.00045479 | 0.027066
3992 | 1 | 0.00014319 | 0 | 0 | 0.00014685 | 0.00011416 | 0.2 | 0.262 | 0.2348 | 0.1076 | 0.76866 | 0.01812 | 0.21336
3993 | 1 | 0.0001507 | 0 | 0 | 0.00016448 | 0.00011416 | 0.42 | 0.2545 | 0.236 | 0.12916 | 0.8 | 0.034965 | 0.42113
3994 | 1 | 0.00015495 | 0 | 0 | 0.00018797 | 0.00011416 | 0.58 | 0.2454 | 0.2142 | 0.13147 | 0.82857 | 0.027752 | 0.62672
3995 | 1 | 0.00015582 | 0 | 0 | 0.00020677 | 0.00011416 | 0.67 | 0.242 | 0.2187 | 0.14334 | 0.83318 | 0.013088 | 0.36444
3996 | 1 | 0.00015732 | 0 | 3.9083e-05 | 0.00018797 | 0.00011416 | 0.65 | 0.2422 | 0.2407 | 0.17062 | 0.83779 | 0.0013373 | 0.16243
3997 | 1 | 0.00015282 | 0 | 0.00013298 | 0.00019032 | 0.00011416 | 0.73 | 0.2483 | 0.2867 | 0.15665 | 0.83318 | 0.010683 | 0.46076
3998 | 1 | 0.00014441 | 0 | 0.00018577 | 0.00021382 | 0.00011416 | 0.68 | 0.2583 | 0.3389 | 0.11998 | 0.81843 | 0.055732 | 0.27575
3999 | 1 | 0.0001389 | 0 | 0.00020569 | 0.00022322 | 0.00011416 | 0.38 | 0.2699 | 0.384 | 0.098697 | 0.80184 | 0.068513 | 0.5875
4000 | 1 | 0.00013914 | 0 | 0.00018945 | 0.00022322 | 0.00011416 | 0.51 | 0.2794 | 0.4522 | 0.096937 | 0.78065 | 0.045444 | 0.29035
4001 | 1 | 0.00014246 | 0 | 0.00013286 | 0.00016448 | 0.00011416 | 0.34 | 0.2861 | 0.5164 | 0.092264 | 0.78618 | 0.013684 | 0.33966
4002 | 1 | 0.00014505 | 0 | 4.0859e-05 | 0.00011748 | 0.00011416 | 0.15 | 0.2882 | 0.5394 | 0.074834 | 0.77972 | 0.00091137 | 0.15695
4003 | 1 | 0.0001463 | 0 | 0 | 8.8113e-05 | 0.00011416 | 0.04 | 0.2781 | 0.5077 | 0.078573 | 0.79263 | 0.00032027 | 0.00088029
4004 | 1 | 0.00014688 | 0 | 0 | 5.8742e-05 | 0.00011416 | 0.01 | 0.2631 | 0.5593 | 0.097267 | 0.8 | 0.015602 | 0
4005 | 1 | 0.00014814 | 0 | 0 | 3.7595e-05 | 0.00011416 | 0 | 0.2658 | 0.6404 | 0.11921 | 0.80276 | 0.031318 | 0
4006 | 1 | 0.00014655 | 0 | 0 | 2.3497e-05 | 0.00011416 | 0 | 0.2626 | 0.6443 | 0.11651 | 0.7871 | 0.025484 | 0
4007 | 1 | 0.00013185 | 0 | 0 | 9.3987e-06 | 0.00011416 | 0 | 0.2643 | 0.6008 | 0.066036 | 0.76129 | 0.012438 | 0
4008 | 1 | 0.00012478 | 0 | 0 | 5.8742e-06 | 0.00011416 | 0 | 0.265 | 0.5351 | 0.085776 | 0.73641 | 0.0013373 | 0
4009 | 1 | 0.00011363 | 9.8431e-06 | 0 | 2.3497e-06 | 0.00011416 | 0 | 0.2642 | 0.4712 | 0.077363 | 0.71889 | 0.0099928 | 0
4010 | 1 | 0.00010467 | 2.7013e-05 | 0 | 1.1748e-06 | 0.00011416 | 0 | 0.2659 | 0.4361 | 0.097982 | 0.71797 | 0.052679 | 0
4011 | 1 | 9.907e-05 | 4.3147e-05 | 0 | 1.4098e-05 | 0.00011416 | 0 | 0.2711 | 0.4332 | 0.10606 | 0.71705 | 0.064631 | 0
4012 | 1 | 9.5636e-05 | 5.8504e-05 | 0 | 3.7595e-05 | 0.00011416 | 0 | 0.2653 | 0.4303 | 0.10376 | 0.71613 | 0.043006 | 0
4013 | 1 | 9.5431e-05 | 7.1751e-05 | 0 | 9.3987e-05 | 0.00011416 | 0 | 0.2545 | 0.3883 | 0.099137 | 0.71521 | 0.012969 | 0
4014 | 1 | 0.00010936 | 4.052e-05 | 0 | 0.0001821 | 0.00011416 | 0 | 0.2412 | 0.2043 | 0.089679 | 0.72166 | 0.00089592 | 0
4015 | 1 | 0.00013111 | 0 | 0 | 0.0001586 | 0.00011416 | 0.04 | 0.247 | 0.1394 | 0.076593 | 0.74378 | 0.00026432 | 0.029038
4016 | 1 | 0.00014369 | 0 | 0 | 0.00014685 | 0.00011416 | 0.21 | 0.2348 | 0.1233 | 0.077143 | 0.77327 | 0.014435 | 0.21293
4017 | 1 | 0.00014989 | 0 | 0 | 0.00016448 | 0.00011416 | 0.4 | 0.227 | 0.0784 | 0.094353 | 0.81475 | 0.029594 | 0.43515
4018 | 1 | 0.00015334 | 0 | 8.0958e-05 | 0.00018797 | 0.00011416 | 0.56 | 0.2329 | 0.0524 | 0.13224 | 0.85253 | 0.024398 | 0.65977
4019 | 1 | 0.0001477 | 0 | 0.00023424 | 0.00020677 | 0.00011416 | 0.68 | 0.2447 | 0.0392 | 0.13955 | 0.86912 | 0.012122 | 0.84886
4020 | 1 | 0.00014522 | 0 | 0.00035187 | 0.00018797 | 0.00011416 | 0.69 | 0.2616 | 0.0429 | 0.13576 | 0.87926 | 0.0013373 | 0.915
4021 | 1 | 0.00014223 | 0 | 0.00042852 | 0.00019032 | 0.00011416 | 0.75 | 0.2821 | 0.065 | 0.14169 | 0.85346 | 0.0099928 | 0.56431
4022 | 1 | 0.00013345 | 0 | 0.00046646 | 0.00021382 | 0.00011416 | 0.72 | 0.305 | 0.1061 | 0.10843 | 0.82304 | 0.052679 | 0.68707
4023 | 1 | 0.00013002 | 0 | 0.000461 | 0.00022322 | 0.00011416 | 0.63 | 0.3233 | 0.1548 | 0.090339 | 0.81935 | 0.064631 | 0.35673
4024 | 1 | 0.00013236 | 0 | 0.00042141 | 0.00022322 | 0.00011416 | 0.51 | 0.3355 | 0.2 | 0.084346 | 0.80645 | 0.043006 | 0.53115
4025 | 1 | 0.00013644 | 0 | 0.00034515 | 0.00016448 | 0.00011416 | 0.34 | 0.3432 | 0.2267 | 0.084676 | 0.8 | 0.012969 | 0.28102
4026 | 1 | 0.00014028 | 0 | 0.00022498 | 0.00011748 | 0.00011416 | 0.14 | 0.346 | 0.2407 | 0.081762 | 0.79078 | 0.00089592 | 0.10595
4027 | 1 | 0.00014856 | 0 | 4.7077e-05 | 8.8113e-05 | 0.00011416 | 0.04 | 0.3449 | 0.2589 | 0.08869 | 0.79263 | 0.00026432 | 0.0017049
4028 | 1 | 0.00015157 | 0 | 0 | 5.8742e-05 | 0.00011416 | 0.01 | 0.3398 | 0.3458 | 0.11211 | 0.79908 | 0.014435 | 0
4029 | 1 | 0.00014927 | 0 | 0 | 3.7595e-05 | 0.00011416 | 0 | 0.3428 | 0.4186 | 0.12382 | 0.79816 | 0.029594 | 0
4030 | 1 | 0.00014681 | 0 | 0 | 2.3497e-05 | 0.00011416 | 0 | 0.3283 | 0.4259 | 0.10403 | 0.77604 | 0.024398 | 0
4031 | 1 | 0.00013422 | 0 | 0 | 9.3987e-06 | 0.00011416 | 0 | 0.3147 | 0.3782 | 0.064936 | 0.74654 | 0.012122 | 0
4032 | 1 | 0.00012641 | 0 | 0 | 5.8742e-06 | 0.00011416 | 0 | 0.3043 | 0.2841 | 0.062022 | 0.74378 | 0.0013373 | 0
4033 | 1 | 0.00011802 | 0 | 0 | 2.3497e-06 | 0.00011416 | 0 | 0.2955 | 0.2142 | 0.059108 | 0.73733 | 0.010683 | 0
4034 | 1 | 0.0001092 | 1.1804e-05 | 0 | 1.1748e-06 | 0.00011416 | 0 | 0.2951 | 0.1771 | 0.052455 | 0.73733 | 0.055732 | 0
4035 | 1 | 0.00010389 | 2.9048e-05 | 0 | 1.4098e-05 | 0.00011416 | 0 | 0.2861 | 0.176 | 0.044097 | 0.72442 | 0.068513 | 0
4036 | 1 | 9.9873e-05 | 4.3813e-05 | 0 | 3.7595e-05 | 0.00011416 | 0 | 0.2766 | 0.1894 | 0.039534 | 0.72074 | 0.045444 | 0
4037 | 1 | 9.9623e-05 | 5.632e-05 | 0 | 9.3987e-05 | 0.00011416 | 0 | 0.269 | 0.236 | 0.038764 | 0.72535 | 0.013684 | 0
4038 | 1 | 0.00011288 | 2.7309e-05 | 0 | 0.0001821 | 0.00011416 | 0 | 0.2421 | 0.1862 | 0.057953 | 0.73456 | 0.00091137 | 0
4039 | 1 | 0.00013418 | 0 | 0 | 0.0001586 | 0.00011416 | 0.04 | 0.2243 | 0.1781 | 0.075988 | 0.74101 | 0.00032027 | 0.027612
4040 | 1 | 0.00014589 | 0 | 0 | 0.00014685 | 0.00011416 | 0.21 | 0.2316 | 0.2407 | 0.11129 | 0.74839 | 0.015602 | 0.20864
4041 | 1 | 0.00015348 | 0 | 0 | 0.00016448 | 0.00011416 | 0.4 | 0.2247 | 0.2688 | 0.13048 | 0.78525 | 0.031318 | 0.42707
4042 | 1 | 0.00015005 | 0 | 0.000176 | 0.00018797 | 0.00011416 | 0.55 | 0.217 | 0.279 | 0.13075 | 0.82765 | 0.025484 | 0.63641
4043 | 1 | 0.00014389 | 0 | 0.00035137 | 0.00020677 | 0.00011416 | 0.66 | 0.2134 | 0.2984 | 0.1517 | 0.83687 | 0.012438 | 0.82036
4044 | 1 | 0.00014101 | 0 | 0.00048638 | 0.00018797 | 0.00011416 | 0.7 | 0.2185 | 0.3683 | 0.14571 | 0.84332 | 0.0013373 | 0.93007
4045 | 1 | 0.00013761 | 0 | 0.00058193 | 0.00019032 | 0.00011416 | 0.66 | 0.2298 | 0.4727 | 0.14186 | 0.83318 | 0.012157 | 0.96466
4046 | 1 | 0.00012911 | 0 | 0.00063802 | 0.00021382 | 0.00011416 | 0.62 | 0.245 | 0.5677 | 0.10848 | 0.81751 | 0.062188 | 0.95296
4047 | 1 | 0.00012483 | 0 | 0.00065274 | 0.00022322 | 0.00011416 | 0.5 | 0.2607 | 0.6049 | 0.10315 | 0.81014 | 0.076735 | 0.83023
4048 | 1 | 0.00012663 | 0 | 0.00062558 | 0.00022322 | 0.00011416 | 0.43 | 0.2735 | 0.5858 | 0.102 | 0.80461 | 0.050594 | 0.65679
4049 | 1 | 0.00013127 | 0 | 0.00055338 | 0.00016448 | 0.00011416 | 0.33 | 0.2819 | 0.5322 | 0.10475 | 0.79355 | 0.015193 | 0.40761
4050 | 1 | 0.00013542 | 0 | 0.00043182 | 0.00011748 | 0.00011416 | 0.14 | 0.2904 | 0.439 | 0.097212 | 0.77788 | 0.00094279 | 0.19512
4051 | 1 | 0.00014307 | 0 | 0.00023424 | 8.8113e-05 | 0.00011416 | 0.05 | 0.2935 | 0.3655 | 0.11035 | 0.7788 | 0.00045479 | 0.0023846
4052 | 1 | 0.00015196 | 0 | 0 | 5.8742e-05 | 0.00011416 | 0.01 | 0.3141 | 0.4274 | 0.13185 | 0.78802 | 0.01812 | 0
4053 | 1 | 0.00015176 | 0 | 0 | 3.7595e-05 | 0.00011416 | 0 | 0.3389 | 0.5077 | 0.17111 | 0.78986 | 0.034965 | 0
4054 | 1 | 0.00015075 | 0 | 0 | 2.3497e-05 | 0.00011416 | 0 | 0.3339 | 0.5294 | 0.17672 | 0.76037 | 0.027752 | 0
4055 | 1 | 0.0001375 | 0 | 0 | 9.3987e-06 | 0.00011416 | 0 | 0.3234 | 0.4815 | 0.10156 | 0.74101 | 0.013088 | 0
4056 | 1 | 0.00013026 | 0 | 0 | 5.8742e-06 | 0.00011416 | 0 | 0.3032 | 0.4361 | 0.061253 | 0.70876 | 0.0013373 | 0
4057 | 1 | 0.00012111 | 0 | 0 | 2.3497e-06 | 0.00011416 | 0 | 0.2854 | 0.3768 | 0.058338 | 0.6977 | 0.014612 | 0
4058 | 1 | 0.00011512 | 0 | 0 | 1.1748e-06 | 0.00011416 | 0 | 0.2721 | 0.3334 | 0.048716 | 0.70599 | 0.072776 | 0
4059 | 1 | 0.00011341 | 0 | 0 | 1.4098e-05 | 0.00011416 | 0 | 0.2601 | 0.3472 | 0.044207 | 0.71336 | 0.090263 | 0
4060 | 1 | 0.00011244 | 7.0308e-07 | 0 | 3.7595e-05 | 0.00011416 | 0 | 0.2481 | 0.3584 | 0.040578 | 0.70783 | 0.059026 | 0
4061 | 1 | 0.0001119 | 1.3321e-05 | 0 | 9.3987e-05 | 0.00011416 | 0 | 0.2403 | 0.343 | 0.039424 | 0.71152 | 0.017657 | 0
4062 | 1 | 0.00012153 | 0 | 0 | 0.0001821 | 0.00011416 | 0 | 0.2152 | 0.2176 | 0.042613 | 0.72074 | 0.00099127 | 0
4063 | 1 | 0.0001349 | 0 | 0 | 0.0001586 | 0.00011416 | 0.04 | 0.1881 | 0.1811 | 0.079727 | 0.74194 | 0.00071998 | 0.026977
4064 | 1 | 0.00014754 | 0 | 0 | 0.00014685 | 0.00011416 | 0.2 | 0.2139 | 0.1567 | 0.10321 | 0.77051 | 0.022384 | 0.2075
4065 | 1 | 0.0001489 | 0 | 0.00015646 | 0.00016448 | 0.00011416 | 0.39 | 0.2139 | 0.1308 | 0.12229 | 0.80184 | 0.04095 | 0.41905
4066 | 1 | 0.00014495 | 0 | 0.00038068 | 0.00018797 | 0.00011416 | 0.54 | 0.2027 | 0.1242 | 0.1384 | 0.83871 | 0.0314 | 0.63508
4067 | 1 | 0.00013973 | 0 | 0.00053891 | 0.00020677 | 0.00011416 | 0.65 | 0.1991 | 0.1291 | 0.16495 | 0.84147 | 0.014105 | 0.80494
4068 | 1 | 0.00013736 | 0 | 0.00065629 | 0.00018797 | 0.00011416 | 0.72 | 0.2073 | 0.1368 | 0.18057 | 0.84977 | 0.0013373 | 0.92987
4069 | 1 | 0.00013476 | 0 | 0.00073534 | 0.00019032 | 0.00011416 | 0.74 | 0.2248 | 0.152 | 0.17458 | 0.81659 | 0.017378 | 0.98196
4070 | 1 | 0.00012665 | 0 | 0.00077506 | 0.00021382 | 0.00011416 | 0.71 | 0.2484 | 0.1721 | 0.14202 | 0.79631 | 0.084504 | 0.95287
4071 | 1 | 0.00012207 | 0 | 0.00077417 | 0.00022322 | 0.00011416 | 0.63 | 0.2748 | 0.1957 | 0.12569 | 0.79078 | 0.10529 | 0.83122
4072 | 1 | 0.00012356 | 0 | 0.00074131 | 0.00022322 | 0.00011416 | 0.5 | 0.295 | 0.212 | 0.11222 | 0.7659 | 0.068347 | 0.65781
4073 | 1 | 0.0001279 | 0 | 0.00066441 | 0.00016448 | 0.00011416 | 0.33 | 0.3083 | 0.2348 | 0.10233 | 0.753 | 0.020374 | 0.41604
4074 | 1 | 0.00013261 | 0 | 0.00053384 | 0.00011748 | 0.00011416 | 0.14 | 0.3216 | 0.2713 | 0.081487 | 0.74654 | 0.0010414 | 0.18953
4075 | 1 | 0.00014129 | 0 | 0.00032104 | 8.8113e-05 | 0.00011416 | 0.04 | 0.3334 | 0.3211 | 0.076428 | 0.73825 | 0.0010722 | 0.0028526
4076 | 1 | 0.00015301 | 0 | 0 | 5.8742e-05 | 0.00011416 | 0.01 | 0.336 | 0.423 | 0.078243 | 0.74747 | 0.02727 | 0
4077 | 1 | 0.00015012 | 0 | 0 | 3.7595e-05 | 0.00011416 | 0 | 0.3383 | 0.5308 | 0.102 | 0.75207 | 0.047581 | 0
4078 | 1 | 0.00014836 | 0 | 0 | 2.3497e-05 | 0.00011416 | 0 | 0.3225 | 0.5775 | 0.094518 | 0.73733 | 0.035355 | 0
4079 | 1 | 0.00013829 | 0 | 0 | 9.3987e-06 | 0.00011416 | 0 | 0.3077 | 0.5494 | 0.062682 | 0.73088 | 0.015172 | 0
4080 | 1 | 0.00013219 | 0 | 0 | 5.8742e-06 | 0.00011416 | 0 | 0.2898 | 0.4815 | 0.049981 | 0.70415 | 0.0013373 | 0
4081 | 1 | 0.00012248 | 0 | 0 | 2.3497e-06 | 0.00011416 | 0 | 0.2738 | 0.3955 | 0.043383 | 0.69862 | 0.020473 | 0
4082 | 1 | 0.00011588 | 0 | 0 | 1.1748e-06 | 0.00011416 | 0 | 0.269 | 0.2893 | 0.040304 | 0.69585 | 0.097428 | 0
4083 | 1 | 0.00011168 | 0 | 0 | 1.4098e-05 | 0.00011416 | 0 | 0.2674 | 0.2087 | 0.038709 | 0.69493 | 0.12191 | 0
4084 | 1 | 0.00010979 | 0 | 0 | 3.7595e-05 | 0.00011416 | 0 | 0.2646 | 0.1585 | 0.047561 | 0.69032 | 0.0786 | 0
4085 | 1 | 0.00010595 | 9.7321e-06 | 0 | 9.3987e-05 | 0.00011416 | 0 | 0.2583 | 0.1291 | 0.038269 | 0.68571 | 0.023356 | 0
4086 | 1 | 0.00010685 | 0 | 0 | 0.0001821 | 0.00011416 | 0 | 0.2291 | 0.0765 | 0.043218 | 0.69032 | 0.0010931 | 0
4087 | 1 | 0.00010863 | 0 | 0 | 0.0001586 | 0.00011416 | 0.04 | 0.1871 | 0.0415 | 0.048111 | 0.69032 | 0.0015239 | 0.026598
4088 | 1 | 0.00011927 | 0 | 0 | 0.00014685 | 0.00011416 | 0.2 | 0.1636 | 0.0254 | 0.065211 | 0.68756 | 0.032819 | 0.2002
4089 | 1 | 0.00012409 | 0 | 0.00015506 | 0.00016448 | 0.00011416 | 0.39 | 0.1483 | 0.0246 | 0.066366 | 0.7235 | 0.054893 | 0.40342
4090 | 1 | 0.00012278 | 0 | 0.00041672 | 0.00018797 | 0.00011416 | 0.54 | 0.1347 | 0.025 | 0.10557 | 0.75576 | 0.039629 | 0.60248
4091 | 1 | 0.00011792 | 0 | 0.00061708 | 0.00020677 | 0.00011416 | 0.66 | 0.1258 | 0.0219 | 0.12976 | 0.76406 | 0.016293 | 0.7636
4092 | 1 | 0.00011311 | 0 | 0.00075933 | 0.00018797 | 0.00011416 | 0.71 | 0.1249 | 0.0186 | 0.15005 | 0.77051 | 0.0013373 | 0.88259
4093 | 1 | 0.00011011 | 0 | 0.0008517 | 0.00019032 | 0.00011416 | 0.74 | 0.1338 | 0.0146 | 0.1737 | 0.77051 | 0.025142 | 0.91533
4094 | 1 | 0.0001042 | 0 | 0.00089764 | 0.00021382 | 0.00011416 | 0.7 | 0.1477 | 0.0174 | 0.18018 | 0.75668 | 0.11662 | 0.88981
4095 | 1 | 9.8014e-05 | 0 | 0.00089954 | 0.00022322 | 0.00011416 | 0.62 | 0.1633 | 0.042 | 0.15291 | 0.73548 | 0.14666 | 0.77592
4096 | 1 | 9.5978e-05 | 0 | 0.00086668 | 0.00022322 | 0.00011416 | 0.5 | 0.1747 | 0.0703 | 0.12388 | 0.71244 | 0.0938 | 0.61509
4097 | 1 | 9.9541e-05 | 0 | 0.00079118 | 0.00016448 | 0.00011416 | 0.33 | 0.1852 | 0.0944 | 0.12514 | 0.70783 | 0.027767 | 0.3815
4098 | 1 | 0.00010589 | 0 | 0.00065997 | 0.00011748 | 0.00011416 | 0.14 | 0.2052 | 0.2256 | 0.11057 | 0.70968 | 0.0011648 | 0.16266
4099 | 1 | 0.00011671 | 0 | 0.00043486 | 8.8113e-05 | 0.00011416 | 0.04 | 0.2381 | 0.3375 | 0.12481 | 0.71521 | 0.0023023 | 0.00060171
4100 | 1 | 0.00013418 | 0 | 7.4486e-05 | 5.8742e-05 | 0.00011416 | 0.01 | 0.2885 | 0.3375 | 0.18519 | 0.74009 | 0.041324 | 0
4101 | 1 | 0.0001386 | 0 | 0 | 3.7595e-05 | 0.00011416 | 0 | 0.3068 | 0.35 | 0.19943 | 0.73917 | 0.065756 | 0
4102 | 1 | 0.00014001 | 0 | 0 | 2.3497e-05 | 0.00011416 | 0 | 0.2866 | 0.3897 | 0.1903 | 0.73825 | 0.045845 | 0
4103 | 1 | 0.00013146 | 0 | 0 | 9.3987e-06 | 0.00011416 | 0 | 0.2688 | 0.4537 | 0.14846 | 0.72995 | 0.017871 | 0
4104 | 1 | 0.00012237 | 0 | 0 | 5.8742e-06 | 0.00011416 | 0 | 0.2538 | 0.4361 | 0.080552 | 0.69677 | 0.0013373 | 0
4105 | 1 | 0.00011345 | 0 | 0 | 2.3497e-06 | 0.00011416 | 0 | 0.2358 | 0.3854 | 0.038104 | 0.67742 | 0.029075 | 0
4106 | 1 | 0.00010601 | 0 | 0 | 1.1748e-06 | 0.00011416 | 0 | 0.2223 | 0.3077 | 0.040084 | 0.68203 | 0.13256 | 0
4107 | 1 | 0.0001014 | 0 | 0 | 1.4098e-05 | 0.00011416 | 0 | 0.2103 | 0.2065 | 0.036894 | 0.6765 | 0.16727 | 0
4108 | 1 | 9.8887e-05 | 0 | 0 | 3.7595e-05 | 0.00011416 | 0 | 0.1965 | 0.1368 | 0.034805 | 0.67189 | 0.1064 | 0
4109 | 1 | 9.7591e-05 | 0 | 0 | 9.3987e-05 | 0.00011416 | 0 | 0.1832 | 0.1177 | 0.033101 | 0.66912 | 0.031417 | 0
4110 | 1 | 9.5621e-05 | 0 | 0 | 0.0001821 | 0.00011416 | 0 | 0.1512 | 0.0923 | 0.039644 | 0.67281 | 0.0012206 | 0
4111 | 1 | 9.4244e-05 | 0 | 0 | 0.0001586 | 0.00011416 | 0.04 | 0.1001 | 0.0966 | 0.05317 | 0.68295 | 0.0030341 | 0.024269
4112 | 1 | 0.00010076 | 0 | 0 | 0.00014685 | 0.00011416 | 0.2 | 0.1004 | 0.0987 | 0.056524 | 0.6894 | 0.048587 | 0.19605
4113 | 1 | 9.7071e-05 | 0 | 0.0002902 | 0.00016448 | 0.00011416 | 0.39 | 0.1005 | 0.1039 | 0.055974 | 0.69862 | 0.074782 | 0.40992
4114 | 1 | 9.4038e-05 | 0 | 0.00053802 | 0.00018797 | 0.00011416 | 0.55 | 0.0902 | 0.1325 | 0.070985 | 0.71889 | 0.050911 | 0.6232
4115 | 1 | 9.157e-05 | 0 | 0.00071593 | 0.00020677 | 0.00011416 | 0.66 | 0.0806 | 0.1791 | 0.10211 | 0.7235 | 0.019119 | 0.79056
4116 | 1 | 8.7892e-05 | 0 | 0.00083978 | 0.00018797 | 0.00011416 | 0.72 | 0.0758 | 0.201 | 0.11915 | 0.74194 | 0.0013373 | 0.91322
4117 | 1 | 8.8207e-05 | 0 | 0.00092302 | 0.00019032 | 0.00011416 | 0.72 | 0.0759 | 0.212 | 0.1407 | 0.73456 | 0.03493 | 0.94805
4118 | 1 | 8.6335e-05 | 0 | 0.0009687 | 0.00021382 | 0.00011416 | 0.65 | 0.0792 | 0.212 | 0.14593 | 0.73364 | 0.15599 | 0.63561
4119 | 1 | 8.1546e-05 | 0 | 0.00096971 | 0.00022322 | 0.00011416 | 0.55 | 0.0847 | 0.2153 | 0.11684 | 0.71152 | 0.19764 | 0.029729
4120 | 1 | 8.0014e-05 | 0 | 0.00093761 | 0.00022322 | 0.00011416 | 0.45 | 0.0927 | 0.2165 | 0.094298 | 0.69032 | 0.1249 | 0.083817
4121 | 1 | 8.2345e-05 | 0 | 0.00086287 | 0.00016448 | 0.00011416 | 0.3 | 0.1034 | 0.221 | 0.090559 | 0.69124 | 0.036762 | 0.45626
4122 | 1 | 8.8479e-05 | 0 | 0.00074017 | 0.00011748 | 0.00011416 | 0.15 | 0.1235 | 0.2372 | 0.11888 | 0.7106 | 0.0012976 | 0.053341
4123 | 1 | 0.00010057 | 0 | 0.00052635 | 8.8113e-05 | 0.00011416 | 0.06 | 0.156 | 0.2751 | 0.16138 | 0.70599 | 0.0042308 | 0
4124 | 1 | 0.00011877 | 0 | 0.00018907 | 5.8742e-05 | 0.00011416 | 0.01 | 0.2008 | 0.3403 | 0.19113 | 0.7235 | 0.059529 | 0
4125 | 1 | 0.00013487 | 0 | 0 | 3.7595e-05 | 0.00011416 | 0 | 0.2184 | 0.3868 | 0.25617 | 0.75207 | 0.088053 | 0
4126 | 1 | 0.00014286 | 0 | 0 | 2.3497e-05 | 0.00011416 | 0 | 0.1993 | 0.3897 | 0.26414 | 0.77696 | 0.058228 | 0
4127 | 1 | 0.00013477 | 0 | 0 | 9.3987e-06 | 0.00011416 | 0 | 0.171 | 0.3514 | 0.20619 | 0.73825 | 0.020871 | 0
4128 | 1 | 0.00012399 | 0 | 0 | 5.8742e-06 | 0.00011416 | 0 | 0.1442 | 0.279 | 0.17606 | 0.71336 | 0.0013373 | 0
4129 | 1 | 0.00011445 | 0 | 0 | 2.3497e-06 | 0.00011416 | 0 | 0.1221 | 0.1791 | 0.12311 | 0.70599 | 0.039802 | 0
4130 | 1 | 0.00010763 | 0 | 0 | 1.1748e-06 | 0.00011416 | 0 | 0.1045 | 0.0835 | 0.077528 | 0.7023 | 0.17527 | 0
4131 | 1 | 0.00010576 | 0 | 0 | 1.4098e-05 | 0.00011416 | 0 | 0.0917 | 0.0276 | 0.069555 | 0.70138 | 0.22268 | 0
4132 | 1 | 0.00010542 | 0 | 0 | 3.7595e-05 | 0.00011416 | 0 | 0.0906 | 0.0072 | 0.060263 | 0.69677 | 0.14009 | 0
4133 | 1 | 0.00010874 | 0 | 0 | 9.3987e-05 | 0.00011416 | 0 | 0.1029 | 0.0103 | 0.061308 | 0.67926 | 0.041147 | 0
4134 | 1 | 0.00011902 | 0 | 0 | 0.0001821 | 0.00011416 | 0 | 0.1095 | 0.0099 | 0.10453 | 0.68387 | 0.0013575 | 0
4135 | 1 | 0.0001334 | 0 | 0 | 0.0001586 | 0.00011416 | 0.04 | 0.0749 | 0.0117 | 0.17469 | 0.69217 | 0.0053101 | 0.024648
4136 | 1 | 0.00014171 | 0 | 0.00012892 | 0.00014685 | 0.00011416 | 0.2 | 0.0678 | 0.0189 | 0.24908 | 0.73364 | 0.068734 | 0.1989
4137 | 1 | 0.00014225 | 0 | 0.00037776 | 0.00016448 | 0.00011416 | 0.39 | 0.094 | 0.0777 | 0.321 | 0.80829 | 0.098975 | 0.41648
4138 | 1 | 0.00014132 | 0 | 0.0005747 | 0.00018797 | 0.00011416 | 0.54 | 0.1257 | 0.1842 | 0.3227 | 0.83779 | 0.064153 | 0.63354
4139 | 1 | 0.00013546 | 0 | 0.0007441 | 0.00020677 | 0.00011416 | 0.65 | 0.1408 | 0.3306 | 0.30835 | 0.82488 | 0.022253 | 0.80351
4140 | 1 | 0.00013394 | 0 | 0.0008696 | 0.00018797 | 0.00011416 | 0.59 | 0.1491 | 0.4683 | 0.32281 | 0.82028 | 0.0013373 | 0.73454
4141 | 1 | 0.00013129 | 0 | 0.00095258 | 0.00019032 | 0.00011416 | 0.73 | 0.1532 | 0.5494 | 0.32936 | 0.81843 | 0.045108 | 0.50515
4142 | 1 | 0.00012414 | 0 | 0.0009857 | 0.00021382 | 0.00011416 | 0.71 | 0.1539 | 0.6156 | 0.24463 | 0.78525 | 0.19607 | 0.80022
4143 | 1 | 0.00012173 | 0 | 0.00096908 | 0.00022322 | 0.00011416 | 0.64 | 0.1536 | 0.6693 | 0.21499 | 0.75207 | 0.24976 | 0.80489
4144 | 1 | 0.00012444 | 0 | 0.00091413 | 0.00022322 | 0.00011416 | 0.51 | 0.1553 | 0.6826 | 0.21664 | 0.74562 | 0.15647 | 0.64883
4145 | 1 | 0.00012939 | 0 | 0.00081719 | 0.00016448 | 0.00011416 | 0.34 | 0.159 | 0.6468 | 0.19398 | 0.7447 | 0.045866 | 0.41102
4146 | 1 | 0.00013363 | 0 | 0.00067228 | 0.00011748 | 0.00011416 | 0.14 | 0.1625 | 0.5913 | 0.14741 | 0.74378 | 0.0014192 | 0.18231
4147 | 1 | 0.00014071 | 0 | 0.00046329 | 8.8113e-05 | 0.00011416 | 0.05 | 0.1631 | 0.5091 | 0.12349 | 0.753 | 0.0065588 | 0.0043011
4148 | 1 | 0.00015171 | 0 | 0.00015468 | 5.8742e-05 | 0.00011416 | 0.01 | 0.1736 | 0.4917 | 0.13955 | 0.76221 | 0.078843 | 0
4149 | 1 | 0.00015854 | 0 | 0 | 3.7595e-05 | 0.00011416 | 0 | 0.1794 | 0.4786 | 0.21053 | 0.77327 | 0.11077 | 0
4150 | 1 | 0.00015613 | 0 | 0 | 2.3497e-05 | 0.00011416 | 0 | 0.1853 | 0.4405 | 0.24523 | 0.7659 | 0.070468 | 0
4151 | 1 | 0.00014214 | 0 | 0 | 9.3987e-06 | 0.00011416 | 0 | 0.1882 | 0.3911 | 0.13422 | 0.7447 | 0.023696 | 0
4152 | 1 | 0.00013419 | 0 | 0 | 5.8742e-06 | 0.00011416 | 0 | 0.1785 | 0.3279 | 0.1109 | 0.70783 | 0.0013373 | 0
4153 | 1 | 0.00012474 | 0 | 0 | 2.3497e-06 | 0.00011416 | 0 | 0.1668 | 0.2893 | 0.089075 | 0.69493 | 0.050866 | 0
4154 | 1 | 0.00011847 | 0 | 0 | 1.1748e-06 | 0.00011416 | 0 | 0.153 | 0.3024 | 0.074339 | 0.69217 | 0.21846 | 0
4155 | 1 | 0.00011613 | 0 | 0 | 1.4098e-05 | 0.00011416 | 0 | 0.1486 | 0.2945 | 0.07016 | 0.68203 | 0.27895 | 0
4156 | 1 | 0.00011512 | 0 | 0 | 3.7595e-05 | 0.00011416 | 0 | 0.15 | 0.2893 | 0.044262 | 0.68387 | 0.17408 | 0
4157 | 1 | 0.00011632 | 0 | 0 | 9.3987e-05 | 0.00011416 | 0 | 0.1526 | 0.2701 | 0.042283 | 0.69032 | 0.050934 | 0
4158 | 1 | 0.00012387 | 0 | 0 | 0.0001821 | 0.00011416 | 0 | 0.1451 | 0.1493 | 0.063287 | 0.69677 | 0.0014827 | 0
4159 | 1 | 0.00013659 | 0 | 0 | 0.0001586 | 0.00011416 | 0.04 | 0.1316 | 0.1377 | 0.14604 | 0.7023 | 0.0079894 | 0.024782
4160 | 1 | 0.00014867 | 0 | 0 | 0.00014685 | 0.00011416 | 0.2 | 0.1263 | 0.1614 | 0.20658 | 0.73733 | 0.089897 | 0.19791
4161 | 1 | 0.00015001 | 0 | 0.00021991 | 0.00016448 | 0.00011416 | 0.4 | 0.1246 | 0.1325 | 0.2405 | 0.80276 | 0.12346 | 0.40101
4162 | 1 | 0.00014911 | 0 | 0.00039311 | 0.00018797 | 0.00011416 | 0.55 | 0.1232 | 0.1024 | 0.24303 | 0.83318 | 0.077184 | 0.61053
4163 | 1 | 0.0001466 | 0 | 0.00051417 | 0.00020677 | 0.00011416 | 0.67 | 0.1243 | 0.0752 | 0.23115 | 0.82396 | 0.025199 | 0.76238
4164 | 1 | 0.00014624 | 0 | 0.0005969 | 0.00018797 | 0.00011416 | 0.73 | 0.1331 | 0.0539 | 0.24067 | 0.82212 | 0.0013373 | 0.88152
4165 | 1 | 0.00014377 | 0 | 0.00064829 | 0.00019032 | 0.00011416 | 0.75 | 0.1505 | 0.037 | 0.20289 | 0.81843 | 0.054964 | 0.91551
4166 | 1 | 0.00013632 | 0 | 0.00066682 | 0.00021382 | 0.00011416 | 0.67 | 0.1726 | 0.0319 | 0.14334 | 0.77972 | 0.23429 | 0.90618
4167 | 1 | 0.00013226 | 0 | 0.00064931 | 0.00022322 | 0.00011416 | 0.63 | 0.195 | 0.0392 | 0.096443 | 0.76406 | 0.29961 | 0.76411
4168 | 1 | 0.00013365 | 0 | 0.00059513 | 0.00022322 | 0.00011416 | 0.5 | 0.2147 | 0.0498 | 0.076483 | 0.73364 | 0.18653 | 0.60624
4169 | 1 | 0.00013768 | 0 | 0.00050414 | 0.00016448 | 0.00011416 | 0.34 | 0.2306 | 0.0534 | 0.058008 | 0.73548 | 0.054511 | 0.39809
4170 | 1 | 0.00014053 | 0 | 0.00038195 | 0.00011748 | 0.00011416 | 0.14 | 0.2419 | 0.0518 | 0.057569 | 0.72719 | 0.0015261 | 0.19282
4171 | 1 | 0.00014527 | 0 | 0.00021775 | 8.8113e-05 | 0.00011416 | 0.04 | 0.2469 | 0.0561 | 0.061582 | 0.73088 | 0.0090503 | 0.005148
4172 | 1 | 0.0001515 | 0 | 0 | 5.8742e-05 | 0.00011416 | 0.01 | 0.2588 | 0.0709 | 0.074559 | 0.75207 | 0.097813 | 0
4173 | 1 | 0.00014907 | 0 | 0 | 3.7595e-05 | 0.00011416 | 0 | 0.2673 | 0.1193 | 0.13136 | 0.77327 | 0.13243 | 0
4174 | 1 | 0.00014497 | 0 | 0 | 2.3497e-05 | 0.00011416 | 0 | 0.2408 | 0.2032 | 0.15121 | 0.75668 | 0.08189 | 0
4175 | 1 | 0.00013283 | 0 | 0 | 9.3987e-06 | 0.00011416 | 0 | 0.2137 | 0.2997 | 0.080607 | 0.73641 | 0.026235 | 0
4176 | 1 | 0.00012827 | 0 | 0 | 5.8742e-06 | 0.00011416 | 0 | 0.1926 | 0.3683 | 0.085556 | 0.71889 | 0.0013373 | 0
4177 | 1 | 0.0001201 | 0 | 0 | 2.3497e-06 | 0.00011416 | 0 | 0.1813 | 0.3998 | 0.059658 | 0.70968 | 0.061516 | 0
4178 | 1 | 0.00011319 | 0 | 0 | 1.1748e-06 | 0.00011416 | 0 | 0.1734 | 0.4157 | 0.038929 | 0.6977 | 0.25945 | 0
4179 | 1 | 0.00011029 | 0 | 0 | 1.4098e-05 | 0.00011416 | 0 | 0.1634 | 0.4172 | 0.035245 | 0.70138 | 0.33249 | 0
4180 | 1 | 0.00010889 | 0 | 0 | 3.7595e-05 | 0.00011416 | 0 | 0.1467 | 0.4157 | 0.033925 | 0.6977 | 0.20629 | 0
4181 | 1 | 0.00010974 | 0 | 0 | 9.3987e-05 | 0.00011416 | 0 | 0.1326 | 0.4012 | 0.039809 | 0.70783 | 0.060186 | 0
4182 | 1 | 0.00011506 | 0 | 0 | 0.0001821 | 0.00011416 | 0 | 0.1061 | 0.2479 | 0.046957 | 0.70507 | 0.0015928 | 0
4183 | 1 | 0.00012295 | 0 | 0 | 0.0001586 | 0.00011416 | 0.04 | 0.0765 | 0.0995 | 0.096607 | 0.72166 | 0.010812 | 0.024191
4184 | 1 | 0.00013304 | 0 | 0 | 0.00014685 | 0.00011416 | 0.2 | 0.06 | 0.0638 | 0.13884 | 0.753 | 0.11054 | 0.20083
4185 | 1 | 0.00013909 | 0 | 8.4891e-05 | 0.00016448 | 0.00011416 | 0.39 | 0.042 | 0.0448 | 0.16099 | 0.79816 | 0.1467 | 0.41437
4186 | 1 | 0.00013587 | 0 | 0.00028069 | 0.00018797 | 0.00011416 | 0.53 | 0.03 | 0.0311 | 0.19283 | 0.81014 | 0.089302 | 0.61055
4187 | 1 | 0.00013131 | 0 | 0.00043879 | 0.00020677 | 0.00011416 | 0.65 | 0.0247 | 0.025 | 0.21295 | 0.80829 | 0.027843 | 0.74839
4188 | 1 | 0.0001291 | 0 | 0.00055858 | 0.00018797 | 0.00011416 | 0.69 | 0.025 | 0.0186 | 0.22005 | 0.81751 | 0.0013373 | 0.8356
4189 | 1 | 0.00012771 | 0 | 0.00064068 | 0.00019032 | 0.00011416 | 0.7 | 0.029 | 0.014 | 0.21032 | 0.81382 | 0.06381 | 0.86768
4190 | 1 | 0.00012099 | 0 | 0.00068256 | 0.00021382 | 0.00011416 | 0.47 | 0.0367 | 0.0148 | 0.17908 | 0.77327 | 0.26822 | 0.81558
4191 | 1 | 0.00011609 | 0 | 0.0006804 | 0.00022322 | 0.00011416 | 0.43 | 0.0482 | 0.0219 | 0.13669 | 0.72995 | 0.34396 | 0.54482
4192 | 1 | 0.00011827 | 0 | 0.00063421 | 0.00022322 | 0.00011416 | 0.41 | 0.0594 | 0.0311 | 0.12344 | 0.72811 | 0.21317 | 0.55507
4193 | 1 | 0.00012233 | 0 | 0.00054792 | 0.00016448 | 0.00011416 | 0.3 | 0.0735 | 0.0434 | 0.12355 | 0.7235 | 0.062162 | 0.37771
4194 | 1 | 0.00012783 | 0 | 0.0004242 | 0.00011748 | 0.00011416 | 0.14 | 0.092 | 0.0627 | 0.12415 | 0.71982 | 0.0016155 | 0.18371
4195 | 1 | 0.00013529 | 0 | 0.00025226 | 8.8113e-05 | 0.00011416 | 0.05 | 0.1194 | 0.1061 | 0.12465 | 0.7235 | 0.011446 | 0.0050254
4196 | 1 | 0.00014545 | 0 | 0 | 5.8742e-05 | 0.00011416 | 0.01 | 0.1502 | 0.1936 | 0.13928 | 0.72995 | 0.11501 | 0
4197 | 1 | 0.00014711 | 0 | 0 | 3.7595e-05 | 0.00011416 | 0 | 0.1615 | 0.2688 | 0.18348 | 0.74101 | 0.15168 | 0
4198 | 1 | 0.00014807 | 0 | 0 | 2.3497e-05 | 0.00011416 | 0 | 0.1526 | 0.3389 | 0.2124 | 0.73548 | 0.091868 | 0
4199 | 1 | 0.00013717 | 0 | 0 | 9.3987e-06 | 0.00011416 | 0 | 0.1432 | 0.3389 | 0.15676 | 0.72903 | 0.028393 | 0
4200 | 1 | 0.00013015 | 0 | 0 | 5.8742e-06 | 0.00011416 | 0 | 0.133 | 0.2153 | 0.15198 | 0.70415 | 0.0013373 | 0
4201 | 1 | 0.00012073 | 0 | 0 | 2.3497e-06 | 0.00011416 | 0 | 0.1241 | 0.1585 | 0.11024 | 0.69309 | 0.06616 | 0
4202 | 1 | 0.00011465 | 0 | 0 | 1.1748e-06 | 0.00011416 | 0 | 0.1147 | 0.1465 | 0.071865 | 0.66636 | 0.27718 | 0
4203 | 1 | 0.00011221 | 0 | 0 | 1.4098e-05 | 0.00011416 | 0 | 0.1054 | 0.0903 | 0.061253 | 0.65991 | 0.3557 | 0
4204 | 1 | 0.00011164 | 0 | 0 | 3.7595e-05 | 0.00011416 | 0 | 0.0921 | 0.0488 | 0.064936 | 0.65806 | 0.2202 | 0
4205 | 1 | 0.00011319 | 0 | 0 | 9.3987e-05 | 0.00011416 | 0 | 0.08 | 0.0212 | 0.060428 | 0.68018 | 0.06418 | 0
4206 | 1 | 0.00012132 | 0 | 0 | 0.0001821 | 0.00011416 | 0 | 0.0626 | 0.0103 | 0.10425 | 0.68571 | 0.0016383 | 0
4207 | 1 | 0.00013283 | 0 | 0 | 0.0001586 | 0.00011416 | 0.04 | 0.0332 | 0.0041 | 0.13136 | 0.72074 | 0.012104 | 0.023612
4208 | 1 | 0.0001456 | 0 | 0 | 0.00014685 | 0.00011416 | 0.2 | 0.0277 | 0.0065 | 0.16809 | 0.76037 | 0.11961 | 0.20299
4209 | 1 | 0.00014497 | 0 | 0.00028081 | 0.00016448 | 0.00011416 | 0.39 | 0.0274 | 0.0183 | 0.19453 | 0.79539 | 0.15676 | 0.41436
4210 | 1 | 0.00014206 | 0 | 0.00050224 | 0.00018797 | 0.00011416 | 0.53 | 0.0284 | 0.0229 | 0.21801 | 0.81843 | 0.094484 | 0.62002
4211 | 1 | 0.00013757 | 0 | 0.0006705 | 0.00020677 | 0.00011416 | 0.63 | 0.0335 | 0.0272 | 0.23308 | 0.81014 | 0.02895 | 0.78861
4212 | 1 | 0.00013571 | 0 | 0.00079448 | 0.00018797 | 0.00011416 | 0.69 | 0.0406 | 0.0361 | 0.23137 | 0.80922 | 0.0013373 | 0.88079
4213 | 1 | 0.0001346 | 0 | 0.00087264 | 0.00019032 | 0.00011416 | 0.68 | 0.049 | 0.0478 | 0.22725 | 0.80184 | 0.068568 | 0.88431
4214 | 1 | 0.00012759 | 0 | 0.00091058 | 0.00021382 | 0.00011416 | 0.62 | 0.0575 | 0.0577 | 0.1958 | 0.78249 | 0.28635 | 0.84474
4215 | 1 | 0.00012338 | 0 | 0.00091401 | 0.00022322 | 0.00011416 | 0.55 | 0.0656 | 0.0582 | 0.15863 | 0.7659 | 0.36769 | 0.7514
4216 | 1 | 0.00012566 | 0 | 0.00088368 | 0.00022322 | 0.00011416 | 0.39 | 0.0719 | 0.0513 | 0.16424 | 0.76037 | 0.22739 | 0.50675
4217 | 1 | 0.00013084 | 0 | 0.00081211 | 0.00016448 | 0.00011416 | 0.31 | 0.0766 | 0.0425 | 0.16655 | 0.76037 | 0.066242 | 0.36564
4218 | 1 | 0.00013449 | 0 | 0.00070172 | 0.00011748 | 0.00011416 | 0.15 | 0.0829 | 0.0361 | 0.18348 | 0.75392 | 0.0016614 | 0.18116
4219 | 1 | 0.00014009 | 0 | 0.00051963 | 8.8113e-05 | 0.00011416 | 0.06 | 0.0989 | 0.0272 | 0.16737 | 0.7447 | 0.012788 | 0.0043011
4220 | 1 | 0.00015107 | 0 | 0.00020442 | 5.8742e-05 | 0.00011416 | 0.01 | 0.1261 | 0.0388 | 0.18277 | 0.76498 | 0.12432 | 0
4221 | 1 | 0.00015767 | 0 | 6.3446e-06 | 3.7595e-05 | 0.00011416 | 0 | 0.1412 | 0.0577 | 0.17941 | 0.77972 | 0.16196 | 0
4222 | 1 | 0.00015608 | 0 | 0 | 2.3497e-05 | 0.00011416 | 0 | 0.136 | 0.0633 | 0.16792 | 0.77788 | 0.097148 | 0
4223 | 1 | 0.00014345 | 0 | 0 | 9.3987e-06 | 0.00011416 | 0 | 0.1245 | 0.0488 | 0.1324 | 0.75484 | 0.029515 | 0
4224 | 1 | 0.00013634 | 0 | 0 | 5.8742e-06 | 0.00011416 | 0 | 0.1116 | 0.0299 | 0.1076 | 0.70138 | 0.0013373 | 0
4225 | 1 | 0.00012658 | 0 | 0 | 2.3497e-06 | 0.00011416 | 0 | 0.0993 | 0.037 | 0.098367 | 0.7023 | 0.068568 | 0
4226 | 1 | 0.0001194 | 0 | 0 | 1.1748e-06 | 0.00011416 | 0 | 0.0895 | 0.0796 | 0.062572 | 0.68664 | 0.28635 | 0
4227 | 1 | 0.00011616 | 0 | 0 | 1.4098e-05 | 0.00011416 | 0 | 0.0832 | 0.1138 | 0.053885 | 0.67742 | 0.36769 | 0
4228 | 1 | 0.000115 | 0 | 0 | 3.7595e-05 | 0.00011416 | 0 | 0.0772 | 0.143 | 0.064936 | 0.68111 | 0.22739 | 0
4229 | 1 | 0.00011666 | 0 | 0 | 9.3987e-05 | 0.00011416 | 0 | 0.0715 | 0.2021 | 0.092704 | 0.6894 | 0.066242 | 0
4230 | 1 | 0.00012423 | 0 | 0 | 0.0001821 | 0.00011416 | 0 | 0.063 | 0.2419 | 0.1213 | 0.69585 | 0.0016614 | 0
4231 | 1 | 0.00013665 | 0 | 0 | 0.0001586 | 0.00011416 | 0.04 | 0.0413 | 0.176 | 0.15781 | 0.71152 | 0.012788 | 0.021907
4232 | 1 | 0.00014179 | 0 | 0.00017752 | 0.00014685 | 0.00011416 | 0.2 | 0.0384 | 0.1161 | 0.22016 | 0.753 | 0.12432 | 0.19208
4233 | 1 | 0.00013921 | 0 | 0.00050478 | 0.00016448 | 0.00011416 | 0.38 | 0.0509 | 0.1862 | 0.23792 | 0.77604 | 0.16196 | 0.39233
4234 | 1 | 0.00013642 | 0 | 0.00074334 | 0.00018797 | 0.00011416 | 0.52 | 0.067 | 0.2165 | 0.25271 | 0.79447 | 0.097148 | 0.60868
4235 | 1 | 0.00013273 | 0 | 0.00091109 | 0.00020677 | 0.00011416 | 0.63 | 0.0846 | 0.2313 | 0.2554 | 0.79539 | 0.029515 | 0.77367
4236 | 1 | 0.00013198 | 0 | 0.0010302 | 0.00018797 | 0.00011416 | 0.68 | 0.1001 | 0.2431 | 0.26513 | 0.78986 | 0.0013373 | 0.87997
4237 | 1 | 0.00013082 | 0 | 0.0011009 | 0.00019032 | 0.00011416 | 0.69 | 0.1111 | 0.2516 | 0.24254 | 0.78894 | 0.068568 | 0.89992
4238 | 1 | 0.00012355 | 0 | 0.001123 | 0.00021382 | 0.00011416 | 0.66 | 0.1155 | 0.2739 | 0.17502 | 0.77051 | 0.28635 | 0.89109
4239 | 1 | 0.00011864 | 0 | 0.0011108 | 0.00022322 | 0.00011416 | 0.6 | 0.1181 | 0.3347 | 0.13796 | 0.73548 | 0.36769 | 0.76515
4240 | 1 | 0.00012042 | 0 | 0.001071 | 0.00022322 | 0.00011416 | 0.48 | 0.1239 | 0.4157 | 0.1269 | 0.72442 | 0.22739 | 0.61885
4241 | 1 | 0.00012483 | 0 | 0.00098684 | 0.00016448 | 0.00011416 | 0.33 | 0.133 | 0.4771 | 0.13581 | 0.73272 | 0.066242 | 0.39351
4242 | 1 | 0.00012909 | 0 | 0.00085247 | 0.00011748 | 0.00011416 | 0.14 | 0.1405 | 0.5106 | 0.13471 | 0.72719 | 0.0016614 | 0.17862
4243 | 1 | 0.00013773 | 0 | 0.00063256 | 8.8113e-05 | 0.00011416 | 0.05 | 0.1499 | 0.4961 | 0.13856 | 0.71797 | 0.012788 | 0.0057386
4244 | 1 | 0.00014816 | 0 | 0.00031875 | 5.8742e-05 | 0.00011416 | 0.01 | 0.1659 | 0.4859 | 0.15709 | 0.72903 | 0.12432 | 0
4245 | 1 | 0.00015257 | 0 | 0.00014034 | 3.7595e-05 | 0.00011416 | 0 | 0.1807 | 0.5308 | 0.20256 | 0.73548 | 0.16196 | 0
4246 | 1 | 0.00015574 | 0 | 3.6799e-05 | 2.3497e-05 | 0.00011416 | 0 | 0.1841 | 0.499 | 0.21257 | 0.72995 | 0.097148 | 0
4247 | 1 | 0.0001467 | 0 | 0 | 9.3987e-06 | 0.00011416 | 0 | 0.1795 | 0.4522 | 0.16886 | 0.71244 | 0.029515 | 0
4248 | 1 | 0.00014046 | 0 | 0 | 5.8742e-06 | 0.00011416 | 0 | 0.1644 | 0.3669 | 0.15797 | 0.66267 | 0.0013373 | 0
4249 | 1 | 0.00013093 | 0 | 0 | 2.3497e-06 | 0.00011416 | 0 | 0.1491 | 0.2867 | 0.10986 | 0.65161 | 0.06616 | 0
4250 | 1 | 0.00012237 | 0 | 0 | 1.1748e-06 | 0.00011416 | 0 | 0.1391 | 0.2431 | 0.074724 | 0.64147 | 0.27718 | 0
4251 | 1 | 0.00011753 | 0 | 0 | 1.4098e-05 | 0.00011416 | 0 | 0.1293 | 0.229 | 0.052455 | 0.6341 | 0.3557 | 0
4252 | 1 | 0.00011454 | 0 | 0 | 3.7595e-05 | 0.00011416 | 0 | 0.1212 | 0.2516 | 0.049926 | 0.63871 | 0.2202 | 0
4253 | 1 | 0.00011241 | 0 | 0 | 9.3987e-05 | 0.00011416 | 0 | 0.1165 | 0.2726 | 0.046572 | 0.62949 | 0.06418 | 0
4254 | 1 | 0.0001108 | 0 | 0 | 0.0001821 | 0.00011416 | 0 | 0.1077 | 0.2244 | 0.045142 | 0.63963 | 0.0016383 | 0
4255 | 1 | 0.00011284 | 0 | 4.4412e-06 | 0.0001586 | 0.00011416 | 0.04 | 0.0804 | 0.1595 | 0.054764 | 0.64793 | 0.012104 | 0.021595
4256 | 1 | 0.00010831 | 0 | 0.00032218 | 0.00014685 | 0.00011416 | 0.19 | 0.0684 | 0.1201 | 0.10117 | 0.69032 | 0.11961 | 0.18816
4257 | 1 | 0.00010642 | 0 | 0.00066543 | 0.00016448 | 0.00011416 | 0.38 | 0.0687 | 0.0709 | 0.15231 | 0.70968 | 0.15676 | 0.39145
4258 | 1 | 0.0001071 | 0 | 0.00089713 | 0.00018797 | 0.00011416 | 0.52 | 0.0695 | 0.0353 | 0.1925 | 0.72811 | 0.094484 | 0.59739
4259 | 1 | 0.00010573 | 0 | 0.0010587 | 0.00020677 | 0.00011416 | 0.62 | 0.0755 | 0.0154 | 0.23143 | 0.73641 | 0.02895 | 0.75986
4260 | 1 | 0.00010341 | 0 | 0.0011805 | 0.00018797 | 0.00011416 | 0.68 | 0.0839 | 0.0009 | 0.23764 | 0.76221 | 0.0013373 | 0.88032
4261 | 1 | 0.00010292 | 0 | 0.0012598 | 0.00019032 | 0.00011416 | 0.68 | 0.0924 | 0.0002 | 0.24083 | 0.7576 | 0.061516 | 0.94839
4262 | 1 | 9.8167e-05 | 0 | 0.0012999 | 0.00021382 | 0.00011416 | 0.66 | 0.1023 | 0.0008 | 0.21658 | 0.73364 | 0.25945 | 0.89155
4263 | 1 | 9.3245e-05 | 0 | 0.0012999 | 0.00022322 | 0.00011416 | 0.59 | 0.1138 | 0.0031 | 0.20894 | 0.70415 | 0.33249 | 0.75329
4264 | 1 | 9.2147e-05 | 0 | 0.0012654 | 0.00022322 | 0.00011416 | 0.48 | 0.1284 | 0.0041 | 0.18607 | 0.68479 | 0.20629 | 0.61936
4265 | 1 | 9.4778e-05 | 0 | 0.0011863 | 0.00016448 | 0.00011416 | 0.32 | 0.1461 | 0.0022 | 0.17903 | 0.69217 | 0.060186 | 0.394
4266 | 1 | 0.00010031 | 0 | 0.0010523 | 0.00011748 | 0.00011416 | 0.14 | 0.1626 | 0.0006 | 0.1649 | 0.69032 | 0.0015928 | 0.17969
4267 | 1 | 0.0001113 | 0 | 0.00082049 | 8.8113e-05 | 0.00011416 | 0.05 | 0.1756 | 0.0026 | 0.17007 | 0.68479 | 0.010812 | 0.00585
4268 | 1 | 0.00012803 | 0 | 0.00045796 | 5.8742e-05 | 0.00011416 | 0.01 | 0.1958 | 0.0199 | 0.20053 | 0.70691 | 0.11054 | 0
4269 | 1 | 0.0001373 | 0 | 0.00024998 | 3.7595e-05 | 0.00011416 | 0 | 0.21 | 0.0524 | 0.23957 | 0.73548 | 0.1467 | 0
4270 | 1 | 0.00014436 | 0 | 0.00013831 | 2.3497e-05 | 0.00011416 | 0 | 0.2041 | 0.0752 | 0.25606 | 0.72535 | 0.089302 | 0
4271 | 1 | 0.00014006 | 0 | 4.2763e-05 | 9.3987e-06 | 0.00011416 | 0 | 0.1888 | 0.0835 | 0.2041 | 0.69954 | 0.027843 | 0
4272 | 1 | 0.00013211 | 0 | 0 | 5.8742e-06 | 0.00011416 | 0 | 0.1663 | 0.0518 | 0.1136 | 0.64147 | 0.0013373 | 0
4273 | 1 | 0.0001222 | 0 | 0 | 2.3497e-06 | 0.00011416 | 0 | 0.1401 | 0.0143 | 0.072304 | 0.64332 | 0.057093 | 0
4274 | 1 | 0.00011424 | 0 | 0 | 1.1748e-06 | 0.00011416 | 0 | 0.1156 | 0.0048 | 0.039259 | 0.62765 | 0.24249 | 0
4275 | 1 | 0.00010954 | 0 | 0 | 1.4098e-05 | 0.00011416 | 0 | 0.0966 | 0.0016 | 0.036015 | 0.64332 | 0.31032 | 0
4276 | 1 | 0.0001063 | 0 | 0 | 3.7595e-05 | 0.00011416 | 0 | 0.0823 | 0.002 | 0.037444 | 0.64424 | 0.19297 | 0
4277 | 1 | 0.00010467 | 0 | 0 | 9.3987e-05 | 0.00011416 | 0 | 0.0729 | 0.0177 | 0.031066 | 0.63963 | 0.056361 | 0
4278 | 1 | 0.00010197 | 0 | 0 | 0.0001821 | 0.00011416 | 0 | 0.0633 | 0.0571 | 0.032551 | 0.63871 | 0.0015481 | 0
4279 | 1 | 9.5193e-05 | 0 | 0.00011788 | 0.0001586 | 0.00011416 | 0.04 | 0.0378 | 0.0746 | 0.03629 | 0.65714 | 0.0096143 | 0.018843
4280 | 1 | 8.7055e-05 | 0 | 0.00042268 | 0.00014685 | 0.00011416 | 0.19 | 0.0229 | 0.0937 | 0.057789 | 0.68203 | 0.10194 | 0.17733
4281 | 1 | 8.0418e-05 | 0 | 0.00077658 | 0.00016448 | 0.00011416 | 0.37 | 0.0249 | 0.1161 | 0.066366 | 0.69124 | 0.13708 | 0.36951
4282 | 1 | 7.8896e-05 | 0 | 0.0010195 | 0.00018797 | 0.00011416 | 0.52 | 0.0356 | 0.1377 | 0.092484 | 0.71244 | 0.084313 | 0.5663
4283 | 1 | 7.7831e-05 | 0 | 0.0011797 | 0.00020677 | 0.00011416 | 0.62 | 0.0485 | 0.1883 | 0.090834 | 0.72166 | 0.026764 | 0.69406
4284 | 1 | 7.6366e-05 | 0 | 0.0013038 | 0.00018797 | 0.00011416 | 0.68 | 0.0606 | 0.2256 | 0.098587 | 0.74839 | 0.0013373 | 0.80496
4285 | 1 | 7.7571e-05 | 0 | 0.0013868 | 0.00019032 | 0.00011416 | 0.68 | 0.0713 | 0.1936 | 0.10793 | 0.75207 | 0.052888 | 0.85267
4286 | 1 | 7.7878e-05 | 0 | 0.0014274 | 0.00021382 | 0.00011416 | 0.65 | 0.0821 | 0.2313 | 0.12174 | 0.73641 | 0.22628 | 0.84601
4287 | 1 | 7.5051e-05 | 0 | 0.0014246 | 0.00022322 | 0.00011416 | 0.59 | 0.0926 | 0.2455 | 0.097762 | 0.69493 | 0.28916 | 0.7137
4288 | 1 | 7.3772e-05 | 0 | 0.0013853 | 0.00022322 | 0.00011416 | 0.48 | 0.1042 | 0.2589 | 0.091329 | 0.68111 | 0.18023 | 0.56825
4289 | 1 | 7.7061e-05 | 0 | 0.0012962 | 0.00016448 | 0.00011416 | 0.32 | 0.1187 | 0.2626 | 0.077033 | 0.67926 | 0.052702 | 0.36784
4290 | 1 | 8.4019e-05 | 0 | 0.0011498 | 0.00011748 | 0.00011416 | 0.14 | 0.1395 | 0.2688 | 0.074339 | 0.67465 | 0.0015043 | 0.16752
4291 | 1 | 9.5468e-05 | 0 | 0.00090957 | 8.8113e-05 | 0.00011416 | 0.05 | 0.1705 | 0.317 | 0.090779 | 0.67373 | 0.0085089 | 0.0052817
4292 | 1 | 0.0001148 | 0 | 0.00055617 | 5.8742e-05 | 0.00011416 | 0.01 | 0.2085 | 0.3883 | 0.13097 | 0.67373 | 0.0938 | 0
4293 | 1 | 0.00013019 | 0 | 0.00033017 | 3.7595e-05 | 0.00011416 | 0 | 0.229 | 0.4361 | 0.18975 | 0.72903 | 0.12789 | 0
4294 | 1 | 0.00014454 | 0 | 0.00020138 | 2.3497e-05 | 0.00011416 | 0 | 0.2198 | 0.4143 | 0.23506 | 0.73733 | 0.079513 | 0
4295 | 1 | 0.00014135 | 0 | 0.000126 | 9.3987e-06 | 0.00011416 | 0 | 0.2047 | 0.3854 | 0.1765 | 0.73088 | 0.025714 | 0
4296 | 1 | 0.0001328 | 0 | 6.4081e-05 | 5.8742e-06 | 0.00011416 | 0 | 0.1882 | 0.3375 | 0.091494 | 0.66175 | 0.0013373 | 0
4297 | 1 | 0.00012492 | 0 | 5.964e-06 | 2.3497e-06 | 0.00011416 | 0 | 0.1719 | 0.2854 | 0.041568 | 0.64147 | 0.046976 | 0
4298 | 1 | 0.00011709 | 0 | 0 | 1.1748e-06 | 0.00011416 | 0 | 0.1598 | 0.2564 | 0.03387 | 0.63502 | 0.20336 | 0
4299 | 1 | 0.0001132 | 0 | 0 | 1.4098e-05 | 0.00011416 | 0 | 0.1515 | 0.2431 | 0.031561 | 0.63502 | 0.25925 | 0
4300 | 1 | 0.00011184 | 0 | 0 | 3.7595e-05 | 0.00011416 | 0 | 0.1483 | 0.2244 | 0.031011 | 0.63134 | 0.1622 | 0
4301 | 1 | 0.00011455 | 0 | 0 | 9.3987e-05 | 0.00011416 | 0 | 0.1441 | 0.2348 | 0.03464 | 0.64332 | 0.047516 | 0
4302 | 1 | 0.00012324 | 0 | 0 | 0.0001821 | 0.00011416 | 0 | 0.1215 | 0.1633 | 0.054434 | 0.67097 | 0.0014402 | 0
4303 | 1 | 0.00013076 | 0 | 0.00012905 | 0.0001586 | 0.00011416 | 0.04 | 0.0848 | 0.1233 | 0.10392 | 0.71613 | 0.0070149 | 0.020313
4304 | 1 | 0.00013266 | 0 | 0.00042928 | 0.00014685 | 0.00011416 | 0.19 | 0.0866 | 0.125 | 0.18354 | 0.75023 | 0.082421 | 0.1804
4305 | 1 | 0.00013307 | 0 | 0.00073852 | 0.00016448 | 0.00011416 | 0.37 | 0.0951 | 0.0862 | 0.24314 | 0.77972 | 0.11489 | 0.38312
4306 | 1 | 0.00013047 | 0 | 0.00099674 | 0.00018797 | 0.00011416 | 0.52 | 0.1023 | 0.0524 | 0.29202 | 0.80461 | 0.072661 | 0.58647
4307 | 1 | 0.00012465 | 0 | 0.0012 | 0.00020677 | 0.00011416 | 0.63 | 0.1162 | 0.0315 | 0.25711 | 0.80184 | 0.02419 | 0.73241
4308 | 1 | 0.00012479 | 0 | 0.0013364 | 0.00018797 | 0.00011416 | 0.69 | 0.131 | 0.0202 | 0.27564 | 0.80645 | 0.0013373 | 0.84936
4309 | 1 | 0.00012409 | 0 | 0.0014235 | 0.00019032 | 0.00011416 | 0.7 | 0.1433 | 0.0143 | 0.29576 | 0.8 | 0.041522 | 0.91662
4310 | 1 | 0.0001198 | 0 | 0.0014648 | 0.00021382 | 0.00011416 | 0.66 | 0.1563 | 0.0115 | 0.24743 | 0.78433 | 0.18203 | 0.87764
4311 | 1 | 0.00011908 | 0 | 0.0014635 | 0.00022322 | 0.00011416 | 0.59 | 0.1661 | 0.0122 | 0.24078 | 0.76682 | 0.23148 | 0.74101
4312 | 1 | 0.00012168 | 0 | 0.001423 | 0.00022322 | 0.00011416 | 0.48 | 0.1734 | 0.0148 | 0.24028 | 0.75576 | 0.14542 | 0.59946
4313 | 1 | 0.00012589 | 0 | 0.0013361 | 0.00016448 | 0.00011416 | 0.32 | 0.1796 | 0.0239 | 0.22917 | 0.73825 | 0.042682 | 0.36837
4314 | 1 | 0.00012866 | 0 | 0.0011972 | 0.00011748 | 0.00011416 | 0.15 | 0.1908 | 0.0518 | 0.2118 | 0.72627 | 0.0013779 | 0.17102
4315 | 1 | 0.00013644 | 0 | 0.00096235 | 8.8113e-05 | 0.00011416 | 0.05 | 0.1968 | 0.1177 | 0.20339 | 0.74931 | 0.0057069 | 0.0062623
4316 | 1 | 0.00014857 | 0 | 0.00062152 | 5.8742e-05 | 0.00011416 | 0.01 | 0.2096 | 0.2688 | 0.19838 | 0.75853 | 0.072001 | 0
4317 | 1 | 0.00015732 | 0 | 0.00039451 | 3.7595e-05 | 0.00011416 | 0 | 0.2077 | 0.5033 | 0.21818 | 0.753 | 0.10281 | 0
4318 | 1 | 0.00016201 | 0 | 0.00025429 | 2.3497e-05 | 0.00011416 | 0 | 0.2067 | 0.6632 | 0.21548 | 0.74839 | 0.066214 | 0
4319 | 1 | 0.00015358 | 0 | 0.0001595 | 9.3987e-06 | 0.00011416 | 0 | 0.2243 | 0.7396 | 0.15879 | 0.74194 | 0.022727 | 0
4320 | 1 | 0.00014725 | 0 | 8.7302e-05 | 5.8742e-06 | 0.00011416 | 0 | 0.2418 | 0.7301 | 0.14032 | 0.67926 | 0.0013373 | 0
4321 | 1 | 0.00013832 | 0 | 2.5125e-05 | 2.3497e-06 | 0.00011416 | 0 | 0.2481 | 0.6897 | 0.067356 | 0.65991 | 0.036507 | 0
4322 | 1 | 0.00013198 | 0 | 0 | 1.1748e-06 | 0.00011416 | 0 | 0.2472 | 0.6544 | 0.046022 | 0.66267 | 0.16225 | 0
4323 | 1 | 0.00012849 | 0 | 0 | 1.4098e-05 | 0.00011416 | 0 | 0.2512 | 0.6314 | 0.037829 | 0.66083 | 0.20577 | 0
4324 | 1 | 0.00012648 | 0 | 0 | 3.7595e-05 | 0.00011416 | 0 | 0.2428 | 0.634 | 0.038544 | 0.65991 | 0.12983 | 0
4325 | 1 | 0.00012702 | 0 | 0 | 9.3987e-05 | 0.00011416 | 0 | 0.2315 | 0.6417 | 0.037664 | 0.66175 | 0.038187 | 0
4326 | 1 | 0.00013433 | 0 | 0 | 0.0001821 | 0.00011416 | 0 | 0.211 | 0.5365 | 0.061527 | 0.66452 | 0.0013174 | 0
4327 | 1 | 0.00013686 | 0 | 0.00019719 | 0.0001586 | 0.00011416 | 0.04 | 0.1568 | 0.4157 | 0.12553 | 0.70968 | 0.0045725 | 0.019166
4328 | 1 | 0.00013658 | 0 | 0.00048955 | 0.00014685 | 0.00011416 | 0.19 | 0.1578 | 0.4027 | 0.18535 | 0.74839 | 0.062499 | 0.17658
4329 | 1 | 0.00013665 | 0 | 0.00078179 | 0.00016448 | 0.00011416 | 0.37 | 0.189 | 0.6288 | 0.23786 | 0.77143 | 0.091599 | 0.3824
4330 | 1 | 0.00013501 | 0 | 0.001007 | 0.00018797 | 0.00011416 | 0.51 | 0.2248 | 0.6169 | 0.28724 | 0.77788 | 0.060161 | 0.58579
4331 | 1 | 0.00012982 | 0 | 0.0011711 | 0.00020677 | 0.00011416 | 0.63 | 0.2516 | 0.5747 | 0.26222 | 0.76774 | 0.021325 | 0.74589
4332 | 1 | 0.00012886 | 0 | 0.0012924 | 0.00018797 | 0.00011416 | 0.69 | 0.2779 | 0.5279 | 0.27107 | 0.77235 | 0.0013373 | 0.86418
4333 | 1 | 0.00012842 | 0 | 0.0013712 | 0.00019032 | 0.00011416 | 0.72 | 0.3038 | 0.4742 | 0.273 | 0.7788 | 0.031913 | 0.88439
4334 | 1 | 0.00012312 | 0 | 0.001406 | 0.00021382 | 0.00011416 | 0.68 | 0.3268 | 0.407 | 0.20883 | 0.75207 | 0.14396 | 0.8772
4335 | 1 | 0.00012113 | 0 | 0.0013977 | 0.00022322 | 0.00011416 | 0.61 | 0.3488 | 0.35 | 0.17452 | 0.73641 | 0.18203 | 0.74164
4336 | 1 | 0.00012452 | 0 | 0.0013537 | 0.00022322 | 0.00011416 | 0.49 | 0.3662 | 0.3211 | 0.1666 | 0.7318 | 0.1154 | 0.57997
4337 | 1 | 0.00012989 | 0 | 0.0012607 | 0.00016448 | 0.00011416 | 0.33 | 0.3719 | 0.3225 | 0.15907 | 0.72903 | 0.03402 | 0.37564
4338 | 1 | 0.00013396 | 0 | 0.0011022 | 0.00011748 | 0.00011416 | 0.15 | 0.357 | 0.374 | 0.13856 | 0.73272 | 0.0012587 | 0.17819
4339 | 1 | 0.00014247 | 0 | 0.00085437 | 8.8113e-05 | 0.00011416 | 0.05 | 0.313 | 0.3225 | 0.12597 | 0.74194 | 0.0035994 | 0.0075326
4340 | 1 | 0.00015539 | 0 | 0.00048803 | 5.8742e-05 | 0.00011416 | 0.01 | 0.297 | 0.3655 | 0.1473 | 0.74654 | 0.053873 | 0
4341 | 1 | 0.00016579 | 0 | 0.00023564 | 3.7595e-05 | 0.00011416 | 0 | 0.2922 | 0.4274 | 0.14752 | 0.76221 | 0.081237 | 0
4342 | 1 | 0.0001713 | 0 | 0.00010545 | 2.3497e-05 | 0.00011416 | 0 | 0.2659 | 0.4172 | 0.14813 | 0.75484 | 0.054488 | 0
4343 | 1 | 0.00016213 | 0 | 1.5354e-05 | 9.3987e-06 | 0.00011416 | 0 | 0.2405 | 0.3024 | 0.081817 | 0.72995 | 0.019982 | 0
4344 | 1 | 0.00015365 | 0 | 0 | 5.8742e-06 | 0.00011416 | 0 | 0.2158 | 0.1614 | 0.10898 | 0.67097 | 0.0013373 | 0
4345 | 1 | 0.00014183 | 0 | 0 | 2.3497e-06 | 0.00011416 | 0 | 0.201 | 0.0777 | 0.081542 | 0.64885 | 0.029075 | 0
4346 | 1 | 0.00013336 | 0 | 0 | 1.1748e-06 | 0.00011416 | 0 | 0.1983 | 0.1153 | 0.055149 | 0.64885 | 0.13256 | 0
4347 | 1 | 0.00012883 | 0 | 0 | 1.4098e-05 | 0.00011416 | 0 | 0.204 | 0.2638 | 0.03442 | 0.63779 | 0.16727 | 0
4348 | 1 | 0.00012645 | 0 | 0 | 3.7595e-05 | 0.00011416 | 0 | 0.2051 | 0.3669 | 0.030956 | 0.63502 | 0.1064 | 0
4349 | 1 | 0.00012752 | 0 | 0 | 9.3987e-05 | 0.00011416 | 0 | 0.2025 | 0.4114 | 0.03354 | 0.63318 | 0.031417 | 0
4350 | 1 | 0.00013316 | 0 | 0 | 0.0001821 | 0.00011416 | 0 | 0.1821 | 0.3157 | 0.074944 | 0.65069 | 0.0012206 | 0
4351 | 1 | 0.00014146 | 0 | 2.5252e-05 | 0.0001586 | 0.00011416 | 0.04 | 0.1408 | 0.2021 | 0.12536 | 0.70138 | 0.0030341 | 0.020169
4352 | 1 | 0.00014119 | 0 | 0.00032675 | 0.00014685 | 0.00011416 | 0.19 | 0.1752 | 0.3955 | 0.17551 | 0.71889 | 0.048587 | 0.19361
4353 | 1 | 0.0001413 | 0 | 0.00060414 | 0.00016448 | 0.00011416 | 0.38 | 0.2353 | 0.4756 | 0.24303 | 0.72627 | 0.074782 | 0.41056
4354 | 1 | 0.00013704 | 0 | 0.00081186 | 0.00018797 | 0.00011416 | 0.53 | 0.2821 | 0.5479 | 0.20201 | 0.69401 | 0.050911 | 0.62599
4355 | 1 | 0.00013285 | 0 | 0.00097212 | 0.00020677 | 0.00011416 | 0.64 | 0.3133 | 0.6062 | 0.18084 | 0.69493 | 0.019119 | 0.81053
4356 | 1 | 0.00013144 | 0 | 0.0010937 | 0.00018797 | 0.00011416 | 0.71 | 0.3372 | 0.6022 | 0.17216 | 0.7023 | 0.0013373 | 0.92202
4357 | 1 | 0.00012914 | 0 | 0.0011694 | 0.00019032 | 0.00011416 | 0.74 | 0.3601 | 0.5816 | 0.14895 | 0.69217 | 0.026411 | 0.96061
4358 | 1 | 0.00012693 | 0 | 0.0011984 | 0.00021382 | 0.00011416 | 0.7 | 0.3799 | 0.5451 | 0.10513 | 0.67558 | 0.12178 | 0.95196
4359 | 1 | 0.00013011 | 0 | 0.001182 | 0.00022322 | 0.00011416 | 0.62 | 0.3959 | 0.5062 | 0.081322 | 0.66452 | 0.15333 | 0.82067
4360 | 1 | 0.00013295 | 0 | 0.0011271 | 0.00022322 | 0.00011416 | 0.5 | 0.3992 | 0.4259 | 0.065486 | 0.65714 | 0.097883 | 0.61039
4361 | 1 | 0.00013832 | 0 | 0.0010288 | 0.00016448 | 0.00011416 | 0.33 | 0.3904 | 0.3265 | 0.080167 | 0.65346 | 0.02895 | 0.39049
4362 | 1 | 0.0001431 | 0 | 0.00087048 | 0.00011748 | 0.00011416 | 0.15 | 0.3781 | 0.2325 | 0.10804 | 0.65161 | 0.0011832 | 0.18299
4363 | 1 | 0.0001508 | 0 | 0.0006384 | 8.8113e-05 | 0.00011416 | 0.05 | 0.3614 | 0.1595 | 0.13108 | 0.6553 | 0.0025314 | 0.0076329
4364 | 1 | 0.00016057 | 0 | 0.00034147 | 5.8742e-05 | 0.00011416 | 0.01 | 0.3401 | 0.1359 | 0.14109 | 0.67834 | 0.043658 | 0
4365 | 1 | 0.00016468 | 0 | 0.00016077 | 3.7595e-05 | 0.00011416 | 0 | 0.3112 | 0.1377 | 0.14417 | 0.67742 | 0.068679 | 0
4366 | 1 | 0.00016362 | 0 | 5.7229e-05 | 2.3497e-05 | 0.00011416 | 0 | 0.2802 | 0.1721 | 0.13262 | 0.66452 | 0.047495 | 0
4367 | 1 | 0.00015341 | 0 | 0 | 9.3987e-06 | 0.00011416 | 0 | 0.2576 | 0.2663 | 0.077748 | 0.62396 | 0.01828 | 0
4368 | 1 | 0.00014426 | 0 | 0 | 5.8742e-06 | 0.00011416 | 0 | 0.2384 | 0.2233 | 0.073679 | 0.59724 | 0.0013373 | 0
4369 | 1 | 0.00013336 | 0 | 0 | 2.3497e-06 | 0.00011416 | 0 | 0.2227 | 0.0054 | 0.038929 | 0.57788 | 0.025142 | 0
4370 | 1 | 0.00012539 | 0 | 0 | 1.1748e-06 | 0.00011416 | 0 | 0.2019 | 0.0361 | 0.030461 | 0.57143 | 0.11662 | 0
4371 | 1 | 0.00012215 | 0 | 0 | 1.4098e-05 | 0.00011416 | 0 | 0.1823 | 0.1852 | 0.027987 | 0.57235 | 0.14666 | 0
4372 | 1 | 0.00012066 | 0 | 0 | 3.7595e-05 | 0.00011416 | 0 | 0.1607 | 0.364 | 0.036565 | 0.56774 | 0.0938 | 0
4373 | 1 | 0.00012173 | 0 | 0 | 9.3987e-05 | 0.00011416 | 0 | 0.1398 | 0.4654 | 0.05317 | 0.5788 | 0.027767 | 0
4374 | 1 | 0.00012995 | 0 | 0 | 0.0001821 | 0.00011416 | 0 | 0.1135 | 0.3797 | 0.075219 | 0.59078 | 0.0011648 | 0
4375 | 1 | 0.00014114 | 0 | 0 | 0.0001586 | 0.00011416 | 0.05 | 0.0929 | 0.143 | 0.11063 | 0.62765 | 0.0023023 | 0.014653
4376 | 1 | 0.00014796 | 0 | 0.00015037 | 0.00014685 | 0.00011416 | 0.19 | 0.0832 | 0.0311 | 0.15764 | 0.65991 | 0.041324 | 0.17288
4377 | 1 | 0.0001523 | 0 | 0.0003553 | 0.00016448 | 0.00011416 | 0.34 | 0.0716 | 0.0078 | 0.23511 | 0.65714 | 0.065756 | 0.41669
4378 | 1 | 0.00015177 | 0 | 0.0005313 | 0.00018797 | 0.00011416 | 0.51 | 0.0695 | 0.0621 | 0.24358 | 0.68295 | 0.045845 | 0.68204
4379 | 1 | 0.0001465 | 0 | 0.00067786 | 0.00020677 | 0.00011416 | 0.62 | 0.0749 | 0.2 | 0.24105 | 0.6977 | 0.017871 | 0.83836
4380 | 1 | 0.00014615 | 0 | 0.00079676 | 0.00018797 | 0.00011416 | 0.68 | 0.0859 | 0.3225 | 0.24594 | 0.69862 | 0.0013373 | 0.93815
4381 | 1 | 0.00014566 | 0 | 0.0008833 | 0.00019032 | 0.00011416 | 0.72 | 0.1019 | 0.3486 | 0.24644 | 0.69124 | 0.026411 | 0.96029
4382 | 1 | 0.00014025 | 0 | 0.00093444 | 0.00021382 | 0.00011416 | 0.69 | 0.1225 | 0.3389 | 0.2157 | 0.67834 | 0.12178 | 0.93667
4383 | 1 | 0.00013661 | 0 | 0.0009503 | 0.00022322 | 0.00011416 | 0.61 | 0.1451 | 0.3375 | 0.19289 | 0.68756 | 0.15333 | 0.8215
4384 | 1 | 0.00013751 | 0 | 0.00092378 | 0.00022322 | 0.00011416 | 0.49 | 0.1764 | 0.3279 | 0.18392 | 0.67281 | 0.097883 | 0.64381
4385 | 1 | 0.00014115 | 0 | 0.00085158 | 0.00016448 | 0.00011416 | 0.33 | 0.2146 | 0.2726 | 0.16528 | 0.67926 | 0.02895 | 0.4046
4386 | 1 | 0.00014383 | 0 | 0.00073928 | 0.00011748 | 0.00011416 | 0.14 | 0.2495 | 0.1989 | 0.15066 | 0.66083 | 0.0011832 | 0.19026
4387 | 1 | 0.00014856 | 0 | 0.00057102 | 8.8113e-05 | 0.00011416 | 0.05 | 0.2618 | 0.1643 | 0.14708 | 0.69124 | 0.0025314 | 0.007878
4388 | 1 | 0.00015718 | 0 | 0.00028525 | 5.8742e-05 | 0.00011416 | 0.01 | 0.2598 | 0.1652 | 0.16055 | 0.70968 | 0.043658 | 0
4389 | 1 | 0.00016231 | 0 | 0.00012029 | 3.7595e-05 | 0.00011416 | 0 | 0.2489 | 0.1502 | 0.15412 | 0.71152 | 0.068679 | 0
4390 | 1 | 0.00016526 | 0 | 3.3753e-05 | 2.3497e-05 | 0.00011416 | 0 | 0.2399 | 0.1595 | 0.1429 | 0.69954 | 0.047495 | 0
4391 | 1 | 0.00015414 | 0 | 0 | 9.3987e-06 | 0.00011416 | 0 | 0.2292 | 0.1672 | 0.08616 | 0.65806 | 0.01828 | 0
4392 | 1 | 0.00014596 | 0 | 0 | 5.8742e-06 | 0.00011416 | 0 | 0.2218 | 0.221 | 0.074889 | 0.64885 | 0.0013373 | 0
4393 | 1 | 0.00013464 | 0 | 0 | 2.3497e-06 | 0.00011416 | 0 | 0.2173 | 0.3375 | 0.045142 | 0.64055 | 0.029075 | 0
4394 | 1 | 0.00012686 | 0 | 0 | 1.1748e-06 | 0.00011416 | 0 | 0.2123 | 0.4698 | 0.038214 | 0.6424 | 0.13256 | 0
4395 | 1 | 0.00012297 | 0 | 0 | 1.4098e-05 | 0.00011416 | 0 | 0.2133 | 0.5322 | 0.048661 | 0.63963 | 0.16727 | 0
4396 | 1 | 0.00012104 | 0 | 0 | 3.7595e-05 | 0.00011416 | 0 | 0.2056 | 0.5077 | 0.048496 | 0.63318 | 0.1064 | 0
4397 | 1 | 0.00012229 | 0 | 0 | 9.3987e-05 | 0.00011416 | 0 | 0.1985 | 0.4873 | 0.066146 | 0.64332 | 0.031417 | 0
4398 | 1 | 0.00013018 | 0 | 0 | 0.0001821 | 0.00011416 | 0 | 0.1851 | 0.4186 | 0.091934 | 0.65438 | 0.0012206 | 0
4399 | 1 | 0.00014263 | 0 | 5.0757e-07 | 0.0001586 | 0.00011416 | 0.03 | 0.1844 | 0.4493 | 0.13587 | 0.71152 | 0.0030341 | 0.0196
4400 | 1 | 0.00014442 | 0 | 0.00027625 | 0.00014685 | 0.00011416 | 0.19 | 0.2387 | 0.5981 | 0.18667 | 0.72903 | 0.048587 | 0.19541
4401 | 1 | 0.00014517 | 0 | 0.00055249 | 0.00016448 | 0.00011416 | 0.38 | 0.2848 | 0.6506 | 0.21119 | 0.73272 | 0.074782 | 0.41613
4402 | 1 | 0.00014371 | 0 | 0.00077722 | 0.00018797 | 0.00011416 | 0.53 | 0.3367 | 0.6062 | 0.21515 | 0.75023 | 0.050911 | 0.64703
4403 | 1 | 0.00013896 | 0 | 0.00095741 | 0.00020677 | 0.00011416 | 0.64 | 0.3911 | 0.5365 | 0.20322 | 0.74654 | 0.019119 | 0.83801
4404 | 1 | 0.00013775 | 0 | 0.0010993 | 0.00018797 | 0.00011416 | 0.71 | 0.43 | 0.499 | 0.16919 | 0.74009 | 0.0013373 | 0.93896
4405 | 1 | 0.00013549 | 0 | 0.0012038 | 0.00019032 | 0.00011416 | 0.73 | 0.4565 | 0.4405 | 0.11756 | 0.7106 | 0.031913 | 0.9776
4406 | 1 | 0.00012861 | 0 | 0.0012654 | 0.00021382 | 0.00011416 | 0.69 | 0.4768 | 0.4434 | 0.067521 | 0.70507 | 0.14396 | 0.93756
4407 | 1 | 0.00012418 | 0 | 0.0012797 | 0.00022322 | 0.00011416 | 0.62 | 0.4882 | 0.4625 | 0.058338 | 0.67834 | 0.18203 | 0.78001
4408 | 1 | 0.00012568 | 0 | 0.0012439 | 0.00022322 | 0.00011416 | 0.49 | 0.4898 | 0.4961 | 0.050641 | 0.68295 | 0.1154 | 0.61195
4409 | 1 | 0.00012953 | 0 | 0.0011602 | 0.00016448 | 0.00011416 | 0.33 | 0.474 | 0.4771 | 0.067191 | 0.6894 | 0.03402 | 0.38431
4410 | 1 | 0.000133 | 0 | 0.0010212 | 0.00011748 | 0.00011416 | 0.15 | 0.4301 | 0.3238 | 0.061253 | 0.6765 | 0.0012587 | 0.17436
4411 | 1 | 0.00013968 | 0 | 0.00080526 | 8.8113e-05 | 0.00011416 | 0.05 | 0.3553 | 0.2777 | 0.060318 | 0.68479 | 0.0035994 | 0.0069309
4412 | 1 | 0.00015014 | 0 | 0.0004525 | 5.8742e-05 | 0.00011416 | 0.01 | 0.3182 | 0.3782 | 0.080387 | 0.69309 | 0.053873 | 0
4413 | 1 | 0.00015577 | 0 | 0.00023818 | 3.7595e-05 | 0.00011416 | 0 | 0.296 | 0.4478 | 0.12784 | 0.69217 | 0.081237 | 0
4414 | 1 | 0.00015762 | 0 | 0.00014313 | 2.3497e-05 | 0.00011416 | 0 | 0.2683 | 0.4027 | 0.15187 | 0.68111 | 0.054488 | 0
4415 | 1 | 0.0001498 | 0 | 7.9054e-05 | 9.3987e-06 | 0.00011416 | 0 | 0.239 | 0.4361 | 0.10464 | 0.64147 | 0.019982 | 0
4416 | 1 | 0.00014626 | 0 | 0 | 5.8742e-06 | 0.00011416 | 0 | 0.217 | 0.5408 | 0.10266 | 0.63041 | 0.0013373 | 0
4417 | 1 | 0.0001356 | 0 | 0 | 2.3497e-06 | 0.00011416 | 0 | 0.2022 | 0.6169 | 0.07038 | 0.62304 | 0.038131 | 0
4418 | 1 | 0.0001267 | 0 | 0 | 1.1748e-06 | 0.00011416 | 0 | 0.1872 | 0.6049 | 0.055369 | 0.61567 | 0.16868 | 0
4419 | 1 | 0.0001204 | 0 | 0 | 1.4098e-05 | 0.00011416 | 0 | 0.1728 | 0.5294 | 0.044427 | 0.61106 | 0.21411 | 0
4420 | 1 | 0.00011863 | 0 | 0 | 3.7595e-05 | 0.00011416 | 0 | 0.1507 | 0.4361 | 0.040413 | 0.61382 | 0.1349 | 0
4421 | 1 | 0.00011673 | 0 | 0 | 9.3987e-05 | 0.00011416 | 0 | 0.1307 | 0.3103 | 0.0353 | 0.60461 | 0.039648 | 0
4422 | 1 | 0.00011492 | 0 | 0 | 0.0001821 | 0.00011416 | 0 | 0.1036 | 0.212 | 0.038434 | 0.61567 | 0.0013373 | 0
4423 | 1 | 0.0001142 | 0 | 4.4539e-05 | 0.0001586 | 0.00011416 | 0.05 | 0.0852 | 0.2577 | 0.055094 | 0.6341 | 0.0049321 | 0.023188
4424 | 1 | 0.00011039 | 0 | 0.00033804 | 0.00014685 | 0.00011416 | 0.18 | 0.0933 | 0.3375 | 0.096662 | 0.65899 | 0.065567 | 0.18167
4425 | 1 | 0.00011097 | 0 | 0.00060173 | 0.00016448 | 0.00011416 | 0.37 | 0.0929 | 0.3265 | 0.13383 | 0.67465 | 0.09524 | 0.37995
4426 | 1 | 0.00011317 | 0 | 0.00081275 | 0.00018797 | 0.00011416 | 0.51 | 0.1111 | 0.2905 | 0.18123 | 0.68387 | 0.062136 | 0.58262
4427 | 1 | 0.00011032 | 0 | 0.00099535 | 0.00020677 | 0.00011416 | 0.62 | 0.137 | 0.2701 | 0.19354 | 0.69401 | 0.021786 | 0.74186
4428 | 1 | 0.00010786 | 0 | 0.0011437 | 0.00018797 | 0.00011416 | 0.71 | 0.162 | 0.2651 | 0.1969 | 0.71152 | 0.0013373 | 0.92219
4429 | 1 | 0.00010546 | 0 | 0.0012551 | 0.00019032 | 0.00011416 | 0.7 | 0.1864 | 0.2651 | 0.18431 | 0.72811 | 0.045108 | 0.84893
4430 | 1 | 0.0001012 | 0 | 0.0013146 | 0.00021382 | 0.00011416 | 0.45 | 0.2106 | 0.2663 | 0.12773 | 0.68756 | 0.19607 | 0.65976
4431 | 1 | 9.7873e-05 | 0 | 0.0013227 | 0.00022322 | 0.00011416 | 0.6 | 0.2354 | 0.2663 | 0.070545 | 0.65438 | 0.24976 | 0.78091
4432 | 1 | 9.7047e-05 | 0 | 0.0012831 | 0.00022322 | 0.00011416 | 0.46 | 0.2511 | 0.2802 | 0.049431 | 0.63594 | 0.15647 | 0.6128
4433 | 1 | 9.9825e-05 | 0 | 0.0011938 | 0.00016448 | 0.00011416 | 0.27 | 0.2473 | 0.2713 | 0.052235 | 0.64885 | 0.045866 | 0.33197
4434 | 1 | 0.00010547 | 0 | 0.0010535 | 0.00011748 | 0.00011416 | 0.13 | 0.234 | 0.212 | 0.068455 | 0.63041 | 0.0014192 | 0.17493
4435 | 1 | 0.00011483 | 0 | 0.00083305 | 8.8113e-05 | 0.00011416 | 0.05 | 0.214 | 0.1731 | 0.069995 | 0.63594 | 0.0065588 | 0.0042566
4436 | 1 | 0.00013011 | 0 | 0.00048943 | 5.8742e-05 | 0.00011416 | 0 | 0.2235 | 0.2325 | 0.091494 | 0.65899 | 0.078843 | 0
4437 | 1 | 0.00013962 | 0 | 0.00029909 | 3.7595e-05 | 0.00011416 | 0 | 0.2218 | 0.3252 | 0.1407 | 0.67005 | 0.11077 | 0
4438 | 1 | 0.00014522 | 0 | 0.00019909 | 2.3497e-05 | 0.00011416 | 0 | 0.2042 | 0.4172 | 0.1671 | 0.66728 | 0.070468 | 0
4439 | 1 | 0.00013985 | 0 | 0.00014326 | 9.3987e-06 | 0.00011416 | 0 | 0.1951 | 0.4683 | 0.12366 | 0.67005 | 0.023696 | 0
4440 | 1 | 0.00013218 | 0 | 9.4662e-05 | 5.8742e-06 | 0.00011416 | 0 | 0.1921 | 0.4099 | 0.090724 | 0.61751 | 0.0013373 | 0
4441 | 1 | 0.00012562 | 0 | 2.4617e-05 | 2.3497e-06 | 0.00011416 | 0 | 0.188 | 0.3157 | 0.045857 | 0.60645 | 0.052888 | 0
4442 | 1 | 0.00011804 | 0 | 0 | 1.1748e-06 | 0.00011416 | 0 | 0.1829 | 0.3063 | 0.036839 | 0.59263 | 0.22628 | 0
4443 | 1 | 0.00011236 | 0 | 0 | 1.4098e-05 | 0.00011416 | 0 | 0.1761 | 0.2958 | 0.03409 | 0.59263 | 0.28916 | 0
4444 | 1 | 0.00010936 | 0 | 0 | 3.7595e-05 | 0.00011416 | 0 | 0.1636 | 0.2384 | 0.03464 | 0.59631 | 0.18023 | 0
4445 | 1 | 0.00010773 | 0 | 0 | 9.3987e-05 | 0.00011416 | 0 | 0.152 | 0.2302 | 0.033266 | 0.59355 | 0.052702 | 0
4446 | 1 | 0.00010564 | 0 | 0 | 0.0001821 | 0.00011416 | 0 | 0.1265 | 0.1217 | 0.03519 | 0.60461 | 0.0015043 | 0
4447 | 1 | 9.7263e-05 | 0 | 0.00013146 | 0.0001586 | 0.00011416 | 0.03 | 0.0928 | 0.1258 | 0.044317 | 0.61567 | 0.0085089 | 0.017851
4448 | 1 | 9.0796e-05 | 0 | 0.00040923 | 0.00014685 | 0.00011416 | 0.19 | 0.1252 | 0.2279 | 0.060923 | 0.63226 | 0.0938 | 0.18421
4449 | 1 | 8.7792e-05 | 0 | 0.00069639 | 0.00016448 | 0.00011416 | 0.37 | 0.1528 | 0.343 | 0.05317 | 0.62673 | 0.12789 | 0.40746
4450 | 1 | 8.7948e-05 | 0 | 0.00092048 | 0.00018797 | 0.00011416 | 0.53 | 0.159 | 0.3711 | 0.06983 | 0.64977 | 0.079513 | 0.62426
4451 | 1 | 8.6344e-05 | 0 | 0.0010998 | 0.00020677 | 0.00011416 | 0.64 | 0.1579 | 0.3556 | 0.084071 | 0.647 | 0.025714 | 0.79608
4452 | 1 | 8.5215e-05 | 0 | 0.0012449 | 0.00018797 | 0.00011416 | 0.7 | 0.1631 | 0.3655 | 0.092924 | 0.65346 | 0.0013373 | 0.92312
4453 | 1 | 8.6659e-05 | 0 | 0.0013467 | 0.00019032 | 0.00011416 | 0.71 | 0.173 | 0.4027 | 0.11866 | 0.65991 | 0.061516 | 0.97842
4454 | 1 | 8.7527e-05 | 0 | 0.0013997 | 0.00021382 | 0.00011416 | 0.68 | 0.1837 | 0.4449 | 0.12657 | 0.6424 | 0.25945 | 0.95461
4455 | 1 | 8.5595e-05 | 0 | 0.0014017 | 0.00022322 | 0.00011416 | 0.61 | 0.1959 | 0.4829 | 0.088855 | 0.6129 | 0.33249 | 0.80878
4456 | 1 | 8.4782e-05 | 0 | 0.0013565 | 0.00022322 | 0.00011416 | 0.49 | 0.2048 | 0.5033 | 0.059108 | 0.62212 | 0.20629 | 0.62432
4457 | 1 | 8.7487e-05 | 0 | 0.0012595 | 0.00016448 | 0.00011416 | 0.33 | 0.2106 | 0.5222 | 0.053995 | 0.59816 | 0.060186 | 0.42127
4458 | 1 | 9.4215e-05 | 0 | 0.0011113 | 0.00011748 | 0.00011416 | 0.15 | 0.2177 | 0.499 | 0.055259 | 0.61751 | 0.0015928 | 0.19216
4459 | 1 | 0.00010519 | 0 | 0.00087937 | 8.8113e-05 | 0.00011416 | 0.06 | 0.2252 | 0.423 | 0.082916 | 0.61935 | 0.010812 | 0.011577
4460 | 1 | 0.00012319 | 0 | 0.00052965 | 5.8742e-05 | 0.00011416 | 0 | 0.2356 | 0.4085 | 0.13763 | 0.62581 | 0.11054 | 0
4461 | 1 | 0.00013782 | 0 | 0.00032878 | 3.7595e-05 | 0.00011416 | 0 | 0.2347 | 0.4347 | 0.2096 | 0.67005 | 0.1467 | 0
4462 | 1 | 0.00014952 | 0 | 0.00022688 | 2.3497e-05 | 0.00011416 | 0 | 0.2146 | 0.4128 | 0.24924 | 0.66728 | 0.089302 | 0
4463 | 1 | 0.00014426 | 0 | 0.00016318 | 9.3987e-06 | 0.00011416 | 0 | 0.2057 | 0.3347 | 0.21504 | 0.66452 | 0.027843 | 0
4464 | 1 | 0.00013408 | 0 | 0.00010976 | 5.8742e-06 | 0.00011416 | 0 | 0.1997 | 0.2256 | 0.14466 | 0.59816 | 0.0013373 | 0
4465 | 1 | 0.00012448 | 0 | 6.6999e-05 | 2.3497e-06 | 0.00011416 | 0 | 0.1927 | 0.1185 | 0.10117 | 0.5871 | 0.068568 | 0
4466 | 1 | 0.00011853 | 0 | 3.3119e-05 | 1.1748e-06 | 0.00011416 | 0 | 0.1826 | 0.037 | 0.056909 | 0.58525 | 0.28635 | 0
4467 | 1 | 0.00011595 | 0 | 0 | 1.4098e-05 | 0.00011416 | 0 | 0.1678 | 0.0026 | 0.039094 | 0.5788 | 0.36769 | 0
4468 | 1 | 0.00011474 | 0 | 0 | 3.7595e-05 | 0.00011416 | 0 | 0.1477 | 0.0004 | 0.03585 | 0.57604 | 0.22739 | 0
4469 | 1 | 0.00011671 | 0 | 0 | 9.3987e-05 | 0.00011416 | 0 | 0.1308 | 0.0103 | 0.056964 | 0.57972 | 0.066242 | 0
4470 | 1 | 0.00012741 | 0 | 0 | 0.0001821 | 0.00011416 | 0 | 0.1081 | 0.0349 | 0.088085 | 0.60922 | 0.0016614 | 0
4471 | 1 | 0.0001301 | 0 | 0.00022397 | 0.0001586 | 0.00011416 | 0.03 | 0.0659 | 0.0332 | 0.099962 | 0.66728 | 0.012788 | 0.017416
4472 | 1 | 0.00013367 | 0 | 0.00053638 | 0.00014685 | 0.00011416 | 0.19 | 0.0759 | 0.034 | 0.16319 | 0.70507 | 0.12432 | 0.18678
4473 | 1 | 0.00013248 | 0 | 0.00087048 | 0.00016448 | 0.00011416 | 0.37 | 0.1405 | 0.0388 | 0.23005 | 0.73272 | 0.16196 | 0.39256
4474 | 1 | 0.00013178 | 0 | 0.0011224 | 0.00018797 | 0.00011416 | 0.53 | 0.2032 | 0.0429 | 0.25782 | 0.73825 | 0.097148 | 0.60294
4475 | 1 | 0.00012701 | 0 | 0.0013185 | 0.00020677 | 0.00011416 | 0.64 | 0.2462 | 0.0463 | 0.25562 | 0.73825 | 0.029515 | 0.78169
4476 | 1 | 0.00012792 | 0 | 0.0014701 | 0.00018797 | 0.00011416 | 0.71 | 0.2732 | 0.0488 | 0.26398 | 0.74194 | 0.0013373 | 0.86002
4477 | 1 | 0.00012805 | 0 | 0.0015747 | 0.00019032 | 0.00011416 | 0.73 | 0.296 | 0.0529 | 0.24441 | 0.73548 | 0.07614 | 0.92887
4478 | 1 | 0.00012389 | 0 | 0.0016301 | 0.00021382 | 0.00011416 | 0.7 | 0.3142 | 0.0555 | 0.19536 | 0.72995 | 0.31504 | 0.90717
4479 | 1 | 0.00012201 | 0 | 0.0016345 | 0.00022322 | 0.00011416 | 0.62 | 0.3256 | 0.0604 | 0.16292 | 0.72166 | 0.40529 | 0.78184
4480 | 1 | 0.00012428 | 0 | 0.0015963 | 0.00022322 | 0.00011416 | 0.51 | 0.3207 | 0.0539 | 0.15654 | 0.72258 | 0.24989 | 0.59243
4481 | 1 | 0.00012845 | 0 | 0.0015074 | 0.00016448 | 0.00011416 | 0.33 | 0.3073 | 0.0411 | 0.15731 | 0.7106 | 0.07269 | 0.39339
4482 | 1 | 0.00013085 | 0 | 0.0013597 | 0.00011748 | 0.00011416 | 0.15 | 0.2824 | 0.0357 | 0.15451 | 0.70415 | 0.0017319 | 0.18603
4483 | 1 | 0.00013822 | 0 | 0.0011016 | 8.8113e-05 | 0.00011416 | 0.01 | 0.2372 | 0.0429 | 0.20064 | 0.70138 | 0.014991 | 0.0080451
4484 | 1 | 0.00015226 | 0 | 0.00068421 | 5.8742e-05 | 0.00011416 | 0.01 | 0.2214 | 0.0995 | 0.21878 | 0.69124 | 0.1392 | 0
4485 | 1 | 0.00015948 | 0 | 0.00046278 | 3.7595e-05 | 0.00011416 | 0 | 0.2099 | 0.2054 | 0.22923 | 0.70507 | 0.17824 | 0
4486 | 1 | 0.00016439 | 0 | 0.00035111 | 2.3497e-05 | 0.00011416 | 0 | 0.2002 | 0.2893 | 0.24803 | 0.69309 | 0.10544 | 0
4487 | 1 | 0.00015448 | 0 | 0.00028018 | 9.3987e-06 | 0.00011416 | 0 | 0.1996 | 0.3293 | 0.17644 | 0.6553 | 0.031253 | 0
4488 | 1 | 0.00014529 | 0 | 0.00022041 | 5.8742e-06 | 0.00011416 | 0 | 0.1961 | 0.313 | 0.15082 | 0.6341 | 0.0013373 | 0
4489 | 1 | 0.00013452 | 0 | 0.00016331 | 2.3497e-06 | 0.00011416 | 0 | 0.1859 | 0.2244 | 0.10227 | 0.62212 | 0.081485 | 0
4490 | 1 | 0.00012892 | 0 | 0.00010875 | 1.1748e-06 | 0.00011416 | 0 | 0.1712 | 0.1447 | 0.064717 | 0.61843 | 0.3352 | 0
4491 | 1 | 0.00012679 | 0 | 5.8117e-05 | 1.4098e-05 | 0.00011416 | 0 | 0.1553 | 0.1076 | 0.063232 | 0.59447 | 0.43173 | 0
4492 | 1 | 0.00012763 | 0 | 0 | 3.7595e-05 | 0.00011416 | 0 | 0.1454 | 0.1153 | 0.058888 | 0.59078 | 0.26569 | 0
4493 | 1 | 0.00012788 | 0 | 0 | 9.3987e-05 | 0.00011416 | 0 | 0.1421 | 0.1662 | 0.059493 | 0.59724 | 0.077214 | 0
4494 | 1 | 0.00013329 | 0 | 5.5198e-05 | 0.0001821 | 0.00011416 | 0 | 0.132 | 0.2187 | 0.10079 | 0.60829 | 0.00178 | 0
4495 | 1 | 0.00013163 | 0 | 0.00033792 | 0.0001586 | 0.00011416 | 0.03 | 0.0833 | 0.288 | 0.10909 | 0.62581 | 0.016592 | 0.016792
4496 | 1 | 0.00013214 | 0 | 0.00064994 | 0.00014685 | 0.00011416 | 0.18 | 0.081 | 0.4303 | 0.17754 | 0.66083 | 0.14976 | 0.18941
4497 | 1 | 0.00013088 | 0 | 0.00096705 | 0.00016448 | 0.00011416 | 0.37 | 0.1507 | 0.5365 | 0.20399 | 0.68295 | 0.18967 | 0.41349
4498 | 1 | 0.00013074 | 0 | 0.0011887 | 0.00018797 | 0.00011416 | 0.52 | 0.1819 | 0.6275 | 0.23742 | 0.70691 | 0.11122 | 0.6343
4499 | 1 | 0.00012883 | 0 | 0.0013619 | 0.00020677 | 0.00011416 | 0.63 | 0.1966 | 0.7104 | 0.25161 | 0.71336 | 0.032448 | 0.80888
4500 | 1 | 0.00013012 | 0 | 0.0014944 | 0.00018797 | 0.00011416 | 0.7 | 0.2074 | 0.7685 | 0.2879 | 0.71982 | 0.0013373 | 0.92299
4501 | 1 | 0.00013047 | 0 | 0.0015801 | 0.00019032 | 0.00011416 | 0.71 | 0.2186 | 0.7975 | 0.29615 | 0.7106 | 0.087075 | 0.99606
4502 | 1 | 0.00012589 | 0 | 0.0016205 | 0.00021382 | 0.00011416 | 0.68 | 0.2306 | 0.8076 | 0.27701 | 0.68571 | 0.3562 | 0.972
4503 | 1 | 0.00012406 | 0 | 0.0016137 | 0.00022322 | 0.00011416 | 0.6 | 0.2418 | 0.8059 | 0.25799 | 0.67465 | 0.4593 | 0.82444
4504 | 1 | 0.00012922 | 0 | 0.0015651 | 0.00022322 | 0.00011416 | 0.49 | 0.2509 | 0.8043 | 0.25392 | 0.68111 | 0.28213 | 0.50241
4505 | 1 | 0.00013461 | 0 | 0.0014633 | 0.00016448 | 0.00011416 | 0.32 | 0.2591 | 0.8242 | 0.22142 | 0.65899 | 0.081921 | 0.33404
4506 | 1 | 0.00013804 | 0 | 0.0013037 | 0.00011748 | 0.00011416 | 0.15 | 0.2707 | 0.8264 | 0.17249 | 0.64332 | 0.001829 | 0.12157
4507 | 1 | 0.00014555 | 0 | 0.0010422 | 8.8113e-05 | 0.00011416 | 0.05 | 0.2814 | 0.7958 | 0.18293 | 0.65714 | 0.018303 | 0.00351
4508 | 1 | 0.0001585 | 0 | 0.00064119 | 5.8742e-05 | 0.00011416 | 0.01 | 0.2809 | 0.7519 | 0.20911 | 0.65346 | 0.16083 | 0
4509 | 1 | 0.00016445 | 0 | 0.0004294 | 3.7595e-05 | 0.00011416 | 0 | 0.2661 | 0.7385 | 0.2096 | 0.65438 | 0.20159 | 0
4510 | 1 | 0.00016836 | 0 | 0.00032231 | 2.3497e-05 | 0.00011416 | 0 | 0.2558 | 0.7269 | 0.19382 | 0.63963 | 0.11721 | 0
4511 | 1 | 0.00015908 | 0 | 0.00023869 | 9.3987e-06 | 0.00011416 | 0 | 0.2494 | 0.7437 | 0.12899 | 0.62212 | 0.033674 | 0
4512 | 1 | 0.0001503 | 0 | 0.00015824 | 5.8742e-06 | 0.00011416 | 0 | 0.2443 | 0.7258 | 0.091109 | 0.60829 | 0.0013373 | 0
4513 | 1 | 0.00014074 | 0 | 8.6033e-05 | 2.3497e-06 | 0.00011416 | 0 | 0.2367 | 0.716 | 0.048991 | 0.59539 | 0.087075 | 0
4514 | 1 | 0.00013452 | 0 | 2.2968e-05 | 1.1748e-06 | 0.00011416 | 0 | 0.2234 | 0.7047 | 0.046132 | 0.58618 | 0.3562 | 0
4515 | 1 | 0.0001307 | 0 | 0 | 1.4098e-05 | 0.00011416 | 0 | 0.2127 | 0.6921 | 0.043823 | 0.58157 | 0.4593 | 0
4516 | 1 | 0.00012837 | 0 | 0 | 3.7595e-05 | 0.00011416 | 0 | 0.2149 | 0.679 | 0.045307 | 0.58065 | 0.28213 | 0
4517 | 1 | 0.00012883 | 0 | 0 | 9.3987e-05 | 0.00011416 | 0 | 0.217 | 0.6481 | 0.044097 | 0.57419 | 0.081921 | 0
4518 | 1 | 0.00013666 | 0 | 0 | 0.0001821 | 0.00011416 | 0 | 0.2155 | 0.5803 | 0.063122 | 0.58986 | 0.001829 | 0
4519 | 1 | 0.0001425 | 0 | 0.00014377 | 0.0001586 | 0.00011416 | 0.03 | 0.2176 | 0.4888 | 0.083906 | 0.59724 | 0.018303 | 0.014842
4520 | 1 | 0.00014477 | 0 | 0.00041837 | 0.00014685 | 0.00011416 | 0.18 | 0.2048 | 0.512 | 0.10486 | 0.62765 | 0.16083 | 0.18507
4521 | 1 | 0.00014407 | 0 | 0.00073369 | 0.00016448 | 0.00011416 | 0.37 | 0.1954 | 0.6022 | 0.15055 | 0.65899 | 0.20159 | 0.42
4522 | 1 | 0.00014324 | 0 | 0.00095614 | 0.00018797 | 0.00011416 | 0.52 | 0.1904 | 0.6619 | 0.17831 | 0.6682 | 0.11721 | 0.63416
4523 | 1 | 0.00014179 | 0 | 0.0011087 | 0.00020677 | 0.00011416 | 0.62 | 0.1927 | 0.699 | 0.1942 | 0.65899 | 0.033674 | 0.7957
4524 | 1 | 0.00014318 | 0 | 0.0012234 | 0.00018797 | 0.00011416 | 0.68 | 0.2034 | 0.7236 | 0.19316 | 0.67834 | 0.0013373 | 0.87649
4525 | 1 | 0.00014311 | 0 | 0.0013001 | 0.00019032 | 0.00011416 | 0.71 | 0.2228 | 0.7437 | 0.19239 | 0.6682 | 0.087075 | 0.96309
4526 | 1 | 0.00013882 | 0 | 0.0013356 | 0.00021382 | 0.00011416 | 0.69 | 0.247 | 0.7396 | 0.17474 | 0.65714 | 0.3562 | 0.94081
4527 | 1 | 0.00013729 | 0 | 0.0013289 | 0.00022322 | 0.00011416 | 0.61 | 0.2721 | 0.7375 | 0.15033 | 0.64977 | 0.4593 | 0.84018
4528 | 1 | 0.00014003 | 0 | 0.0012758 | 0.00022322 | 0.00011416 | 0.49 | 0.296 | 0.7104 | 0.14362 | 0.65438 | 0.28213 | 0.64873
4529 | 1 | 0.00014402 | 0 | 0.0011714 | 0.00016448 | 0.00011416 | 0.33 | 0.3149 | 0.6681 | 0.1258 | 0.63502 | 0.081921 | 0.41638
4530 | 1 | 0.00014666 | 0 | 0.001017 | 0.00011748 | 0.00011416 | 0.15 | 0.3333 | 0.6235 | 0.10409 | 0.62673 | 0.001829 | 0.18675
4531 | 1 | 0.00015225 | 0 | 0.00079346 | 8.8113e-05 | 0.00011416 | 0.05 | 0.3571 | 0.5178 | 0.085831 | 0.62949 | 0.018303 | 0.0095271
4532 | 1 | 0.00016248 | 0 | 0.00044869 | 5.8742e-05 | 0.00011416 | 0.01 | 0.3681 | 0.4888 | 0.08715 | 0.65346 | 0.16083 | 0
4533 | 1 | 0.00016833 | 0 | 0.00025315 | 3.7595e-05 | 0.00011416 | 0 | 0.363 | 0.5207 | 0.11134 | 0.6553 | 0.20159 | 0
4534 | 1 | 0.00017244 | 0 | 0.00014517 | 2.3497e-05 | 0.00011416 | 0 | 0.3534 | 0.5033 | 0.10551 | 0.64332 | 0.11721 | 0
4535 | 1 | 0.00016382 | 0 | 5.7482e-05 | 9.3987e-06 | 0.00011416 | 0 | 0.3449 | 0.4888 | 0.077418 | 0.62212 | 0.033674 | 0
4536 | 1 | 0.00015607 | 0 | 0 | 5.8742e-06 | 0.00011416 | 0 | 0.3311 | 0.4815 | 0.058393 | 0.58157 | 0.0013373 | 0
4537 | 1 | 0.00014309 | 0 | 0 | 2.3497e-06 | 0.00011416 | 0 | 0.3147 | 0.4405 | 0.050751 | 0.54101 | 0.084249 | 0
4538 | 1 | 0.0001356 | 0 | 0 | 1.1748e-06 | 0.00011416 | 0 | 0.3002 | 0.364 | 0.042558 | 0.53548 | 0.34559 | 0
4539 | 1 | 0.00013104 | 0 | 0 | 1.4098e-05 | 0.00011416 | 0 | 0.2966 | 0.3077 | 0.041678 | 0.53641 | 0.44538 | 0
4540 | 1 | 0.00012858 | 0 | 0 | 3.7595e-05 | 0.00011416 | 0 | 0.2855 | 0.2688 | 0.040358 | 0.52995 | 0.27383 | 0
4541 | 1 | 0.00012917 | 0 | 0 | 9.3987e-05 | 0.00011416 | 0 | 0.2776 | 0.2431 | 0.039094 | 0.53641 | 0.079544 | 0
4542 | 1 | 0.00013694 | 0 | 0 | 0.0001821 | 0.00011416 | 0 | 0.2677 | 0.1447 | 0.047891 | 0.55576 | 0.0018044 | 0
4543 | 1 | 0.00014824 | 0 | 0 | 0.0001586 | 0.00011416 | 0.03 | 0.2821 | 0.1557 | 0.063947 | 0.56406 | 0.017434 | 0.015789
4544 | 1 | 0.00015377 | 0 | 0.00018247 | 0.00014685 | 0.00011416 | 0.18 | 0.2715 | 0.1317 | 0.062792 | 0.57327 | 0.15523 | 0.18466
4545 | 1 | 0.00015232 | 0 | 0.00047445 | 0.00016448 | 0.00011416 | 0.37 | 0.2459 | 0.093 | 0.071645 | 0.61382 | 0.19557 | 0.39062
4546 | 1 | 0.00014823 | 0 | 0.00072671 | 0.00018797 | 0.00011416 | 0.53 | 0.2201 | 0.0656 | 0.096552 | 0.63963 | 0.11419 | 0.61189
4547 | 1 | 0.00014167 | 0 | 0.00094269 | 0.00020677 | 0.00011416 | 0.64 | 0.1983 | 0.0493 | 0.15813 | 0.65806 | 0.033057 | 0.78146
4548 | 1 | 0.00014024 | 0 | 0.0011095 | 0.00018797 | 0.00011416 | 0.71 | 0.1839 | 0.0411 | 0.16935 | 0.66083 | 0.0013373 | 0.90759
4549 | 1 | 0.00013738 | 0 | 0.0012285 | 0.00019032 | 0.00011416 | 0.73 | 0.1821 | 0.0388 | 0.17749 | 0.66728 | 0.078782 | 0.96435
4550 | 1 | 0.00013219 | 0 | 0.0013014 | 0.00021382 | 0.00011416 | 0.7 | 0.1917 | 0.0429 | 0.17589 | 0.66912 | 0.32501 | 0.90961
4551 | 1 | 0.00012966 | 0 | 0.0013239 | 0.00022322 | 0.00011416 | 0.63 | 0.2066 | 0.0518 | 0.15555 | 0.65069 | 0.41838 | 0.78417
4552 | 1 | 0.00013123 | 0 | 0.0012961 | 0.00022322 | 0.00011416 | 0.5 | 0.2208 | 0.0667 | 0.14499 | 0.65622 | 0.25771 | 0.6052
4553 | 1 | 0.00013552 | 0 | 0.0012107 | 0.00016448 | 0.00011416 | 0.34 | 0.229 | 0.0916 | 0.16116 | 0.66267 | 0.074929 | 0.40968
4554 | 1 | 0.00013925 | 0 | 0.001062 | 0.00011748 | 0.00011416 | 0.15 | 0.232 | 0.1334 | 0.19036 | 0.67005 | 0.0017558 | 0.19057
4555 | 1 | 0.00014714 | 0 | 0.00081465 | 8.8113e-05 | 0.00011416 | 0.04 | 0.2321 | 0.2032 | 0.18843 | 0.66175 | 0.015778 | 0.010485
4556 | 1 | 0.0001598 | 0 | 0.00042382 | 5.8742e-05 | 0.00011416 | 0.01 | 0.2471 | 0.3417 | 0.18882 | 0.66452 | 0.14442 | 0
4557 | 1 | 0.00016649 | 0 | 0.00019998 | 3.7595e-05 | 0.00011416 | 0 | 0.2331 | 0.512 | 0.2129 | 0.66083 | 0.1839 | 0
4558 | 1 | 0.00017125 | 0 | 8.2353e-05 | 2.3497e-05 | 0.00011416 | 0 | 0.1978 | 0.6129 | 0.21647 | 0.62396 | 0.10831 | 0
4559 | 1 | 0.00016313 | 0 | 3.1723e-06 | 9.3987e-06 | 0.00011416 | 0 | 0.1739 | 0.6456 | 0.16297 | 0.61198 | 0.031847 | 0
4560 | 1 | 0.00015395 | 0 | 0 | 5.8742e-06 | 0.00011416 | 0 | 0.1516 | 0.634 | 0.14829 | 0.57327 | 0.0013373 | 0
4561 | 1 | 0.00014245 | 0 | 0 | 2.3497e-06 | 0.00011416 | 0 | 0.1283 | 0.6182 | 0.10903 | 0.5659 | 0.073557 | 0
4562 | 1 | 0.00013422 | 0 | 0 | 1.1748e-06 | 0.00011416 | 0 | 0.1087 | 0.6156 | 0.084181 | 0.56221 | 0.30527 | 0
4563 | 1 | 0.00012939 | 0 | 0 | 1.4098e-05 | 0.00011416 | 0 | 0.1011 | 0.6156 | 0.067411 | 0.54747 | 0.39249 | 0
4564 | 1 | 0.00012693 | 0 | 0 | 3.7595e-05 | 0.00011416 | 0 | 0.0988 | 0.6182 | 0.05317 | 0.54747 | 0.24223 | 0
4565 | 1 | 0.00012719 | 0 | 0 | 9.3987e-05 | 0.00011416 | 0 | 0.1088 | 0.6049 | 0.061637 | 0.54931 | 0.070496 | 0
4566 | 1 | 0.00013503 | 0 | 0 | 0.0001821 | 0.00011416 | 0 | 0.1182 | 0.4698 | 0.0877 | 0.53548 | 0.0017082 | 0
4567 | 1 | 0.00014638 | 0 | 1.3197e-05 | 0.0001586 | 0.00011416 | 0.03 | 0.1061 | 0.309 | 0.12152 | 0.55668 | 0.01423 | 0.017283
4568 | 1 | 0.00014704 | 0 | 0.00030023 | 0.00014685 | 0.00011416 | 0.19 | 0.1242 | 0.2984 | 0.17826 | 0.60829 | 0.13412 | 0.19053
4569 | 1 | 0.00014634 | 0 | 0.0006115 | 0.00016448 | 0.00011416 | 0.38 | 0.1875 | 0.6544 | 0.20399 | 0.63963 | 0.17269 | 0.40501
4570 | 1 | 0.0001442 | 0 | 0.00084967 | 0.00018797 | 0.00011416 | 0.53 | 0.2275 | 0.6456 | 0.20361 | 0.65253 | 0.10263 | 0.62242
4571 | 1 | 0.00013855 | 0 | 0.0010349 | 0.00020677 | 0.00011416 | 0.65 | 0.239 | 0.6275 | 0.18112 | 0.67465 | 0.030666 | 0.79578
4572 | 1 | 0.00013756 | 0 | 0.0011796 | 0.00018797 | 0.00011416 | 0.72 | 0.2418 | 0.5816 | 0.18211 | 0.68111 | 0.0013373 | 0.9244
4573 | 1 | 0.00013532 | 0 | 0.0012768 | 0.00019032 | 0.00011416 | 0.73 | 0.2474 | 0.4756 | 0.17128 | 0.67465 | 0.06381 | 0.96456
4574 | 1 | 0.00013011 | 0 | 0.0013199 | 0.00021382 | 0.00011416 | 0.71 | 0.2589 | 0.3238 | 0.12553 | 0.63779 | 0.26822 | 0.90984
4575 | 1 | 0.00012765 | 0 | 0.0013102 | 0.00022322 | 0.00011416 | 0.63 | 0.2659 | 0.1862 | 0.11772 | 0.60922 | 0.34396 | 0.79897
4576 | 1 | 0.00012877 | 0 | 0.0012555 | 0.00022322 | 0.00011416 | 0.51 | 0.2645 | 0.1076 | 0.11233 | 0.60553 | 0.21317 | 0.61702
4577 | 1 | 0.00013337 | 0 | 0.001153 | 0.00016448 | 0.00011416 | 0.34 | 0.2643 | 0.0555 | 0.10991 | 0.59539 | 0.062162 | 0.42519
4578 | 1 | 0.00013689 | 0 | 0.0009975 | 0.00011748 | 0.00011416 | 0.15 | 0.2738 | 0.0332 | 0.097432 | 0.59078 | 0.0016155 | 0.20446
4579 | 1 | 0.00014443 | 0 | 0.00075895 | 8.8113e-05 | 0.00011416 | 0.04 | 0.2884 | 0.1024 | 0.091439 | 0.60092 | 0.011446 | 0.011299
4580 | 1 | 0.0001557 | 0 | 0.0003921 | 5.8742e-05 | 0.00011416 | 0.01 | 0.296 | 0.4698 | 0.089624 | 0.60369 | 0.11501 | 0
4581 | 1 | 0.000161 | 0 | 0.00017816 | 3.7595e-05 | 0.00011416 | 0 | 0.3008 | 0.7258 | 0.10304 | 0.59171 | 0.15168 | 0
4582 | 1 | 0.00016328 | 0 | 6.7507e-05 | 2.3497e-05 | 0.00011416 | 0 | 0.2919 | 0.7236 | 0.10942 | 0.59631 | 0.091868 | 0
4583 | 1 | 0.00015585 | 0 | 0 | 9.3987e-06 | 0.00011416 | 0 | 0.2804 | 0.6742 | 0.062132 | 0.55853 | 0.028393 | 0
4584 | 1 | 0.00014883 | 0 | 0 | 5.8742e-06 | 0.00011416 | 0 | 0.2689 | 0.673 | 0.042723 | 0.53088 | 0.0013373 | 0
4585 | 1 | 0.00013908 | 0 | 0 | 2.3497e-06 | 0.00011416 | 0 | 0.2531 | 0.6392 | 0.043987 | 0.51797 | 0.057093 | 0
4586 | 1 | 0.00012984 | 0 | 0 | 1.1748e-06 | 0.00011416 | 0 | 0.2393 | 0.643 | 0.038049 | 0.50876 | 0.24249 | 0
4587 | 1 | 0.00012393 | 0 | 0 | 1.4098e-05 | 0.00011416 | 0 | 0.2281 | 0.6209 | 0.041843 | 0.51797 | 0.31032 | 0
4588 | 1 | 0.00012082 | 0 | 0 | 3.7595e-05 | 0.00011416 | 0 | 0.2194 | 0.5926 | 0.042228 | 0.51889 | 0.19297 | 0
4589 | 1 | 0.00011832 | 0 | 0 | 9.3987e-05 | 0.00011416 | 0 | 0.2158 | 0.5536 | 0.034365 | 0.50599 | 0.056361 | 0
4590 | 1 | 0.00011722 | 0 | 0 | 0.0001821 | 0.00011416 | 0 | 0.2083 | 0.3797 | 0.03442 | 0.49954 | 0.0015481 | 0
4591 | 1 | 0.00011893 | 0 | 0 | 0.0001586 | 0.00011416 | 0.03 | 0.1921 | 0.3969 | 0.044647 | 0.51982 | 0.0096143 | 0.017639
4592 | 1 | 0.00011894 | 0 | 0.00021445 | 0.00014685 | 0.00011416 | 0.18 | 0.1524 | 0.2958 | 0.066861 | 0.52166 | 0.10194 | 0.20351
4593 | 1 | 0.00011772 | 0 | 0.00051189 | 0.00016448 | 0.00011416 | 0.37 | 0.1095 | 0.229 | 0.064167 | 0.53917 | 0.13708 | 0.43999
4594 | 1 | 0.00011758 | 0 | 0.00074854 | 0.00018797 | 0.00011416 | 0.52 | 0.0785 | 0.2348 | 0.085666 | 0.57788 | 0.084313 | 0.65531
4595 | 1 | 0.00011545 | 0 | 0.00091629 | 0.00020677 | 0.00011416 | 0.63 | 0.0546 | 0.2828 | 0.15462 | 0.59355 | 0.026764 | 0.8234
4596 | 1 | 0.00011229 | 0 | 0.0010473 | 0.00018797 | 0.00011416 | 0.69 | 0.0471 | 0.343 | 0.1809 | 0.60645 | 0.0013373 | 0.92463
4597 | 1 | 0.00011077 | 0 | 0.0011433 | 0.00019032 | 0.00011416 | 0.71 | 0.052 | 0.4201 | 0.19613 | 0.60645 | 0.046976 | 0.99919
4598 | 1 | 0.00010646 | 0 | 0.0011972 | 0.00021382 | 0.00011416 | 0.68 | 0.0658 | 0.4669 | 0.17699 | 0.60092 | 0.20336 | 0.97527
4599 | 1 | 0.00010277 | 0 | 0.0012074 | 0.00022322 | 0.00011416 | 0.61 | 0.0847 | 0.4654 | 0.15857 | 0.58525 | 0.25925 | 0.80028
4600 | 1 | 0.00010091 | 0 | 0.0011776 | 0.00022322 | 0.00011416 | 0.5 | 0.105 | 0.4303 | 0.13444 | 0.55576 | 0.1622 | 0.62895
4601 | 1 | 0.00010323 | 0 | 0.0011023 | 0.00016448 | 0.00011416 | 0.34 | 0.1314 | 0.3868 | 0.10865 | 0.55115 | 0.047516 | 0.4254
4602 | 1 | 0.00010795 | 0 | 0.00097631 | 0.00011748 | 0.00011416 | 0.15 | 0.1654 | 0.3683 | 0.094133 | 0.5447 | 0.0014402 | 0.20525
4603 | 1 | 0.00011692 | 0 | 0.00077392 | 8.8113e-05 | 0.00011416 | 0.04 | 0.2071 | 0.3883 | 0.079507 | 0.55945 | 0.0070149 | 0.011979
4604 | 1 | 0.00013236 | 0 | 0.00042877 | 5.8742e-05 | 0.00011416 | 0.01 | 0.2363 | 0.4566 | 0.080992 | 0.5576 | 0.082421 | 0
4605 | 1 | 0.00014165 | 0 | 0.00023501 | 3.7595e-05 | 0.00011416 | 0 | 0.2364 | 0.5193 | 0.099852 | 0.5576 | 0.11489 | 0
4606 | 1 | 0.00014846 | 0 | 0.0001208 | 2.3497e-05 | 0.00011416 | 0 | 0.2264 | 0.5222 | 0.13053 | 0.5576 | 0.072661 | 0
4607 | 1 | 0.00014331 | 0 | 3.6164e-05 | 9.3987e-06 | 0.00011416 | 0 | 0.2083 | 0.5077 | 0.097322 | 0.55115 | 0.02419 | 0
4608 | 1 | 0.00013551 | 0 | 0 | 5.8742e-06 | 0.00011416 | 0 | 0.189 | 0.5135 | 0.080827 | 0.54286 | 0.0013373 | 0
4609 | 1 | 0.00012553 | 0 | 0 | 2.3497e-06 | 0.00011416 | 0 | 0.1756 | 0.5135 | 0.05185 | 0.53548 | 0.039802 | 0
4610 | 1 | 0.00011766 | 0 | 0 | 1.1748e-06 | 0.00011416 | 0 | 0.1668 | 0.4114 | 0.043438 | 0.52995 | 0.17527 | 0
4611 | 1 | 0.00011253 | 0 | 0 | 1.4098e-05 | 0.00011416 | 0 | 0.1623 | 0.3683 | 0.042888 | 0.52995 | 0.22268 | 0
4612 | 1 | 0.00010895 | 0 | 0 | 3.7595e-05 | 0.00011416 | 0 | 0.1565 | 0.2984 | 0.033321 | 0.5235 | 0.14009 | 0
4613 | 1 | 0.00010732 | 0 | 0 | 9.3987e-05 | 0.00011416 | 0 | 0.1449 | 0.2043 | 0.034035 | 0.5318 | 0.041147 | 0
4614 | 1 | 0.00010537 | 0 | 0 | 0.0001821 | 0.00011416 | 0 | 0.1232 | 0.1456 | 0.035025 | 0.53364 | 0.0013575 | 0
4615 | 1 | 0.00010239 | 0 | 0 | 0.0001586 | 0.00011416 | 0.03 | 0.0985 | 0.0923 | 0.040084 | 0.52442 | 0.0053101 | 0.016703
4616 | 1 | 9.7411e-05 | 0 | 0.00022828 | 0.00014685 | 0.00011416 | 0.18 | 0.0779 | 0.1385 | 0.046627 | 0.52258 | 0.068734 | 0.19619
4617 | 1 | 9.1951e-05 | 0 | 0.00053384 | 0.00016448 | 0.00011416 | 0.37 | 0.0597 | 0.1967 | 0.05251 | 0.5447 | 0.098975 | 0.40379
4618 | 1 | 8.7989e-05 | 0 | 0.00080133 | 0.00018797 | 0.00011416 | 0.52 | 0.0447 | 0.2589 | 0.072524 | 0.55668 | 0.064153 | 0.6119
4619 | 1 | 8.5882e-05 | 0 | 0.00099332 | 0.00020677 | 0.00011416 | 0.63 | 0.041 | 0.2984 | 0.084951 | 0.57235 | 0.022253 | 0.75427
4620 | 1 | 8.4752e-05 | 0 | 0.001134 | 0.00018797 | 0.00011416 | 0.7 | 0.0455 | 0.3157 | 0.092319 | 0.58894 | 0.0013373 | 0.86254
4621 | 1 | 8.5857e-05 | 0 | 0.0012282 | 0.00019032 | 0.00011416 | 0.71 | 0.0568 | 0.3252 | 0.093968 | 0.59078 | 0.031913 | 0.94855
4622 | 1 | 8.6612e-05 | 0 | 0.0012776 | 0.00021382 | 0.00011416 | 0.69 | 0.0727 | 0.3797 | 0.10359 | 0.56498 | 0.14396 | 0.91153
4623 | 1 | 8.3715e-05 | 0 | 0.0012852 | 0.00022322 | 0.00011416 | 0.61 | 0.0912 | 0.4493 | 0.085226 | 0.55115 | 0.18203 | 0.787
4624 | 1 | 8.3631e-05 | 0 | 0.0012527 | 0.00022322 | 0.00011416 | 0.5 | 0.1112 | 0.4932 | 0.066971 | 0.553 | 0.1154 | 0.60774
4625 | 1 | 8.5854e-05 | 0 | 0.0011708 | 0.00016448 | 0.00011416 | 0.34 | 0.1359 | 0.4727 | 0.054434 | 0.53733 | 0.03402 | 0.41877
4626 | 1 | 9.1716e-05 | 0 | 0.0010326 | 0.00011748 | 0.00011416 | 0.15 | 0.1625 | 0.4464 | 0.062847 | 0.553 | 0.0012587 | 0.20543
4627 | 1 | 0.00010301 | 0 | 0.00081186 | 8.8113e-05 | 0.00011416 | 0.04 | 0.1945 | 0.3983 | 0.080552 | 0.553 | 0.0035994 | 0.012413
4628 | 1 | 0.00012224 | 0 | 0.00044933 | 5.8742e-05 | 0.00011416 | 0.01 | 0.2245 | 0.3854 | 0.10705 | 0.56313 | 0.053873 | 0
4629 | 1 | 0.00013699 | 0 | 0.0002444 | 3.7595e-05 | 0.00011416 | 0 | 0.2363 | 0.4245 | 0.16028 | 0.57327 | 0.081237 | 0
4630 | 1 | 0.00015161 | 0 | 0.00013349 | 2.3497e-05 | 0.00011416 | 0 | 0.2196 | 0.4288 | 0.21488 | 0.58249 | 0.054488 | 0
4631 | 1 | 0.00014772 | 0 | 6.535e-05 | 9.3987e-06 | 0.00011416 | 0 | 0.1972 | 0.4085 | 0.18519 | 0.56959 | 0.019982 | 0
4632 | 1 | 0.00013957 | 0 | 0 | 5.8742e-06 | 0.00011416 | 0 | 0.1782 | 0.3926 | 0.085721 | 0.553 | 0.0013373 | 0
4633 | 1 | 0.00012842 | 0 | 0 | 2.3497e-06 | 0.00011416 | 0 | 0.1667 | 0.3811 | 0.048166 | 0.53641 | 0.025142 | 0
4634 | 1 | 0.00011994 | 0 | 0 | 1.1748e-06 | 0.00011416 | 0 | 0.1585 | 0.3655 | 0.038379 | 0.5318 | 0.11662 | 0
4635 | 1 | 0.00011541 | 0 | 0 | 1.4098e-05 | 0.00011416 | 0 | 0.1514 | 0.3514 | 0.036675 | 0.54101 | 0.14666 | 0
4636 | 1 | 0.00011376 | 0 | 0 | 3.7595e-05 | 0.00011416 | 0 | 0.145 | 0.3472 | 0.033321 | 0.54378 | 0.0938 | 0
4637 | 1 | 0.0001161 | 0 | 0 | 9.3987e-05 | 0.00011416 | 0 | 0.1389 | 0.3626 | 0.036015 | 0.52535 | 0.027767 | 0
4638 | 1 | 0.00012704 | 0 | 0 | 0.0001821 | 0.00011416 | 0 | 0.1179 | 0.3306 | 0.073899 | 0.54378 | 0.0011648 | 0
4639 | 1 | 0.00014056 | 0 | 1.0659e-05 | 0.0001586 | 0.00011416 | 0.03 | 0.0866 | 0.3334 | 0.097377 | 0.55115 | 0.0023023 | 0.016514
4640 | 1 | 0.00014262 | 0 | 0.00030581 | 0.00014685 | 0.00011416 | 0.18 | 0.0722 | 0.3782 | 0.10634 | 0.58986 | 0.041324 | 0.19912
4641 | 1 | 0.00014296 | 0 | 0.00063294 | 0.00016448 | 0.00011416 | 0.37 | 0.0621 | 0.4201 | 0.14345 | 0.63594 | 0.065756 | 0.41748
4642 | 1 | 0.0001398 | 0 | 0.0009069 | 0.00018797 | 0.00011416 | 0.52 | 0.0555 | 0.4434 | 0.16968 | 0.67005 | 0.045845 | 0.63332
4643 | 1 | 0.00013556 | 0 | 0.0011029 | 0.00020677 | 0.00011416 | 0.62 | 0.0546 | 0.4537 | 0.20306 | 0.70415 | 0.017871 | 0.78204
4644 | 1 | 0.00013526 | 0 | 0.0012386 | 0.00018797 | 0.00011416 | 0.69 | 0.0603 | 0.4683 | 0.22335 | 0.70599 | 0.0013373 | 0.89293
4645 | 1 | 0.0001344 | 0 | 0.0013301 | 0.00019032 | 0.00011416 | 0.7 | 0.0716 | 0.4873 | 0.23341 | 0.71429 | 0.019404 | 0.95005
4646 | 1 | 0.00013041 | 0 | 0.0013801 | 0.00021382 | 0.00011416 | 0.67 | 0.088 | 0.512 | 0.23935 | 0.67281 | 0.092983 | 0.91193
4647 | 1 | 0.00012813 | 0 | 0.0013852 | 0.00022322 | 0.00011416 | 0.6 | 0.109 | 0.5351 | 0.2162 | 0.65991 | 0.11619 | 0.80203
4648 | 1 | 0.00013017 | 0 | 0.0013482 | 0.00022322 | 0.00011416 | 0.49 | 0.13 | 0.5465 | 0.20856 | 0.62488 | 0.075076 | 0.6188
4649 | 1 | 0.00013379 | 0 | 0.0012665 | 0.00016448 | 0.00011416 | 0.34 | 0.1538 | 0.5322 | 0.17342 | 0.61014 | 0.022332 | 0.41903
4650 | 1 | 0.00013666 | 0 | 0.0011295 | 0.00011748 | 0.00011416 | 0.15 | 0.188 | 0.5062 | 0.14774 | 0.61843 | 0.0010757 | 0.19863
4651 | 1 | 0.00014356 | 0 | 0.00089929 | 8.8113e-05 | 0.00011416 | 0.04 | 0.233 | 0.4742 | 0.12652 | 0.62212 | 0.0013616 | 0.011923
4652 | 1 | 0.00015556 | 0 | 0.00052927 | 5.8742e-05 | 0.00011416 | 0.01 | 0.2593 | 0.4201 | 0.11266 | 0.62949 | 0.030893 | 0
4653 | 1 | 0.00016218 | 0 | 0.0003171 | 3.7595e-05 | 0.00011416 | 0 | 0.2542 | 0.384 | 0.12778 | 0.63318 | 0.052378 | 0
4654 | 1 | 0.0001659 | 0 | 0.00021026 | 2.3497e-05 | 0.00011416 | 0 | 0.2341 | 0.4172 | 0.11789 | 0.61843 | 0.038168 | 0
4655 | 1 | 0.0001572 | 0 | 0.00012524 | 9.3987e-06 | 0.00011416 | 0 | 0.219 | 0.3768 | 0.062132 | 0.58618 | 0.015913 | 0
4656 | 1 | 0.00015118 | 0 | 3.8448e-05 | 5.8742e-06 | 0.00011416 | 0 | 0.2102 | 0.3782 | 0.077198 | 0.56498 | 0.0013373 | 0
4657 | 1 | 0.00014094 | 0 | 0 | 2.3497e-06 | 0.00011416 | 0 | 0.2026 | 0.4245 | 0.064827 | 0.53548 | 0.014612 | 0
4658 | 1 | 0.00013232 | 0 | 0 | 1.1748e-06 | 0.00011416 | 0 | 0.196 | 0.4361 | 0.034695 | 0.52258 | 0.072776 | 0
4659 | 1 | 0.00012784 | 0 | 0 | 1.4098e-05 | 0.00011416 | 0 | 0.1879 | 0.4698 | 0.037004 | 0.53456 | 0.090263 | 0
4660 | 1 | 0.0001261 | 0 | 0 | 3.7595e-05 | 0.00011416 | 0 | 0.179 | 0.4595 | 0.042283 | 0.53825 | 0.059026 | 0
4661 | 1 | 0.00012717 | 0 | 0 | 9.3987e-05 | 0.00011416 | 0 | 0.1701 | 0.3955 | 0.041238 | 0.53825 | 0.017657 | 0
4662 | 1 | 0.00013525 | 0 | 0 | 0.0001821 | 0.00011416 | 0 | 0.1468 | 0.2688 | 0.064002 | 0.53088 | 0.00099127 | 0
4663 | 1 | 0.00014686 | 0 | 2.3221e-05 | 0.0001586 | 0.00011416 | 0.03 | 0.1133 | 0.2302 | 0.11057 | 0.54839 | 0.00071998 | 0.014731
4664 | 1 | 0.00014663 | 0 | 0.00031698 | 0.00014685 | 0.00011416 | 0.18 | 0.1011 | 0.2626 | 0.12916 | 0.58433 | 0.022384 | 0.19104
4665 | 1 | 0.00014625 | 0 | 0.00062571 | 0.00016448 | 0.00011416 | 0.37 | 0.0916 | 0.2828 | 0.16528 | 0.62857 | 0.04095 | 0.4244
4666 | 1 | 0.00014307 | 0 | 0.00090106 | 0.00018797 | 0.00011416 | 0.53 | 0.0805 | 0.2828 | 0.19624 | 0.66359 | 0.0314 | 0.63247
4667 | 1 | 0.00013771 | 0 | 0.0011278 | 0.00020677 | 0.00011416 | 0.63 | 0.07 | 0.2764 | 0.21961 | 0.67465 | 0.014105 | 0.78234
4668 | 1 | 0.00013702 | 0 | 0.0012771 | 0.00018797 | 0.00011416 | 0.7 | 0.0663 | 0.2663 | 0.24594 | 0.68018 | 0.0013373 | 0.86313
4669 | 1 | 0.0001375 | 0 | 0.0013763 | 0.00019032 | 0.00011416 | 0.72 | 0.072 | 0.2552 | 0.27459 | 0.6682 | 0.010683 | 0.90152
4670 | 1 | 0.00013244 | 0 | 0.0014308 | 0.00021382 | 0.00011416 | 0.69 | 0.0877 | 0.2455 | 0.27828 | 0.62765 | 0.055732 | 0.85018
4671 | 1 | 0.00012994 | 0 | 0.0014406 | 0.00022322 | 0.00011416 | 0.61 | 0.1103 | 0.2348 | 0.25623 | 0.61751 | 0.068513 | 0.7615
4672 | 1 | 0.00013165 | 0 | 0.0014062 | 0.00022322 | 0.00011416 | 0.5 | 0.1332 | 0.2419 | 0.24479 | 0.6 | 0.045444 | 0.59854
4673 | 1 | 0.00013507 | 0 | 0.0013204 | 0.00016448 | 0.00011416 | 0.34 | 0.1594 | 0.2651 | 0.20559 | 0.58894 | 0.013684 | 0.39084
4674 | 1 | 0.00013768 | 0 | 0.0011781 | 0.00011748 | 0.00011416 | 0.15 | 0.1947 | 0.2828 | 0.13977 | 0.59078 | 0.00091137 | 0.17905
4675 | 1 | 0.00014505 | 0 | 0.00093393 | 8.8113e-05 | 0.00011416 | 0.04 | 0.2339 | 0.2893 | 0.10458 | 0.59724 | 0.00032027 | 0.010107
4676 | 1 | 0.0001561 | 0 | 0.00056252 | 5.8742e-05 | 0.00011416 | 0.01 | 0.261 | 0.317 | 0.08891 | 0.59355 | 0.015602 | 0
4677 | 1 | 0.00016229 | 0 | 0.00036431 | 3.7595e-05 | 0.00011416 | 0 | 0.2549 | 0.343 | 0.092374 | 0.59816 | 0.031318 | 0
4678 | 1 | 0.00016626 | 0 | 0.00025543 | 2.3497e-05 | 0.00011416 | 0 | 0.2331 | 0.3024 | 0.11041 | 0.59078 | 0.025484 | 0
4679 | 1 | 0.00015748 | 0 | 0.0001727 | 9.3987e-06 | 0.00011416 | 0 | 0.2109 | 0.2516 | 0.058888 | 0.56959 | 0.012438 | 0
4680 | 1 | 0.00015007 | 0 | 0.00010583 | 5.8742e-06 | 0.00011416 | 0 | 0.1884 | 0.2076 | 0.07093 | 0.55484 | 0.0013373 | 0
4681 | 1 | 0.00014041 | 0 | 3.02e-05 | 2.3497e-06 | 0.00011416 | 0 | 0.1692 | 0.175 | 0.0535 | 0.53456 | 0.0081022 | 0
4682 | 1 | 0.0001332 | 0 | 0 | 1.1748e-06 | 0.00011416 | 0 | 0.1548 | 0.1483 | 0.031176 | 0.52627 | 0.044193 | 0
4683 | 1 | 0.00012989 | 0 | 0 | 1.4098e-05 | 0.00011416 | 0 | 0.1434 | 0.125 | 0.041788 | 0.53825 | 0.053873 | 0
4684 | 1 | 0.00012692 | 0 | 0 | 3.7595e-05 | 0.00011416 | 0 | 0.1324 | 0.113 | 0.043987 | 0.53917 | 0.036217 | 0
4685 | 1 | 0.00012773 | 0 | 0 | 9.3987e-05 | 0.00011416 | 0 | 0.1219 | 0.1031 | 0.03651 | 0.52535 | 0.010974 | 0
4686 | 1 | 0.00013621 | 0 | 0 | 0.0001821 | 0.00011416 | 0 | 0.1032 | 0.0697 | 0.050696 | 0.54286 | 0.00085063 | 0
4687 | 1 | 0.00014234 | 0 | 0.00010684 | 0.0001586 | 0.00011416 | 0.03 | 0.0709 | 0.0392 | 0.093473 | 0.55023 | 0.00013621 | 0.014051
4688 | 1 | 0.00014384 | 0 | 0.00039514 | 0.00014685 | 0.00011416 | 0.18 | 0.0539 | 0.0332 | 0.14043 | 0.54839 | 0.011287 | 0.19089
4689 | 1 | 0.0001445 | 0 | 0.00070273 | 0.00016448 | 0.00011416 | 0.37 | 0.0458 | 0.0392 | 0.18898 | 0.60184 | 0.024803 | 0.39497
4690 | 1 | 0.00014197 | 0 | 0.00097339 | 0.00018797 | 0.00011416 | 0.53 | 0.0434 | 0.0483 | 0.21273 | 0.63134 | 0.021325 | 0.61138
4691 | 1 | 0.00013675 | 0 | 0.0011877 | 0.00020677 | 0.00011416 | 0.63 | 0.0479 | 0.0627 | 0.22736 | 0.64977 | 0.011204 | 0.7816
4692 | 1 | 0.00013653 | 0 | 0.0013325 | 0.00018797 | 0.00011416 | 0.69 | 0.056 | 0.0777 | 0.24039 | 0.65806 | 0.0013373 | 0.92624
4693 | 1 | 0.000136 | 0 | 0.0014221 | 0.00019032 | 0.00011416 | 0.71 | 0.0657 | 0.0903 | 0.24836 | 0.65253 | 0.0064666 | 0.95101
4694 | 1 | 0.00013147 | 0 | 0.0014647 | 0.00021382 | 0.00011416 | 0.69 | 0.0784 | 0.0916 | 0.23115 | 0.62212 | 0.036671 | 0.89759
4695 | 1 | 0.00012922 | 0 | 0.0014669 | 0.00022322 | 0.00011416 | 0.61 | 0.0915 | 0.0862 | 0.19157 | 0.60276 | 0.044379 | 0.80295
4696 | 1 | 0.00013127 | 0 | 0.0014311 | 0.00022322 | 0.00011416 | 0.49 | 0.1024 | 0.0862 | 0.19965 | 0.59908 | 0.030183 | 0.63134
4697 | 1 | 0.00013475 | 0 | 0.0013518 | 0.00016448 | 0.00011416 | 0.33 | 0.1204 | 0.1031 | 0.17606 | 0.59908 | 0.0091946 | 0.42741
4698 | 1 | 0.00013657 | 0 | 0.0012179 | 0.00011748 | 0.00011416 | 0.15 | 0.1482 | 0.1291 | 0.15423 | 0.59539 | 0.00080689 | 0.16956
4699 | 1 | 0.00014339 | 0 | 0.00098735 | 8.8113e-05 | 0.00011416 | 0.04 | 0.1839 | 0.1701 | 0.15132 | 0.57788 | 5.8079e-05 | 0.0098503
4700 | 1 | 0.00015352 | 0 | 0.00064766 | 5.8742e-05 | 0.00011416 | 0.01 | 0.2121 | 0.2443 | 0.15896 | 0.58065 | 0.0086334 | 0
4701 | 1 | 0.00015996 | 0 | 0.00045554 | 3.7595e-05 | 0.00011416 | 0 | 0.2216 | 0.2997 | 0.17403 | 0.5659 | 0.020559 | 0
4702 | 1 | 0.00016313 | 0 | 0.00033931 | 2.3497e-05 | 0.00011416 | 0 | 0.1912 | 0.3389 | 0.17133 | 0.56866 | 0.018522 | 0
4703 | 1 | 0.00015499 | 0 | 0.0002482 | 9.3987e-06 | 0.00011416 | 0 | 0.1596 | 0.3854 | 0.13301 | 0.55207 | 0.010334 | 0
4704 | 1 | 0.00014801 | 0 | 0.00017372 | 5.8742e-06 | 0.00011416 | 0 | 0.1393 | 0.4522 | 0.092374 | 0.53364 | 0.0013373 | 0
4705 | 1 | 0.00013825 | 0 | 0.00011928 | 2.3497e-06 | 0.00011416 | 0 | 0.1267 | 0.5337 | 0.05174 | 0.51982 | 0.0059748 | 0
4706 | 1 | 0.00013167 | 0 | 7.309e-05 | 1.1748e-06 | 0.00011416 | 0 | 0.1145 | 0.583 | 0.038159 | 0.50968 | 0.034368 | 0
4707 | 1 | 0.00012955 | 0 | 2.6521e-05 | 1.4098e-05 | 0.00011416 | 0 | 0.1099 | 0.5663 | 0.031726 | 0.5106 | 0.041482 | 0
4708 | 1 | 0.00012787 | 0 | 0 | 3.7595e-05 | 0.00011416 | 0 | 0.1215 | 0.5294 | 0.037389 | 0.50968 | 0.028332 | 0
4709 | 1 | 0.00012859 | 0 | 0 | 9.3987e-05 | 0.00011416 | 0 | 0.1405 | 0.5091 | 0.034255 | 0.51521 | 0.0086474 | 0
4710 | 1 | 0.00013673 | 0 | 0 | 0.0001821 | 0.00011416 | 0 | 0.1414 | 0.3697 | 0.057514 | 0.51244 | 0.00079265 | 0
4711 | 1 | 0.00013817 | 0 | 0.00019338 | 0.0001586 | 0.00011416 | 0.03 | 0.1056 | 0.2384 | 0.098477 | 0.51613 | 4.1009e-05 | 0.010575
4712 | 1 | 0.0001384 | 0 | 0.00048689 | 0.00014685 | 0.00011416 | 0.18 | 0.1062 | 0.2577 | 0.11629 | 0.56129 | 0.0078515 | 0.14705
4713 | 1 | 0.00013814 | 0 | 0.00078902 | 0.00016448 | 0.00011416 | 0.36 | 0.1299 | 0.2651 | 0.15539 | 0.6129 | 0.019261 | 0.38124
4714 | 1 | 0.00013571 | 0 | 0.0010376 | 0.00018797 | 0.00011416 | 0.52 | 0.1491 | 0.2267 | 0.16303 | 0.63687 | 0.017646 | 0.58918
4715 | 1 | 0.00013194 | 0 | 0.0012253 | 0.00020677 | 0.00011416 | 0.63 | 0.1703 | 0.2589 | 0.1826 | 0.65991 | 0.010054 | 0.76871
4716 | 1 | 0.0001344 | 0 | 0.0013395 | 0.00018797 | 0.00011416 | 0.69 | 0.1851 | 0.3926 | 0.21026 | 0.68295 | 0.0013373 | 0.91108
4717 | 1 | 0.00013607 | 0 | 0.0013943 | 0.00019032 | 0.00011416 | 0.34 | 0.1919 | 0.5451 | 0.21438 | 0.6682 | 0.0059748 | 0.96833
4718 | 1 | 0.00013291 | 0 | 0.0014146 | 0.00021382 | 0.00011416 | 0.11 | 0.1945 | 0.5494 | 0.16534 | 0.63134 | 0.034368 | 0.86747
4719 | 1 | 0.00013082 | 0 | 0.0014181 | 0.00022322 | 0.00011416 | 0.32 | 0.1962 | 0.6456 | 0.1081 | 0.60461 | 0.041482 | 0.77608
4720 | 1 | 0.00013299 | 0 | 0.0013874 | 0.00022322 | 0.00011416 | 0.38 | 0.1951 | 0.728 | 0.11041 | 0.62212 | 0.028332 | 0.18037
4721 | 1 | 0.0001363 | 0 | 0.0012999 | 0.00016448 | 0.00011416 | 0.31 | 0.1886 | 0.7608 | 0.12531 | 0.61567 | 0.0086474 | 0
4722 | 1 | 0.00013801 | 0 | 0.0011575 | 0.00011748 | 0.00011416 | 0.15 | 0.1797 | 0.7258 | 0.097542 | 0.61843 | 0.00079265 | 0
4723 | 1 | 0.00014461 | 0 | 0.00093038 | 8.8113e-05 | 0.00011416 | 0.04 | 0.1791 | 0.6909 | 0.12426 | 0.6129 | 4.1009e-05 | 0.007722
4724 | 1 | 0.00015444 | 0 | 0.00059208 | 5.8742e-05 | 0.00011416 | 0.01 | 0.1812 | 0.6209 | 0.14796 | 0.62028 | 0.0078515 | 0
4725 | 1 | 0.00016033 | 0 | 0.00040834 | 3.7595e-05 | 0.00011416 | 0 | 0.177 | 0.5536 | 0.15742 | 0.62028 | 0.019261 | 0
4726 | 1 | 0.00016375 | 0 | 0.00029985 | 2.3497e-05 | 0.00011416 | 0 | 0.1617 | 0.5322 | 0.13796 | 0.59539 | 0.017646 | 0
4727 | 1 | 0.00015627 | 0 | 0.00021914 | 9.3987e-06 | 0.00011416 | 0 | 0.1545 | 0.4961 | 0.097597 | 0.56313 | 0.010054 | 0
4728 | 1 | 0.00015036 | 0 | 0.00015405 | 5.8742e-06 | 0.00011416 | 0 | 0.1527 | 0.512 | 0.099247 | 0.54286 | 0.0013373 | 0
4729 | 1 | 0.00014136 | 0 | 0.00010469 | 2.3497e-06 | 0.00011416 | 0 | 0.1417 | 0.5565 | 0.060263 | 0.52074 | 0.0069846 | 0
4730 | 1 | 0.00013401 | 0 | 5.5198e-05 | 1.1748e-06 | 0.00011416 | 0 | 0.1317 | 0.583 | 0.041898 | 0.52258 | 0.039075 | 0
4731 | 1 | 0.00013188 | 0 | 8.1211e-06 | 1.4098e-05 | 0.00011416 | 0 | 0.1318 | 0.5885 | 0.046297 | 0.53088 | 0.047408 | 0
4732 | 1 | 0.00013 | 0 | 0 | 3.7595e-05 | 0.00011416 | 0 | 0.123 | 0.5621 | 0.044702 | 0.52903 | 0.032113 | 0
4733 | 1 | 0.00013079 | 0 | 0 | 9.3987e-05 | 0.00011416 | 0 | 0.1129 | 0.5222 | 0.03354 | 0.51889 | 0.0097645 | 0
4734 | 1 | 0.00013929 | 0 | 0 | 0.0001821 | 0.00011416 | 0 | 0.0967 | 0.4742 | 0.057679 | 0.53641 | 0.0008213 | 0
4735 | 1 | 0.00014203 | 0 | 0.00017663 | 0.0001586 | 0.00011416 | 0.03 | 0.0692 | 0.5106 | 0.069995 | 0.54839 | 7.933e-05 | 0.0080451
4736 | 1 | 0.00014401 | 0 | 0.00044209 | 0.00014685 | 0.00011416 | 0.18 | 0.0789 | 0.5465 | 0.11261 | 0.58157 | 0.0094656 | 0.11489
4737 | 1 | 0.00014584 | 0 | 0.00071999 | 0.00016448 | 0.00011416 | 0.35 | 0.0981 | 0.5033 | 0.21823 | 0.6341 | 0.021915 | 0.31003
4738 | 1 | 0.00014318 | 0 | 0.00095258 | 0.00018797 | 0.00011416 | 0.54 | 0.1176 | 0.4961 | 0.24028 | 0.66728 | 0.019427 | 0.019333
4739 | 1 | 0.00013945 | 0 | 0.0011397 | 0.00020677 | 0.00011416 | 0.65 | 0.1386 | 0.5394 | 0.22703 | 0.68111 | 0.010619 | 0.48128
4740 | 1 | 0.00013894 | 0 | 0.0012724 | 0.00018797 | 0.00011416 | 0.66 | 0.1623 | 0.6008 | 0.25925 | 0.6977 | 0.0013373 | 0
4741 | 1 | 0.00013821 | 0 | 0.0013489 | 0.00019032 | 0.00011416 | 0.36 | 0.1797 | 0.6481 | 0.24171 | 0.66728 | 0.0087032 | 0.036927
4742 | 1 | 0.00013552 | 0 | 0.0013547 | 0.00021382 | 0.00011416 | 0.68 | 0.1924 | 0.6766 | 0.19827 | 0.64055 | 0.046912 | 0.80766
4743 | 1 | 0.00013326 | 0 | 0.0013183 | 0.00022322 | 0.00011416 | 0.63 | 0.1971 | 0.6885 | 0.17265 | 0.6129 | 0.057314 | 0.3434
4744 | 1 | 0.00013514 | 0 | 0.0012669 | 0.00022322 | 0.00011416 | 0.42 | 0.1869 | 0.6814 | 0.16754 | 0.60737 | 0.038394 | 0.19068
4745 | 1 | 0.00013722 | 0 | 0.0011868 | 0.00016448 | 0.00011416 | 0.35 | 0.1686 | 0.6404 | 0.18436 | 0.59631 | 0.011614 | 0.26021
4746 | 1 | 0.00013846 | 0 | 0.0010543 | 0.00011748 | 0.00011416 | 0.15 | 0.1481 | 0.555 | 0.15528 | 0.6 | 0.00086555 | 0.1639
4747 | 1 | 0.00014317 | 0 | 0.00085906 | 8.8113e-05 | 0.00011416 | 0.03 | 0.1394 | 0.4464 | 0.12943 | 0.59816 | 0.00017275 | 0
4748 | 1 | 0.00014945 | 0 | 0.00059373 | 5.8742e-05 | 0.00011416 | 0.01 | 0.1538 | 0.357 | 0.13911 | 0.60276 | 0.012279 | 0
4749 | 1 | 0.00015322 | 0 | 0.00042572 | 3.7595e-05 | 0.00011416 | 0 | 0.1673 | 0.3403 | 0.16644 | 0.59539 | 0.026338 | 0
4750 | 1 | 0.00015571 | 0 | 0.00031419 | 2.3497e-05 | 0.00011416 | 0 | 0.1663 | 0.3157 | 0.16165 | 0.58341 | 0.022319 | 0
4751 | 1 | 0.00014924 | 0 | 0.00022752 | 9.3987e-06 | 0.00011416 | 0 | 0.1555 | 0.3037 | 0.11981 | 0.56313 | 0.011505 | 0
4752 | 1 | 0.00014507 | 0 | 0.00015126 | 5.8742e-06 | 0.00011416 | 0 | 0.1378 | 0.3361 | 0.14939 | 0.53456 | 0.0013373 | 0
4753 | 1 | 0.00013775 | 0 | 9.2759e-05 | 2.3497e-06 | 0.00011416 | 0 | 0.1251 | 0.3265 | 0.13108 | 0.52719 | 0.012157 | 0
4754 | 1 | 0.00013087 | 0 | 3.7053e-05 | 1.1748e-06 | 0.00011416 | 0 | 0.1171 | 0.201 | 0.074944 | 0.52719 | 0.062188 | 0
4755 | 1 | 0.00012692 | 0 | 0 | 1.4098e-05 | 0.00011416 | 0 | 0.1057 | 0.1225 | 0.050751 | 0.51613 | 0.076735 | 0
4756 | 1 | 0.00012312 | 0 | 0 | 3.7595e-05 | 0.00011416 | 0 | 0.0853 | 0.1557 | 0.033815 | 0.50876 | 0.050594 | 0
4757 | 1 | 0.00012114 | 0 | 0 | 9.3987e-05 | 0.00011416 | 0 | 0.0739 | 0.2407 | 0.029362 | 0.50046 | 0.015193 | 0
4758 | 1 | 0.00012103 | 0 | 0 | 0.0001821 | 0.00011416 | 0 | 0.0808 | 0.2372 | 0.037829 | 0.49677 | 0.00094279 | 0
4759 | 1 | 0.00011633 | 0 | 0.00010735 | 0.0001586 | 0.00011416 | 0.02 | 0.0714 | 0.2131 | 0.050751 | 0.50046 | 0.00045479 | 0.0048583
4760 | 1 | 0.00011256 | 0 | 0.00038436 | 0.00014685 | 0.00011416 | 0.17 | 0.0923 | 0.2109 | 0.091769 | 0.52442 | 0.01812 | 0.0032091
4761 | 1 | 0.00011333 | 0 | 0.0006573 | 0.00016448 | 0.00011416 | 0.37 | 0.1475 | 0.1894 | 0.12619 | 0.54562 | 0.034965 | 0.24142
4762 | 1 | 0.0001165 | 0 | 0.00086262 | 0.00018797 | 0.00011416 | 0.42 | 0.1768 | 0.1614 | 0.15791 | 0.56866 | 0.027752 | 0.49943
4763 | 1 | 0.0001137 | 0 | 0.001028 | 0.00020677 | 0.00011416 | 0.49 | 0.1937 | 0.1308 | 0.14054 | 0.58341 | 0.013088 | 0.76968
4764 | 1 | 0.00011166 | 0 | 0.0011531 | 0.00018797 | 0.00011416 | 0.7 | 0.2065 | 0.0952 | 0.11343 | 0.60276 | 0.0013373 | 0.89544
4765 | 1 | 0.00011103 | 0 | 0.0012367 | 0.00019032 | 0.00011416 | 0.71 | 0.219 | 0.055 | 0.095563 | 0.58525 | 0.016421 | 0.93608
4766 | 1 | 0.00010792 | 0 | 0.0012754 | 0.00021382 | 0.00011416 | 0.67 | 0.2291 | 0.0236 | 0.058998 | 0.55576 | 0.080465 | 0.76415
4767 | 1 | 0.00010418 | 0 | 0.0012614 | 0.00022322 | 0.00011416 | 0.55 | 0.2383 | 0.0135 | 0.038269 | 0.52258 | 0.10011 | 0.6226
4768 | 1 | 0.00010381 | 0 | 0.0012017 | 0.00022322 | 0.00011416 | 0.36 | 0.2421 | 0.0068 | 0.032276 | 0.51613 | 0.065138 | 0.57937
4769 | 1 | 0.00010682 | 0 | 0.001096 | 0.00016448 | 0.00011416 | 0.32 | 0.2357 | 0.0137 | 0.036345 | 0.52258 | 0.019439 | 0.24442
4770 | 1 | 0.00011039 | 0 | 0.00095068 | 0.00011748 | 0.00011416 | 0.15 | 0.2221 | 0.065 | 0.042668 | 0.51613 | 0.0010245 | 0.17951
4771 | 1 | 0.00011803 | 0 | 0.00076034 | 8.8113e-05 | 0.00011416 | 0.04 | 0.1951 | 0.2256 | 0.058558 | 0.5235 | 0.00094438 | 0.011622
4772 | 1 | 0.00013062 | 0 | 0.00047699 | 5.8742e-05 | 0.00011416 | 0.01 | 0.1798 | 0.3486 | 0.094023 | 0.54747 | 0.02557 | 0
4773 | 1 | 0.00013894 | 0 | 0.00031444 | 3.7595e-05 | 0.00011416 | 0 | 0.1643 | 0.3157 | 0.11976 | 0.57235 | 0.045297 | 0
4774 | 1 | 0.00014349 | 0 | 0.00022206 | 2.3497e-05 | 0.00011416 | 0 | 0.1437 | 0.143 | 0.1638 | 0.58802 | 0.034002 | 0
4775 | 1 | 0.00013756 | 0 | 0.00015456 | 9.3987e-06 | 0.00011416 | 0 | 0.1343 | 0.0498 | 0.17782 | 0.58341 | 0.014811 | 0
4776 | 1 | 0.00013082 | 0 | 0.00010469 | 5.8742e-06 | 0.00011416 | 0 | 0.1246 | 0.1502 | 0.14169 | 0.53825 | 0.0013373 | 0
4777 | 1 | 0.00012333 | 0 | 5.9893e-05 | 2.3497e-06 | 0.00011416 | 0 | 0.1135 | 0.4041 | 0.06928 | 0.51797 | 0.02158 | 0
4778 | 1 | 0.00011746 | 0 | 1.2055e-05 | 1.1748e-06 | 0.00011416 | 0 | 0.1006 | 0.4464 | 0.040688 | 0.50599 | 0.10201 | 0
4779 | 1 | 0.00011287 | 0 | 0 | 1.4098e-05 | 0.00011416 | 0 | 0.0875 | 0.4522 | 0.035135 | 0.50507 | 0.12781 | 0
4780 | 1 | 0.0001096 | 0 | 0 | 3.7595e-05 | 0.00011416 | 0 | 0.083 | 0.4902 | 0.034035 | 0.49309 | 0.082233 | 0
4781 | 1 | 0.00010808 | 0 | 0 | 9.3987e-05 | 0.00011416 | 0 | 0.0808 | 0.5607 | 0.043108 | 0.51889 | 0.024412 | 0
4782 | 1 | 0.0001068 | 0 | 0 | 0.0001821 | 0.00011416 | 0 | 0.0754 | 0.5265 | 0.041018 | 0.5106 | 0.0011108 | 0
4783 | 1 | 9.7397e-05 | 0 | 0.0001208 | 0.0001586 | 0.00011416 | 0.03 | 0.0574 | 0.6035 | 0.034695 | 0.5023 | 0.0016988 | 0.015689
4784 | 1 | 8.9648e-05 | 0 | 0.00038702 | 0.00014685 | 0.00011416 | 0.18 | 0.0669 | 0.6754 | 0.048001 | 0.51889 | 0.034824 | 0.17537
4785 | 1 | 8.7056e-05 | 0 | 0.00064576 | 0.00016448 | 0.00011416 | 0.37 | 0.0798 | 0.7115 | 0.053665 | 0.53364 | 0.057486 | 0.40064
4786 | 1 | 8.6834e-05 | 0 | 0.00086021 | 0.00018797 | 0.00011416 | 0.5 | 0.0881 | 0.729 | 0.057294 | 0.54562 | 0.041127 | 0.6658
4787 | 1 | 8.4619e-05 | 0 | 0.0010349 | 0.00020677 | 0.00011416 | 0.59 | 0.0955 | 0.7396 | 0.050311 | 0.54839 | 0.016678 | 0.91873
4788 | 1 | 8.3654e-05 | 0 | 0.0011688 | 0.00018797 | 0.00011416 | 0.72 | 0.1052 | 0.7569 | 0.065321 | 0.56866 | 0.0013373 | 0.92773
4789 | 1 | 8.4855e-05 | 0 | 0.0012551 | 0.00019032 | 0.00011416 | 0.29 | 0.1138 | 0.7676 | 0.072414 | 0.57327 | 0.029075 | 0.98735
4790 | 1 | 8.5722e-05 | 0 | 0.001298 | 0.00021382 | 0.00011416 | 0.66 | 0.1197 | 0.7578 | 0.066696 | 0.54931 | 0.13256 | 0.93315
4791 | 1 | 8.4071e-05 | 0 | 0.0012989 | 0.00022322 | 0.00011416 | 0.62 | 0.1235 | 0.7406 | 0.0524 | 0.52166 | 0.16727 | 0.83511
4792 | 1 | 8.4451e-05 | 0 | 0.001257 | 0.00022322 | 0.00011416 | 0.5 | 0.1296 | 0.7343 | 0.048111 | 0.52166 | 0.1064 | 0.65628
4793 | 1 | 8.7081e-05 | 0 | 0.0011697 | 0.00016448 | 0.00011416 | 0.35 | 0.1371 | 0.7447 | 0.044152 | 0.51521 | 0.031417 | 0.43693
4794 | 1 | 9.236e-05 | 0 | 0.0010385 | 0.00011748 | 0.00011416 | 0.15 | 0.1457 | 0.7508 | 0.054105 | 0.5318 | 0.0012206 | 0.21414
4795 | 1 | 0.00010211 | 0 | 0.00085158 | 8.8113e-05 | 0.00011416 | 0.04 | 0.157 | 0.7126 | 0.08858 | 0.54562 | 0.0030341 | 0.014397
4796 | 1 | 0.00011754 | 0 | 0.00056277 | 5.8742e-05 | 0.00011416 | 0.01 | 0.1643 | 0.6314 | 0.12789 | 0.56498 | 0.048587 | 0
4797 | 1 | 0.00013092 | 0 | 0.0003992 | 3.7595e-05 | 0.00011416 | 0 | 0.1464 | 0.6481 | 0.19299 | 0.57972 | 0.074782 | 0
4798 | 1 | 0.00014418 | 0 | 0.00031419 | 2.3497e-05 | 0.00011416 | 0 | 0.127 | 0.6705 | 0.26255 | 0.58249 | 0.050911 | 0
4799 | 1 | 0.00013952 | 0 | 0.00025239 | 9.3987e-06 | 0.00011416 | 0 | 0.1175 | 0.6481 | 0.18975 | 0.57788 | 0.019119 | 0
4800 | 1 | 0.00013102 | 0 | 0.00019072 | 5.8742e-06 | 0.00011416 | 0 | 0.1124 | 0.6681 | 0.098642 | 0.54009 | 0.0013373 | 0
4801 | 1 | 0.00012254 | 0 | 0.00013907 | 2.3497e-06 | 0.00011416 | 0 | 0.1077 | 0.6481 | 0.048661 | 0.52074 | 0.038131 | 0
4802 | 1 | 0.00011728 | 0 | 9.4916e-05 | 1.1748e-06 | 0.00011416 | 0 | 0.0989 | 0.6644 | 0.038269 | 0.50968 | 0.16868 | 0
4803 | 1 | 0.0001158 | 0 | 5.2914e-05 | 1.4098e-05 | 0.00011416 | 0 | 0.0913 | 0.6656 | 0.035135 | 0.50783 | 0.21411 | 0
4804 | 1 | 0.00011621 | 0 | 5.964e-06 | 3.7595e-05 | 0.00011416 | 0 | 0.0851 | 0.6314 | 0.037719 | 0.52258 | 0.1349 | 0
4805 | 1 | 0.00011916 | 0 | 0 | 9.3987e-05 | 0.00011416 | 0 | 0.0794 | 0.6129 | 0.055919 | 0.5106 | 0.039648 | 0
4806 | 1 | 0.00013085 | 0 | 7.6136e-06 | 0.0001821 | 0.00011416 | 0 | 0.0676 | 0.5308 | 0.065431 | 0.51797 | 0.0013373 | 0
4807 | 1 | 0.00013354 | 0 | 0.00023145 | 0.0001586 | 0.00011416 | 0.02 | 0.0452 | 0.5019 | 0.07181 | 0.53456 | 0.0049321 | 0.014062
4808 | 1 | 0.00013568 | 0 | 0.00054412 | 0.00014685 | 0.00011416 | 0.18 | 0.027 | 0.5193 | 0.1274 | 0.56682 | 0.065567 | 0.19069
4809 | 1 | 0.0001386 | 0 | 0.00081846 | 0.00016448 | 0.00011416 | 0.37 | 0.0155 | 0.5408 | 0.16468 | 0.59078 | 0.09524 | 0.40695
4810 | 1 | 0.00014166 | 0 | 0.0010129 | 0.00018797 | 0.00011416 | 0.52 | 0.0139 | 0.5885 | 0.23209 | 0.6212 | 0.062136 | 0.61021
4811 | 1 | 0.00014013 | 0 | 0.001162 | 0.00020677 | 0.00011416 | 0.63 | 0.0144 | 0.6443 | 0.26623 | 0.63963 | 0.021786 | 0.75635
4812 | 1 | 0.00014123 | 0 | 0.001272 | 0.00018797 | 0.00011416 | 0.69 | 0.018 | 0.7025 | 0.29263 | 0.66083 | 0.0013373 | 0.86633
4813 | 1 | 0.00014185 | 0 | 0.0013453 | 0.00019032 | 0.00011416 | 0.71 | 0.0248 | 0.7447 | 0.32171 | 0.66083 | 0.046976 | 0.90493
4814 | 1 | 0.00013756 | 0 | 0.0013802 | 0.00021382 | 0.00011416 | 0.69 | 0.0336 | 0.7578 | 0.29532 | 0.63963 | 0.20336 | 0.87105
4815 | 1 | 0.00013496 | 0 | 0.0013737 | 0.00022322 | 0.00011416 | 0.62 | 0.0478 | 0.7519 | 0.26315 | 0.63041 | 0.25925 | 0.76573
4816 | 1 | 0.00013743 | 0 | 0.0013262 | 0.00022322 | 0.00011416 | 0.5 | 0.0673 | 0.7312 | 0.23995 | 0.62857 | 0.1622 | 0.39218
4817 | 1 | 0.0001407 | 0 | 0.0012437 | 0.00016448 | 0.00011416 | 0.34 | 0.0878 | 0.6885 | 0.19657 | 0.62304 | 0.047516 | 0.3461
4818 | 1 | 0.00014108 | 0 | 0.001121 | 0.00011748 | 0.00011416 | 0.15 | 0.1094 | 0.6116 | 0.15775 | 0.61014 | 0.0014402 | 0.081064
4819 | 1 | 0.00014455 | 0 | 0.00094383 | 8.8113e-05 | 0.00011416 | 0.03 | 0.1398 | 0.4888 | 0.13224 | 0.61198 | 0.0070149 | 0.01121
4820 | 1 | 0.00015246 | 0 | 0.00065667 | 5.8742e-05 | 0.00011416 | 0.01 | 0.1683 | 0.3711 | 0.12773 | 0.59447 | 0.082421 | 0
4821 | 1 | 0.0001577 | 0 | 0.00049196 | 3.7595e-05 | 0.00011416 | 0 | 0.1706 | 0.3444 | 0.1539 | 0.59816 | 0.11489 | 0
4822 | 1 | 0.00016134 | 0 | 0.00039324 | 2.3497e-05 | 0.00011416 | 0 | 0.1595 | 0.3683 | 0.18079 | 0.59263 | 0.072661 | 0
4823 | 1 | 0.00015155 | 0 | 0.00031914 | 9.3987e-06 | 0.00011416 | 0 | 0.1466 | 0.4186 | 0.12652 | 0.56037 | 0.02419 | 0
4824 | 1 | 0.00014413 | 0 | 0.00025264 | 5.8742e-06 | 0.00011416 | 0 | 0.1282 | 0.4581 | 0.12322 | 0.54839 | 0.0013373 | 0
4825 | 1 | 0.00013482 | 0 | 0.00019732 | 2.3497e-06 | 0.00011416 | 0 | 0.1063 | 0.4771 | 0.076868 | 0.54194 | 0.059277 | 0
4826 | 1 | 0.00012843 | 0 | 0.00015151 | 1.1748e-06 | 0.00011416 | 0 | 0.0878 | 0.4873 | 0.03475 | 0.52995 | 0.25088 | 0
4827 | 1 | 0.00012581 | 0 | 0.0001189 | 1.4098e-05 | 0.00011416 | 0 | 0.0739 | 0.5077 | 0.03365 | 0.53088 | 0.32128 | 0
4828 | 1 | 0.00012587 | 0 | 8.0704e-05 | 3.7595e-05 | 0.00011416 | 0 | 0.0651 | 0.5077 | 0.035465 | 0.52903 | 0.19955 | 0
4829 | 1 | 0.0001292 | 0 | 3.3373e-05 | 9.3987e-05 | 0.00011416 | 0 | 0.0578 | 0.4786 | 0.042118 | 0.53641 | 0.058253 | 0
4830 | 1 | 0.00013527 | 0 | 7.1314e-05 | 0.0001821 | 0.00011416 | 0 | 0.0474 | 0.3754 | 0.058943 | 0.53641 | 0.0015704 | 0
4831 | 1 | 0.00013795 | 0 | 0.00027079 | 0.0001586 | 0.00011416 | 0.03 | 0.0304 | 0.3458 | 0.1224 | 0.54839 | 0.010201 | 0.012814
4832 | 1 | 0.00013979 | 0 | 0.00056823 | 0.00014685 | 0.00011416 | 0.18 | 0.0347 | 0.3854 | 0.17199 | 0.56682 | 0.10618 | 0.19402
4833 | 1 | 0.00014196 | 0 | 0.00084307 | 0.00016448 | 0.00011416 | 0.37 | 0.0553 | 0.364 | 0.22379 | 0.63594 | 0.14184 | 0.40734
4834 | 1 | 0.00014356 | 0 | 0.0010489 | 0.00018797 | 0.00011416 | 0.53 | 0.0708 | 0.3584 | 0.23302 | 0.65253 | 0.086783 | 0.61078
4835 | 1 | 0.00014149 | 0 | 0.0012046 | 0.00020677 | 0.00011416 | 0.64 | 0.0811 | 0.3782 | 0.22791 | 0.66728 | 0.0273 | 0.78392
4836 | 1 | 0.00014299 | 0 | 0.0013185 | 0.00018797 | 0.00011416 | 0.71 | 0.0925 | 0.4027 | 0.24699 | 0.6682 | 0.0013373 | 0.89768
4837 | 1 | 0.00014311 | 0 | 0.0013886 | 0.00019032 | 0.00011416 | 0.73 | 0.1067 | 0.4186 | 0.21422 | 0.66267 | 0.071033 | 0.9057
4838 | 1 | 0.000139 | 0 | 0.0014154 | 0.00021382 | 0.00011416 | 0.71 | 0.1227 | 0.4186 | 0.17331 | 0.62396 | 0.29571 | 0.87181
4839 | 1 | 0.00013637 | 0 | 0.0014004 | 0.00022322 | 0.00011416 | 0.63 | 0.1393 | 0.407 | 0.15346 | 0.59539 | 0.37996 | 0.78028
4840 | 1 | 0.00013824 | 0 | 0.0013548 | 0.00022322 | 0.00011416 | 0.51 | 0.1477 | 0.3825 | 0.14087 | 0.58618 | 0.23473 | 0.6028
4841 | 1 | 0.00014189 | 0 | 0.0012699 | 0.00016448 | 0.00011416 | 0.34 | 0.1557 | 0.357 | 0.11844 | 0.57512 | 0.068347 | 0.41507
4842 | 1 | 0.00014362 | 0 | 0.0011404 | 0.00011748 | 0.00011416 | 0.15 | 0.1698 | 0.3389 | 0.096717 | 0.56682 | 0.0016847 | 0.19702
4843 | 1 | 0.00014717 | 0 | 0.00094878 | 8.8113e-05 | 0.00011416 | 0.05 | 0.1835 | 0.3279 | 0.11288 | 0.5871 | 0.013496 | 0.013149
4844 | 1 | 0.00015467 | 0 | 0.0006502 | 5.8742e-05 | 0.00011416 | 0 | 0.2003 | 0.3279 | 0.08924 | 0.57327 | 0.12916 | 0
4845 | 1 | 0.00015959 | 0 | 0.00048841 | 3.7595e-05 | 0.00011416 | 0 | 0.2018 | 0.3238 | 0.12366 | 0.57604 | 0.16727 | 0
4846 | 1 | 0.00016142 | 0 | 0.00038119 | 2.3497e-05 | 0.00011416 | 0 | 0.1915 | 0.3211 | 0.13416 | 0.59078 | 0.099862 | 0
4847 | 1 | 0.00015379 | 0 | 0.00028754 | 9.3987e-06 | 0.00011416 | 0 | 0.1784 | 0.3037 | 0.095673 | 0.58433 | 0.030087 | 0
4848 | 1 | 0.00014684 | 0 | 0.00020899 | 5.8742e-06 | 0.00011416 | 0 | 0.1646 | 0.2984 | 0.090009 | 0.57235 | 0.0013373 | 0
4849 | 1 | 0.0001373 | 0 | 0.00014669 | 2.3497e-06 | 0.00011416 | 0 | 0.1519 | 0.2854 | 0.045747 | 0.55207 | 0.081485 | 0
4850 | 1 | 0.00013167 | 0 | 8.7556e-05 | 1.1748e-06 | 0.00011416 | 0 | 0.1389 | 0.2479 | 0.032661 | 0.553 | 0.3352 | 0
4851 | 1 | 0.00012966 | 0 | 2.8424e-05 | 1.4098e-05 | 0.00011416 | 0 | 0.128 | 0.212 | 0.030131 | 0.54378 | 0.43173 | 0
4852 | 1 | 0.0001288 | 0 | 0 | 3.7595e-05 | 0.00011416 | 0 | 0.1131 | 0.1821 | 0.046682 | 0.55023 | 0.26569 | 0
4853 | 1 | 0.00012982 | 0 | 0 | 9.3987e-05 | 0.00011416 | 0 | 0.1024 | 0.125 | 0.043768 | 0.52811 | 0.077214 | 0
4854 | 1 | 0.00013843 | 0 | 0 | 0.0001821 | 0.00011416 | 0 | 0.0882 | 0.0448 | 0.048661 | 0.53917 | 0.00178 | 0
4855 | 1 | 0.00014251 | 0 | 0.00014491 | 0.0001586 | 0.00011416 | 0.03 | 0.0642 | 0.018 | 0.085336 | 0.54194 | 0.016592 | 0.012435
4856 | 1 | 0.00014475 | 0 | 0.00040961 | 0.00014685 | 0.00011416 | 0.18 | 0.0487 | 0.0319 | 0.11904 | 0.57788 | 0.14976 | 0.19009
4857 | 1 | 0.00014705 | 0 | 0.00068421 | 0.00016448 | 0.00011416 | 0.37 | 0.0435 | 0.0483 | 0.15423 | 0.60553 | 0.18967 | 0.39973
4858 | 1 | 0.00014727 | 0 | 0.00088774 | 0.00018797 | 0.00011416 | 0.53 | 0.0498 | 0.1031 | 0.17254 | 0.63318 | 0.11122 | 0.62121
4859 | 1 | 0.00014496 | 0 | 0.0010444 | 0.00020677 | 0.00011416 | 0.63 | 0.0634 | 0.2109 | 0.20641 | 0.67189 | 0.032448 | 0.7847
4860 | 1 | 0.00014526 | 0 | 0.0011654 | 0.00018797 | 0.00011416 | 0.7 | 0.0824 | 0.3584 | 0.22917 | 0.68111 | 0.0013373 | 0.91444
4861 | 1 | 0.00014509 | 0 | 0.0012489 | 0.00019032 | 0.00011416 | 0.72 | 0.1058 | 0.4902 | 0.23566 | 0.69124 | 0.092915 | 0.9393
4862 | 1 | 0.00014061 | 0 | 0.0012861 | 0.00021382 | 0.00011416 | 0.69 | 0.1336 | 0.5522 | 0.20119 | 0.66544 | 0.37805 | 0.90365
4863 | 1 | 0.00013695 | 0 | 0.0012836 | 0.00022322 | 0.00011416 | 0.62 | 0.1635 | 0.5803 | 0.15962 | 0.64147 | 0.48802 | 0.78105
4864 | 1 | 0.00013644 | 0 | 0.0012396 | 0.00022322 | 0.00011416 | 0.51 | 0.19 | 0.5858 | 0.12685 | 0.62581 | 0.29924 | 0.60342
4865 | 1 | 0.00014099 | 0 | 0.0011439 | 0.00016448 | 0.00011416 | 0.35 | 0.2154 | 0.5663 | 0.11382 | 0.62488 | 0.086816 | 0.38021
4866 | 1 | 0.00014399 | 0 | 0.0010088 | 0.00011748 | 0.00011416 | 0.15 | 0.2459 | 0.5207 | 0.091274 | 0.59724 | 0.0018789 | 0.19
4867 | 1 | 0.000148 | 0 | 0.00082734 | 8.8113e-05 | 0.00011416 | 0.04 | 0.2763 | 0.4698 | 0.075768 | 0.5871 | 0.020128 | 0.012669
4868 | 1 | 0.00015479 | 0 | 0.00055807 | 5.8742e-05 | 0.00011416 | 0 | 0.2933 | 0.4551 | 0.081157 | 0.58433 | 0.17244 | 0
4869 | 1 | 0.00015866 | 0 | 0.0004105 | 3.7595e-05 | 0.00011416 | 0 | 0.3015 | 0.4581 | 0.091769 | 0.5871 | 0.214 | 0
4870 | 1 | 0.00016108 | 0 | 0.0003152 | 2.3497e-05 | 0.00011416 | 0 | 0.2835 | 0.4288 | 0.092594 | 0.58157 | 0.12342 | 0
4871 | 1 | 0.00015315 | 0 | 0.00022511 | 9.3987e-06 | 0.00011416 | 0 | 0.2588 | 0.394 | 0.046352 | 0.56774 | 0.03493 | 0
4872 | 1 | 0.00014839 | 0 | 0.00013374 | 5.8742e-06 | 0.00011416 | 0 | 0.2357 | 0.3361 | 0.064607 | 0.55945 | 0.0013373 | 0
4873 | 1 | 0.00014007 | 0 | 5.5579e-05 | 2.3497e-06 | 0.00011416 | 0 | 0.2061 | 0.2854 | 0.054434 | 0.56406 | 0.099011 | 0
4874 | 1 | 0.00013471 | 0 | 0 | 1.1748e-06 | 0.00011416 | 0 | 0.1796 | 0.2516 | 0.047836 | 0.55392 | 0.40079 | 0
4875 | 1 | 0.00013069 | 0 | 0 | 1.4098e-05 | 0.00011416 | 0 | 0.1638 | 0.2244 | 0.046682 | 0.55853 | 0.5179 | 0
4876 | 1 | 0.00012832 | 0 | 0 | 3.7595e-05 | 0.00011416 | 0 | 0.1522 | 0.1989 | 0.043053 | 0.553 | 0.31703 | 0
4877 | 1 | 0.00012891 | 0 | 0 | 9.3987e-05 | 0.00011416 | 0 | 0.1394 | 0.1914 | 0.044427 | 0.5447 | 0.091902 | 0
4878 | 1 | 0.00013707 | 0 | 0 | 0.0001821 | 0.00011416 | 0 | 0.1189 | 0.13 | 0.073624 | 0.5447 | 0.0019297 | 0
4879 | 1 | 0.00014448 | 0 | 7.1694e-05 | 0.0001586 | 0.00011416 | 0.02 | 0.0855 | 0.0875 | 0.13108 | 0.553 | 0.022071 | 0.011388
4880 | 1 | 0.00014571 | 0 | 0.00034756 | 0.00014685 | 0.00011416 | 0.18 | 0.0545 | 0.0434 | 0.15159 | 0.58986 | 0.18459 | 0.17959
4881 | 1 | 0.0001456 | 0 | 0.00065591 | 0.00016448 | 0.00011416 | 0.37 | 0.0355 | 0.0177 | 0.15896 | 0.63226 | 0.2269 | 0.38503
4882 | 1 | 0.00014474 | 0 | 0.00089726 | 0.00018797 | 0.00011416 | 0.53 | 0.0363 | 0.0094 | 0.18662 | 0.65253 | 0.12983 | 0.57938
4883 | 1 | 0.00014185 | 0 | 0.0010717 | 0.00020677 | 0.00011416 | 0.64 | 0.0448 | 0.0031 | 0.21944 | 0.66912 | 0.036217 | 0.74384
4884 | 1 | 0.00014176 | 0 | 0.0012019 | 0.00018797 | 0.00011416 | 0.31 | 0.0551 | 0.0002 | 0.2471 | 0.69032 | 0.0013373 | 0.83684
4885 | 1 | 0.00014203 | 0 | 0.0012901 | 0.00019032 | 0.00011416 | 0.67 | 0.0644 | 0 | 0.2565 | 0.70783 | 0.10537 | 0.75446
4886 | 1 | 0.00013661 | 0 | 0.0013333 | 0.00021382 | 0.00011416 | 0.28 | 0.0721 | 0 | 0.22104 | 0.67558 | 0.42441 | 0.40339
4887 | 1 | 0.00013435 | 0 | 0.0013305 | 0.00022322 | 0.00011416 | 0.48 | 0.0808 | 0 | 0.19695 | 0.66267 | 0.54899 | 0.72724
4888 | 1 | 0.00013615 | 0 | 0.001293 | 0.00022322 | 0.00011416 | 0.46 | 0.0927 | 0.0005 | 0.1853 | 0.65622 | 0.33552 | 0.60307
4889 | 1 | 0.00014003 | 0 | 0.0012108 | 0.00016448 | 0.00011416 | 0.25 | 0.1093 | 0.0041 | 0.16924 | 0.65806 | 0.097183 | 0.42318
4890 | 1 | 0.00014207 | 0 | 0.00108 | 0.00011748 | 0.00011416 | 0.03 | 0.1305 | 0.0103 | 0.15027 | 0.60369 | 0.0019813 | 0.20347
4891 | 1 | 0.0001471 | 0 | 0.00087645 | 8.8113e-05 | 0.00011416 | 0.04 | 0.1658 | 0.0315 | 0.14395 | 0.58341 | 0.024135 | 0.012814
4892 | 1 | 0.00015508 | 0 | 0.00056899 | 5.8742e-05 | 0.00011416 | 0 | 0.2065 | 0.098 | 0.12602 | 0.57327 | 0.1973 | 0
4893 | 1 | 0.00016064 | 0 | 0.00040491 | 3.7595e-05 | 0.00011416 | 0 | 0.2043 | 0.152 | 0.1434 | 0.58341 | 0.24031 | 0
4894 | 1 | 0.0001636 | 0 | 0.00030365 | 2.3497e-05 | 0.00011416 | 0 | 0.1796 | 0.1721 | 0.14549 | 0.57512 | 0.13647 | 0
4895 | 1 | 0.00015482 | 0 | 0.0002213 | 9.3987e-06 | 0.00011416 | 0 | 0.1585 | 0.1595 | 0.095673 | 0.5659 | 0.037535 | 0
4896 | 1 | 0.0001483 | 0 | 0.00014567 | 5.8742e-06 | 0.00011416 | 0 | 0.1432 | 0.1209 | 0.1208 | 0.54839 | 0.0013373 | 0
4897 | 1 | 0.00014019 | 0 | 8.4003e-05 | 2.3497e-06 | 0.00011416 | 0 | 0.1325 | 0.0816 | 0.05306 | 0.53733 | 0.11199 | 0
4898 | 1 | 0.00013353 | 0 | 3.0835e-05 | 1.1748e-06 | 0.00011416 | 0 | 0.1211 | 0.0715 | 0.031176 | 0.52535 | 0.44895 | 0
4899 | 1 | 0.00013138 | 0 | 0 | 1.4098e-05 | 0.00011416 | 0 | 0.116 | 0.0679 | 0.03574 | 0.52166 | 0.58129 | 0
4900 | 1 | 0.00012872 | 0 | 0 | 3.7595e-05 | 0.00011416 | 0 | 0.1099 | 0.0944 | 0.03596 | 0.52903 | 0.3547 | 0
4901 | 1 | 0.00012983 | 0 | 0 | 9.3987e-05 | 0.00011416 | 0 | 0.1085 | 0.176 | 0.037224 | 0.54101 | 0.10266 | 0
4902 | 1 | 0.00013879 | 0 | 0 | 0.0001821 | 0.00011416 | 0 | 0.1075 | 0.2337 | 0.046847 | 0.5235 | 0.0020339 | 0
4903 | 1 | 0.00014418 | 0 | 0.00010887 | 0.0001586 | 0.00011416 | 0.03 | 0.0886 | 0.2971 | 0.065101 | 0.5318 | 0.026323 | 0.011388
4904 | 1 | 0.00014524 | 0 | 0.00038956 | 0.00014685 | 0.00011416 | 0.18 | 0.1244 | 0.4464 | 0.099027 | 0.56959 | 0.21058 | 0.18221
4905 | 1 | 0.00014686 | 0 | 0.00066136 | 0.00016448 | 0.00011416 | 0.38 | 0.184 | 0.5422 | 0.16171 | 0.62488 | 0.25424 | 0.39259
4906 | 1 | 0.00014816 | 0 | 0.00086008 | 0.00018797 | 0.00011416 | 0.54 | 0.2225 | 0.6116 | 0.17655 | 0.64608 | 0.14333 | 0.58989
4907 | 1 | 0.00014588 | 0 | 0.0010111 | 0.00020677 | 0.00011416 | 0.66 | 0.2505 | 0.7204 | 0.19041 | 0.65346 | 0.038885 | 0.73107
4908 | 1 | 0.0001454 | 0 | 0.0011438 | 0.00018797 | 0.00011416 | 0.72 | 0.2702 | 0.8302 | 0.19536 | 0.65622 | 0.0013373 | 0.86849
4909 | 1 | 0.00014434 | 0 | 0.0012315 | 0.00019032 | 0.00011416 | 0.74 | 0.2895 | 0.9001 | 0.18381 | 0.65714 | 0.11199 | 0.89243
4910 | 1 | 0.00013785 | 0 | 0.0012604 | 0.00021382 | 0.00011416 | 0.72 | 0.3118 | 0.9458 | 0.13015 | 0.61935 | 0.44895 | 0.87325
4911 | 1 | 0.00013492 | 0 | 0.0012361 | 0.00022322 | 0.00011416 | 0.65 | 0.329 | 0.9605 | 0.08759 | 0.60276 | 0.58129 | 0.7677
4912 | 1 | 0.0001371 | 0 | 0.001173 | 0.00022322 | 0.00011416 | 0.52 | 0.3392 | 0.9587 | 0.050036 | 0.58894 | 0.3547 | 0.60378
4913 | 1 | 0.00014112 | 0 | 0.0010634 | 0.00016448 | 0.00011416 | 0.35 | 0.3552 | 0.955 | 0.042503 | 0.59816 | 0.10266 | 0.42287
4914 | 1 | 0.0001438 | 0 | 0.00091477 | 0.00011748 | 0.00011416 | 0.15 | 0.3869 | 0.9418 | 0.037609 | 0.55668 | 0.0020339 | 0.20375
4915 | 1 | 0.00014914 | 0 | 0.0007106 | 8.8113e-05 | 0.00011416 | 0.04 | 0.4035 | 0.8944 | 0.040963 | 0.54286 | 0.026323 | 0.00018943
4916 | 1 | 0.00015523 | 0 | 0.00046176 | 5.8742e-05 | 0.00011416 | 0 | 0.416 | 0.8563 | 0.044097 | 0.55023 | 0.21058 | 0
4917 | 1 | 0.00015758 | 0 | 0.00031774 | 3.7595e-05 | 0.00011416 | 0 | 0.4255 | 0.8977 | 0.059438 | 0.57143 | 0.25424 | 0
4918 | 1 | 0.000158 | 0 | 0.0002194 | 2.3497e-05 | 0.00011416 | 0 | 0.4181 | 0.9444 | 0.045857 | 0.54562 | 0.14333 | 0
4919 | 1 | 0.0001505 | 0 | 0.00013958 | 9.3987e-06 | 0.00011416 | 0 | 0.4136 | 0.924 | 0.043053 | 0.53364 | 0.038885 | 0
4920 | 1 | 0.00014705 | 0 | 6.4208e-05 | 5.8742e-06 | 0.00011416 | 0 | 0.3972 | 0.8703 | 0.042118 | 0.51152 | 0.0013373 | 0
4921 | 1 | 0.00014015 | 0 | 0 | 2.3497e-06 | 0.00011416 | 0 | 0.3776 | 0.8324 | 0.038324 | 0.50968 | 0.10864 | 0
4922 | 1 | 0.00013093 | 0 | 0 | 1.1748e-06 | 0.00011416 | 0 | 0.3508 | 0.8067 | 0.040798 | 0.51336 | 0.43657 | 0
4923 | 1 | 0.00012501 | 0 | 0 | 1.4098e-05 | 0.00011416 | 0 | 0.3213 | 0.7695 | 0.041348 | 0.51244 | 0.56498 | 0
4924 | 1 | 0.00012148 | 0 | 0 | 3.7595e-05 | 0.00011416 | 0 | 0.302 | 0.707 | 0.041568 | 0.52258 | 0.34502 | 0
4925 | 1 | 0.00011835 | 0 | 0 | 9.3987e-05 | 0.00011416 | 0 | 0.2869 | 0.6288 | 0.031671 | 0.50599 | 0.099898 | 0
4926 | 1 | 0.00011861 | 0 | 0 | 0.0001821 | 0.00011416 | 0 | 0.2728 | 0.5351 | 0.038599 | 0.51982 | 0.0020075 | 0
4927 | 1 | 0.00011945 | 0 | 0 | 0.0001586 | 0.00011416 | 0.02 | 0.2703 | 0.5579 | 0.045142 | 0.51613 | 0.025213 | 0.01258
4928 | 1 | 0.00012324 | 0 | 8.5653e-05 | 0.00014685 | 0.00011416 | 0.18 | 0.2465 | 0.4683 | 0.041898 | 0.50968 | 0.20387 | 0.18821
4929 | 1 | 0.00012466 | 0 | 0.0003081 | 0.00016448 | 0.00011416 | 0.37 | 0.2168 | 0.3854 | 0.045527 | 0.53272 | 0.24721 | 0.39923
4930 | 1 | 0.00012637 | 0 | 0.00050072 | 0.00018797 | 0.00011416 | 0.52 | 0.1947 | 0.332 | 0.063067 | 0.55115 | 0.13987 | 0.6005
4931 | 1 | 0.00012285 | 0 | 0.00067418 | 0.00020677 | 0.00011416 | 0.63 | 0.1729 | 0.3024 | 0.080277 | 0.56682 | 0.038206 | 0.74434
4932 | 1 | 0.00011993 | 0 | 0.00080387 | 0.00018797 | 0.00011416 | 0.7 | 0.1555 | 0.2552 | 0.089624 | 0.56866 | 0.0013373 | 0.83856
4933 | 1 | 0.00011831 | 0 | 0.000897 | 0.00019032 | 0.00011416 | 0.72 | 0.1467 | 0.2256 | 0.10909 | 0.58157 | 0.10216 | 0.86151
4934 | 1 | 0.00011371 | 0 | 0.00095309 | 0.00021382 | 0.00011416 | 0.7 | 0.1454 | 0.2165 | 0.098477 | 0.56959 | 0.41249 | 0.84406
4935 | 1 | 0.00010927 | 0 | 0.00097162 | 0.00022322 | 0.00011416 | 0.62 | 0.1495 | 0.2372 | 0.080497 | 0.5659 | 0.53329 | 0.74166
4936 | 1 | 0.00010657 | 0 | 0.00095423 | 0.00022322 | 0.00011416 | 0.51 | 0.1585 | 0.2841 | 0.066971 | 0.54378 | 0.32619 | 0.58331
4937 | 1 | 0.00010803 | 0 | 0.00088635 | 0.00016448 | 0.00011416 | 0.35 | 0.1773 | 0.3077 | 0.066916 | 0.54378 | 0.094518 | 0.39398
4938 | 1 | 0.00011223 | 0 | 0.0007691 | 0.00011748 | 0.00011416 | 0.15 | 0.1992 | 0.3669 | 0.07082 | 0.54286 | 0.0019554 | 0.18933
4939 | 1 | 0.00012006 | 0 | 0.00058434 | 8.8113e-05 | 0.00011416 | 0.04 | 0.2187 | 0.4114 | 0.061857 | 0.52995 | 0.023087 | 0.011912
4940 | 1 | 0.00013405 | 0 | 0.00027688 | 5.8742e-05 | 0.00011416 | 0 | 0.2397 | 0.3983 | 0.096552 | 0.55484 | 0.19088 | 0
4941 | 1 | 0.00014364 | 0 | 0.00011141 | 3.7595e-05 | 0.00011416 | 0 | 0.2348 | 0.2802 | 0.13708 | 0.58249 | 0.23354 | 0
4942 | 1 | 0.00014945 | 0 | 1.6623e-05 | 2.3497e-05 | 0.00011416 | 0 | 0.2043 | 0.1842 | 0.17293 | 0.58802 | 0.13312 | 0
4943 | 1 | 0.00014068 | 0 | 0 | 9.3987e-06 | 0.00011416 | 0 | 0.1789 | 0.1511 | 0.11002 | 0.57696 | 0.036872 | 0
4944 | 1 | 0.0001314 | 0 | 0 | 5.8742e-06 | 0.00011416 | 0 | 0.148 | 0.1368 | 0.060593 | 0.55023 | 0.0013373 | 0
4945 | 1 | 0.00012241 | 0 | 0 | 2.3497e-06 | 0.00011416 | 0 | 0.1323 | 0.1061 | 0.056799 | 0.51705 | 0.092915 | 0
4946 | 1 | 0.00011483 | 0 | 0 | 1.1748e-06 | 0.00011416 | 0 | 0.1326 | 0.0944 | 0.045747 | 0.51521 | 0.37805 | 0
4947 | 1 | 0.00010978 | 0 | 0 | 1.4098e-05 | 0.00011416 | 0 | 0.1409 | 0.1643 | 0.043768 | 0.52074 | 0.48802 | 0
4948 | 1 | 0.00010734 | 0 | 0 | 3.7595e-05 | 0.00011416 | 0 | 0.1454 | 0.3252 | 0.041183 | 0.50876 | 0.29924 | 0
4949 | 1 | 0.00010574 | 0 | 0 | 9.3987e-05 | 0.00011416 | 0 | 0.1494 | 0.5451 | 0.040358 | 0.51889 | 0.086816 | 0
4950 | 1 | 0.00010545 | 0 | 0 | 0.0001821 | 0.00011416 | 0 | 0.1512 | 0.6182 | 0.037664 | 0.51336 | 0.0018789 | 0
4951 | 1 | 0.00010201 | 0 | 0 | 0.0001586 | 0.00011416 | 0.02 | 0.1302 | 0.6275 | 0.031946 | 0.50415 | 0.020128 | 0.011087
4952 | 1 | 9.5296e-05 | 0 | 0.0002383 | 0.00014685 | 0.00011416 | 0.18 | 0.132 | 0.7025 | 0.044867 | 0.50968 | 0.17244 | 0.18183
4953 | 1 | 8.9648e-05 | 0 | 0.00055109 | 0.00016448 | 0.00011416 | 0.38 | 0.1611 | 0.7447 | 0.042943 | 0.5235 | 0.214 | 0.39166
4954 | 1 | 8.6997e-05 | 0 | 0.00079524 | 0.00018797 | 0.00011416 | 0.54 | 0.1986 | 0.8563 | 0.053885 | 0.53825 | 0.12342 | 0.5903
4955 | 1 | 8.4884e-05 | 0 | 0.00099179 | 0.00020677 | 0.00011416 | 0.65 | 0.227 | 0.9402 | 0.050421 | 0.54839 | 0.03493 | 0.75887
4956 | 1 | 8.2269e-05 | 0 | 0.0011462 | 0.00018797 | 0.00011416 | 0.71 | 0.2486 | 0.9528 | 0.046737 | 0.56682 | 0.0013373 | 0.86931
4957 | 1 | 8.2421e-05 | 0 | 0.0012543 | 0.00019032 | 0.00011416 | 0.73 | 0.266 | 0.9587 | 0.056744 | 0.56959 | 0.078782 | 0.8784
4958 | 1 | 8.2912e-05 | 0 | 0.0013213 | 0.00021382 | 0.00011416 | 0.7 | 0.2782 | 0.9626 | 0.051905 | 0.53917 | 0.32501 | 0.8752
4959 | 1 | 8.0548e-05 | 0 | 0.0013354 | 0.00022322 | 0.00011416 | 0.63 | 0.2825 | 0.9576 | 0.043603 | 0.5318 | 0.41838 | 0.78351
4960 | 1 | 8.0363e-05 | 0 | 0.0012996 | 0.00022322 | 0.00011416 | 0.51 | 0.2811 | 0.9502 | 0.044922 | 0.52627 | 0.25771 | 0.6154
4961 | 1 | 8.3822e-05 | 0 | 0.0012094 | 0.00016448 | 0.00011416 | 0.35 | 0.2713 | 0.9435 | 0.049981 | 0.53272 | 0.074929 | 0.41602
4962 | 1 | 9.0309e-05 | 0 | 0.0010684 | 0.00011748 | 0.00011416 | 0.15 | 0.2559 | 0.9435 | 0.05427 | 0.53733 | 0.0017558 | 0.19964
4963 | 1 | 0.00010243 | 0 | 0.00082429 | 8.8113e-05 | 0.00011416 | 0.04 | 0.2386 | 0.9065 | 0.0706 | 0.54286 | 0.015778 | 0.01199
4964 | 1 | 0.00012007 | 0 | 0.00048004 | 5.8742e-05 | 0.00011416 | 0 | 0.2283 | 0.8958 | 0.1042 | 0.5576 | 0.14442 | 0
4965 | 1 | 0.0001352 | 0 | 0.00030162 | 3.7595e-05 | 0.00011416 | 0 | 0.2008 | 0.9051 | 0.12817 | 0.58525 | 0.1839 | 0
4966 | 1 | 0.00014835 | 0 | 0.00019415 | 2.3497e-05 | 0.00011416 | 0 | 0.1807 | 0.8992 | 0.17139 | 0.58986 | 0.10831 | 0
4967 | 1 | 0.00014375 | 0 | 0.00013095 | 9.3987e-06 | 0.00011416 | 0 | 0.1761 | 0.8831 | 0.12069 | 0.57972 | 0.031847 | 0
4968 | 1 | 0.00013577 | 0 | 7.474e-05 | 5.8742e-06 | 0.00011416 | 0 | 0.1767 | 0.8777 | 0.057294 | 0.50783 | 0.0013373 | 0
4969 | 1 | 0.00012718 | 0 | 1.7004e-05 | 2.3497e-06 | 0.00011416 | 0 | 0.1806 | 0.8601 | 0.03442 | 0.50599 | 0.06616 | 0
4970 | 1 | 0.00012022 | 0 | 0 | 1.1748e-06 | 0.00011416 | 0 | 0.1819 | 0.8444 | 0.030956 | 0.50691 | 0.27718 | 0
4971 | 1 | 0.00011657 | 0 | 0 | 1.4098e-05 | 0.00011416 | 0 | 0.1822 | 0.8498 | 0.025623 | 0.49493 | 0.3557 | 0
4972 | 1 | 0.00011524 | 0 | 0 | 3.7595e-05 | 0.00011416 | 0 | 0.1715 | 0.8444 | 0.026832 | 0.4894 | 0.2202 | 0
4973 | 1 | 0.00011773 | 0 | 0 | 9.3987e-05 | 0.00011416 | 0 | 0.1602 | 0.8242 | 0.026942 | 0.49401 | 0.06418 | 0
4974 | 1 | 0.0001295 | 0 | 0 | 0.0001821 | 0.00011416 | 0 | 0.1481 | 0.8084 | 0.035245 | 0.49217 | 0.0016383 | 0
4975 | 1 | 0.00013805 | 0 | 7.8927e-05 | 0.0001586 | 0.00011416 | 0.03 | 0.1406 | 0.8164 | 0.049651 | 0.49677 | 0.012104 | 0.011466
4976 | 1 | 0.00014063 | 0 | 0.00035187 | 0.00014685 | 0.00011416 | 0.18 | 0.1323 | 0.8919 | 0.067961 | 0.54654 | 0.11961 | 0.18461
4977 | 1 | 0.000143 | 0 | 0.00063446 | 0.00016448 | 0.00011416 | 0.37 | 0.1352 | 0.9117 | 0.1335 | 0.56774 | 0.15676 | 0.39125
4978 | 1 | 0.00014216 | 0 | 0.00086312 | 0.00018797 | 0.00011416 | 0.53 | 0.1439 | 0.9146 | 0.15319 | 0.58157 | 0.094484 | 0.60109
4979 | 1 | 0.00013753 | 0 | 0.0010377 | 0.00020677 | 0.00011416 | 0.64 | 0.157 | 0.9142 | 0.18051 | 0.60737 | 0.02895 | 0.77239
4980 | 1 | 0.00013692 | 0 | 0.0011714 | 0.00018797 | 0.00011416 | 0.7 | 0.174 | 0.9112 | 0.18728 | 0.64424 | 0.0013373 | 0.90141
4981 | 1 | 0.00013598 | 0 | 0.0012646 | 0.00019032 | 0.00011416 | 0.73 | 0.1939 | 0.9069 | 0.19514 | 0.65346 | 0.052888 | 0.89427
4982 | 1 | 0.00013011 | 0 | 0.0013165 | 0.00021382 | 0.00011416 | 0.7 | 0.2146 | 0.8996 | 0.19475 | 0.64885 | 0.22628 | 0.87626
4983 | 1 | 0.00012712 | 0 | 0.0013225 | 0.00022322 | 0.00011416 | 0.63 | 0.2327 | 0.9038 | 0.17381 | 0.61198 | 0.28916 | 0.78343
4984 | 1 | 0.00012834 | 0 | 0.0012822 | 0.00022322 | 0.00011416 | 0.5 | 0.2439 | 0.9056 | 0.1462 | 0.6 | 0.18023 | 0.63755
4985 | 1 | 0.00013277 | 0 | 0.0011938 | 0.00016448 | 0.00011416 | 0.34 | 0.2476 | 0.9015 | 0.14257 | 0.6 | 0.052702 | 0.43104
4986 | 1 | 0.00013582 | 0 | 0.0010504 | 0.00011748 | 0.00011416 | 0.15 | 0.2461 | 0.8766 | 0.12778 | 0.60369 | 0.0015043 | 0.21007
4987 | 1 | 0.0001424 | 0 | 0.00081199 | 8.8113e-05 | 0.00011416 | 0.04 | 0.2414 | 0.7825 | 0.11739 | 0.59724 | 0.0085089 | 0.012603
4988 | 1 | 0.00015321 | 0 | 0.00046392 | 5.8742e-05 | 0.00011416 | 0 | 0.2436 | 0.7137 | 0.1175 | 0.59816 | 0.0938 | 0
4989 | 1 | 0.00016011 | 0 | 0.00029363 | 3.7595e-05 | 0.00011416 | 0 | 0.2396 | 0.7137 | 0.1324 | 0.60461 | 0.12789 | 0
4990 | 1 | 0.00016248 | 0 | 0.00019123 | 2.3497e-05 | 0.00011416 | 0 | 0.2209 | 0.6754 | 0.13455 | 0.59263 | 0.079513 | 0
4991 | 1 | 0.000154 | 0 | 0.00010735 | 9.3987e-06 | 0.00011416 | 0 | 0.1934 | 0.594 | 0.088855 | 0.56866 | 0.025714 | 0
4992 | 1 | 0.00014919 | 0 | 3.3753e-05 | 5.8742e-06 | 0.00011416 | 0 | 0.1642 | 0.538 | 0.0524 | 0.52995 | 0.0013373 | 0
4993 | 1 | 0.00013921 | 0 | 0 | 2.3497e-06 | 0.00011416 | 0 | 0.1417 | 0.5222 | 0.038104 | 0.50138 | 0.041522 | 0
4994 | 1 | 0.00013196 | 0 | 0 | 1.1748e-06 | 0.00011416 | 0 | 0.1219 | 0.4975 | 0.031121 | 0.50046 | 0.18203 | 0
4995 | 1 | 0.00012758 | 0 | 0 | 1.4098e-05 | 0.00011416 | 0 | 0.107 | 0.5106 | 0.027437 | 0.4977 | 0.23148 | 0
4996 | 1 | 0.00012564 | 0 | 0 | 3.7595e-05 | 0.00011416 | 0 | 0.1053 | 0.5207 | 0.027932 | 0.49954 | 0.14542 | 0
4997 | 1 | 0.00012616 | 0 | 0 | 9.3987e-05 | 0.00011416 | 0 | 0.1094 | 0.48 | 0.029911 | 0.49677 | 0.042682 | 0
4998 | 1 | 0.00013555 | 0 | 0 | 0.0001821 | 0.00011416 | 0 | 0.1046 | 0.3584 | 0.048826 | 0.50599 | 0.0013779 | 0
4999 | 1 | 0.00014546 | 0 | 0 | 0.0001586 | 0.00011416 | 0.02 | 0.0916 | 0.3063 | 0.066971 | 0.50691 | 0.0057069 | 0.010675
5000 | 1 | 0.00014533 | 0 | 0.0002798 | 0.00014685 | 0.00011416 | 0.18 | 0.0789 | 0.3486 | 0.10854 | 0.5447 | 0.072001 | 0.17735
5001 | 1 | 0.00014404 | 0 | 0.00060934 | 0.00016448 | 0.00011416 | 0.37 | 0.0764 | 0.3265 | 0.17155 | 0.60461 | 0.10281 | 0.37129
5002 | 1 | 0.0001423 | 0 | 0.00085957 | 0.00018797 | 0.00011416 | 0.53 | 0.0829 | 0.3157 | 0.20553 | 0.63226 | 0.066214 | 0.55878
5003 | 1 | 0.00013848 | 0 | 0.0010438 | 0.00020677 | 0.00011416 | 0.64 | 0.0983 | 0.2932 | 0.22895 | 0.647 | 0.022727 | 0.70607
5004 | 1 | 0.00013723 | 0 | 0.001189 | 0.00018797 | 0.00011416 | 0.69 | 0.1216 | 0.229 | 0.25645 | 0.6682 | 0.0013373 | 0.84036
5005 | 1 | 0.00013594 | 0 | 0.0012925 | 0.00019032 | 0.00011416 | 0.72 | 0.1488 | 0.1351 | 0.25942 | 0.67189 | 0.031913 | 0.83232
5006 | 1 | 0.00012927 | 0 | 0.0013519 | 0.00021382 | 0.00011416 | 0.7 | 0.1788 | 0.091 | 0.20927 | 0.65438 | 0.14396 | 0.81549
5007 | 1 | 0.00012602 | 0 | 0.0013616 | 0.00022322 | 0.00011416 | 0.63 | 0.2106 | 0.0697 | 0.15528 | 0.60461 | 0.18203 | 0.7172
5008 | 1 | 0.00012792 | 0 | 0.0013254 | 0.00022322 | 0.00011416 | 0.5 | 0.2396 | 0.0125 | 0.13367 | 0.60553 | 0.1154 | 0.59469
5009 | 1 | 0.00013203 | 0 | 0.0012401 | 0.00016448 | 0.00011416 | 0.34 | 0.2586 | 0.0001 | 0.12097 | 0.60092 | 0.03402 | 0.40193
5010 | 1 | 0.00013599 | 0 | 0.0010998 | 0.00011748 | 0.00011416 | 0.15 | 0.2604 | 0.0003 | 0.12003 | 0.60737 | 0.0012587 | 0.18869
5011 | 1 | 0.00014278 | 0 | 0.00086668 | 8.8113e-05 | 0.00011416 | 0.04 | 0.232 | 0.0205 | 0.12432 | 0.59171 | 0.0035994 | 0.010764
5012 | 1 | 0.00015377 | 0 | 0.00051823 | 5.8742e-05 | 0.00011416 | 0 | 0.2211 | 0.1185 | 0.12982 | 0.58986 | 0.053873 | 0
5013 | 1 | 0.00016103 | 0 | 0.00035657 | 3.7595e-05 | 0.00011416 | 0 | 0.2009 | 0.2564 | 0.15841 | 0.60553 | 0.081237 | 0
5014 | 1 | 0.00016335 | 0 | 0.00026457 | 2.3497e-05 | 0.00011416 | 0 | 0.1736 | 0.3334 | 0.16776 | 0.60829 | 0.054488 | 0
5015 | 1 | 0.00015402 | 0 | 0.00019377 | 9.3987e-06 | 0.00011416 | 0 | 0.1481 | 0.384 | 0.11475 | 0.57512 | 0.019982 | 0
5016 | 1 | 0.00014817 | 0 | 0.00012486 | 5.8742e-06 | 0.00011416 | 0 | 0.1266 | 0.4201 | 0.060153 | 0.52166 | 0.0013373 | 0
5017 | 1 | 0.00013991 | 0 | 5.5706e-05 | 2.3497e-06 | 0.00011416 | 0 | 0.1112 | 0.4201 | 0.10167 | 0.50415 | 0.023914 | 0
5018 | 1 | 0.00013418 | 0 | 0 | 1.1748e-06 | 0.00011416 | 0 | 0.1014 | 0.4201 | 0.049156 | 0.4977 | 0.11161 | 0
5019 | 1 | 0.00013041 | 0 | 0 | 1.4098e-05 | 0.00011416 | 0 | 0.0966 | 0.4114 | 0.047726 | 0.50415 | 0.14018 | 0
5020 | 1 | 0.00012787 | 0 | 0 | 3.7595e-05 | 0.00011416 | 0 | 0.088 | 0.4114 | 0.050146 | 0.49677 | 0.089831 | 0
5021 | 1 | 0.00012955 | 0 | 0 | 9.3987e-05 | 0.00011416 | 0 | 0.0835 | 0.4027 | 0.050641 | 0.5023 | 0.026617 | 0
5022 | 1 | 0.0001385 | 0 | 0 | 0.0001821 | 0.00011416 | 0 | 0.0782 | 0.2893 | 0.077583 | 0.50691 | 0.0011466 | 0
5023 | 1 | 0.00014427 | 0 | 9.3139e-05 | 0.0001586 | 0.00011416 | 0.03 | 0.0604 | 0.2043 | 0.087865 | 0.53364 | 0.0020875 | 0.0097166
5024 | 1 | 0.00014425 | 0 | 0.00036773 | 0.00014685 | 0.00011416 | 0.17 | 0.0591 | 0.3103 | 0.15599 | 0.58157 | 0.039075 | 0.16493
5025 | 1 | 0.00014583 | 0 | 0.00064182 | 0.00016448 | 0.00011416 | 0.36 | 0.0708 | 0.2589 | 0.23363 | 0.63594 | 0.062917 | 0.37813
5026 | 1 | 0.00014609 | 0 | 0.00085234 | 0.00018797 | 0.00011416 | 0.52 | 0.0891 | 0.2153 | 0.25705 | 0.65438 | 0.044234 | 0.57963
5027 | 1 | 0.0001428 | 0 | 0.0010252 | 0.00020677 | 0.00011416 | 0.63 | 0.1129 | 0.201 | 0.24913 | 0.65899 | 0.017467 | 0.75971
5028 | 1 | 0.00014262 | 0 | 0.0011621 | 0.00018797 | 0.00011416 | 0.69 | 0.1406 | 0.2054 | 0.28355 | 0.67005 | 0.0013373 | 0.90272
5029 | 1 | 0.00014204 | 0 | 0.0012498 | 0.00019032 | 0.00011416 | 0.72 | 0.1731 | 0.229 | 0.28729 | 0.64885 | 0.018372 | 0.91261
5030 | 1 | 0.00013666 | 0 | 0.0012897 | 0.00021382 | 0.00011416 | 0.71 | 0.2102 | 0.2626 | 0.25012 | 0.61935 | 0.088676 | 0.84692
5031 | 1 | 0.00013371 | 0 | 0.0012805 | 0.00022322 | 0.00011416 | 0.64 | 0.2504 | 0.2919 | 0.19135 | 0.59816 | 0.11065 | 0.73006
5032 | 1 | 0.00013666 | 0 | 0.0012312 | 0.00022322 | 0.00011416 | 0.51 | 0.2854 | 0.301 | 0.14241 | 0.59355 | 0.071659 | 0.59452
5033 | 1 | 0.00014028 | 0 | 0.0011387 | 0.00016448 | 0.00011416 | 0.34 | 0.3117 | 0.2958 | 0.10475 | 0.57788 | 0.021338 | 0.4089
5034 | 1 | 0.00014293 | 0 | 0.00099471 | 0.00011748 | 0.00011416 | 0.15 | 0.3287 | 0.2932 | 0.079012 | 0.57788 | 0.0010584 | 0.19508
5035 | 1 | 0.00014922 | 0 | 0.00076174 | 8.8113e-05 | 0.00011416 | 0.04 | 0.322 | 0.3117 | 0.064991 | 0.553 | 0.0012111 | 0.010875
5036 | 1 | 0.00015838 | 0 | 0.00044666 | 5.8742e-05 | 0.00011416 | 0 | 0.3127 | 0.4245 | 0.057624 | 0.57604 | 0.029044 | 0
5037 | 1 | 0.00016482 | 0 | 0.000285 | 3.7595e-05 | 0.00011416 | 0 | 0.3019 | 0.5236 | 0.081432 | 0.57972 | 0.049941 | 0
5038 | 1 | 0.00016569 | 0 | 0.00018932 | 2.3497e-05 | 0.00011416 | 0 | 0.2853 | 0.5761 | 0.08869 | 0.58341 | 0.036744 | 0
5039 | 1 | 0.00015636 | 0 | 0.00011332 | 9.3987e-06 | 0.00011416 | 0 | 0.2678 | 0.5954 | 0.064552 | 0.54101 | 0.01554 | 0
5040 | 1 | 0.00015118 | 0 | 3.6926e-05 | 5.8742e-06 | 0.00011416 | 0 | 0.2512 | 0.5019 | 0.033815 | 0.50415 | 0.0013373 | 0
5041 | 1 | 0.00014176 | 0 | 0 | 2.3497e-06 | 0.00011416 | 0 | 0.247 | 0.423 | 0.060978 | 0.49309 | 0.015499 | 0
5042 | 1 | 0.00013388 | 0 | 0 | 1.1748e-06 | 0.00011416 | 0 | 0.252 | 0.3458 | 0.044757 | 0.48756 | 0.076556 | 0
5043 | 1 | 0.00013011 | 0 | 0 | 1.4098e-05 | 0.00011416 | 0 | 0.2578 | 0.3037 | 0.045967 | 0.48571 | 0.095102 | 0
5044 | 1 | 0.00012802 | 0 | 0 | 3.7595e-05 | 0.00011416 | 0 | 0.2596 | 0.2815 | 0.047616 | 0.48111 | 0.062032 | 0
5045 | 1 | 0.00012885 | 0 | 0 | 9.3987e-05 | 0.00011416 | 0 | 0.2575 | 0.2751 | 0.048551 | 0.48203 | 0.018534 | 0
5046 | 1 | 0.00013741 | 0 | 0 | 0.0001821 | 0.00011416 | 0 | 0.2517 | 0.2267 | 0.052235 | 0.48664 | 0.0010078 | 0
5047 | 1 | 0.000147 | 0 | 0 | 0.0001586 | 0.00011416 | 0.02 | 0.2548 | 0.1283 | 0.054709 | 0.49309 | 0.00082711 | 0.010675
5048 | 1 | 0.00015443 | 0 | 9.6819e-05 | 0.00014685 | 0.00011416 | 0.18 | 0.2505 | 0.1403 | 0.072469 | 0.52995 | 0.023942 | 0.18318
5049 | 1 | 0.00015598 | 0 | 0.00033246 | 0.00016448 | 0.00011416 | 0.37 | 0.2285 | 0.1099 | 0.090889 | 0.56313 | 0.043087 | 0.39133
5050 | 1 | 0.00015425 | 0 | 0.00053752 | 0.00018797 | 0.00011416 | 0.53 | 0.2055 | 0.1031 | 0.10167 | 0.58157 | 0.032684 | 0.59063
5051 | 1 | 0.00015091 | 0 | 0.00069588 | 0.00020677 | 0.00011416 | 0.65 | 0.1876 | 0.0973 | 0.13988 | 0.62028 | 0.014455 | 0.76085
5052 | 1 | 0.00014996 | 0 | 0.00081998 | 0.00018797 | 0.00011416 | 0.71 | 0.1827 | 0.0923 | 0.16259 | 0.64332 | 0.0013373 | 0.90402
5053 | 1 | 0.00014789 | 0 | 0.00090271 | 0.00019032 | 0.00011416 | 0.69 | 0.1921 | 0.0835 | 0.15418 | 0.647 | 0.014612 | 0.94611
5054 | 1 | 0.00014106 | 0 | 0.00093989 | 0.00021382 | 0.00011416 | 0.7 | 0.2117 | 0.0758 | 0.11002 | 0.62765 | 0.072776 | 0.91023
5055 | 1 | 0.00013767 | 0 | 0.00093127 | 0.00022322 | 0.00011416 | 0.53 | 0.2387 | 0.0829 | 0.080552 | 0.62581 | 0.090263 | 0.78558
5056 | 1 | 0.00013987 | 0 | 0.00088102 | 0.00022322 | 0.00011416 | 0.49 | 0.2602 | 0.1091 | 0.075878 | 0.63594 | 0.059026 | 0.62715
5057 | 1 | 0.00014366 | 0 | 0.00079321 | 0.00016448 | 0.00011416 | 0.34 | 0.2679 | 0.1557 | 0.073404 | 0.64332 | 0.017657 | 0.43049
5058 | 1 | 0.00014636 | 0 | 0.00066606 | 0.00011748 | 0.00011416 | 0.15 | 0.2782 | 0.2503 | 0.076648 | 0.64516 | 0.00099127 | 0.20565
5059 | 1 | 0.00015032 | 0 | 0.0004959 | 8.8113e-05 | 0.00011416 | 0.04 | 0.2993 | 0.423 | 0.058723 | 0.62212 | 0.00071998 | 0.011956
5060 | 1 | 0.00015654 | 0 | 0.00026038 | 5.8742e-05 | 0.00011416 | 0 | 0.3128 | 0.634 | 0.071095 | 0.6341 | 0.022384 | 0
5061 | 1 | 0.00016229 | 0 | 0.0001293 | 3.7595e-05 | 0.00011416 | 0 | 0.3081 | 0.7036 | 0.10029 | 0.63226 | 0.04095 | 0
5062 | 1 | 0.00016327 | 0 | 3.553e-05 | 2.3497e-05 | 0.00011416 | 0 | 0.2895 | 0.6802 | 0.099247 | 0.63779 | 0.0314 | 0
5063 | 1 | 0.00015238 | 0 | 0 | 9.3987e-06 | 0.00011416 | 0 | 0.2587 | 0.6532 | 0.061747 | 0.6 | 0.014105 | 0
5064 | 1 | 0.00014472 | 0 | 0 | 5.8742e-06 | 0.00011416 | 0 | 0.2247 | 0.6262 | 0.060538 | 0.57788 | 0.0013373 | 0
5065 | 1 | 0.00013376 | 0 | 0 | 2.3497e-06 | 0.00011416 | 0 | 0.1989 | 0.6089 | 0.046737 | 0.57604 | 0.016421 | 0
5066 | 1 | 0.00012662 | 0 | 0 | 1.1748e-06 | 0.00011416 | 0 | 0.1814 | 0.6156 | 0.042613 | 0.5659 | 0.080465 | 0
5067 | 1 | 0.0001229 | 0 | 0 | 1.4098e-05 | 0.00011416 | 0 | 0.176 | 0.5995 | 0.038984 | 0.56498 | 0.10011 | 0
5068 | 1 | 0.00012162 | 0 | 0 | 3.7595e-05 | 0.00011416 | 0 | 0.1762 | 0.5019 | 0.040688 | 0.56406 | 0.065138 | 0
5069 | 1 | 0.00012275 | 0 | 0 | 9.3987e-05 | 0.00011416 | 0 | 0.1666 | 0.4932 | 0.038599 | 0.5447 | 0.019439 | 0
5070 | 1 | 0.00013121 | 0 | 0 | 0.0001821 | 0.00011416 | 0 | 0.1571 | 0.4464 | 0.047451 | 0.55023 | 0.0010245 | 0
5071 | 1 | 0.00014072 | 0 | 0 | 0.0001586 | 0.00011416 | 0.02 | 0.1536 | 0.3444 | 0.078408 | 0.55207 | 0.00094438 | 0.0037217
5072 | 1 | 0.00014844 | 0 | 8.2988e-05 | 0.00014685 | 0.00011416 | 0.18 | 0.1602 | 0.3825 | 0.14378 | 0.60737 | 0.02557 | 0.17673
5073 | 1 | 0.00015216 | 0 | 0.00028284 | 0.00016448 | 0.00011416 | 0.38 | 0.167 | 0.4669 | 0.18568 | 0.63502 | 0.045297 | 0.3775
5074 | 1 | 0.000152 | 0 | 0.00045098 | 0.00018797 | 0.00011416 | 0.55 | 0.171 | 0.3825 | 0.18167 | 0.66359 | 0.034002 | 0.54012
5075 | 1 | 0.00015004 | 0 | 0.00057559 | 0.00020677 | 0.00011416 | 0.66 | 0.1791 | 0.2958 | 0.18282 | 0.67373 | 0.014811 | 0.63293
5076 | 1 | 0.00014963 | 0 | 0.00066961 | 0.00018797 | 0.00011416 | 0.73 | 0.1953 | 0.2325 | 0.17936 | 0.68756 | 0.0013373 | 0.18479
5077 | 1 | 0.00014785 | 0 | 0.00073344 | 0.00019032 | 0.00011416 | 0.76 | 0.2161 | 0.1721 | 0.16479 | 0.66636 | 0.020473 | 0.26576
5078 | 1 | 0.00013981 | 0 | 0.00075273 | 0.00021382 | 0.00011416 | 0.73 | 0.2395 | 0.1474 | 0.091329 | 0.63871 | 0.097428 | 0.64851
5079 | 1 | 0.00013471 | 0 | 0.00073788 | 0.00022322 | 0.00011416 | 0.63 | 0.2651 | 0.1438 | 0.067081 | 0.61659 | 0.12191 | 0
5080 | 1 | 0.00013521 | 0 | 0.00067735 | 0.00022322 | 0.00011416 | 0.51 | 0.2897 | 0.1595 | 0.067081 | 0.61659 | 0.0786 | 0.73611
5081 | 1 | 0.00013845 | 0 | 0.00058358 | 0.00016448 | 0.00011416 | 0.35 | 0.3094 | 0.1936 | 0.062077 | 0.61843 | 0.023356 | 0.33351
5082 | 1 | 0.00014156 | 0 | 0.00045834 | 0.00011748 | 0.00011416 | 0.16 | 0.3193 | 0.2491 | 0.060813 | 0.62212 | 0.0010931 | 0.21565
5083 | 1 | 0.00014547 | 0 | 0.00029591 | 8.8113e-05 | 0.00011416 | 0.03 | 0.3135 | 0.3514 | 0.05394 | 0.62949 | 0.0015239 | 0.0029751
5084 | 1 | 0.00015079 | 0 | 0.00010012 | 5.8742e-05 | 0.00011416 | 0 | 0.2929 | 0.5004 | 0.057239 | 0.62396 | 0.032819 | 0
5085 | 1 | 0.00015516 | 0 | 0 | 3.7595e-05 | 0.00011416 | 0 | 0.2858 | 0.6076 | 0.079232 | 0.65622 | 0.054893 | 0
5086 | 1 | 0.00014953 | 0 | 0 | 2.3497e-05 | 0.00011416 | 0 | 0.2846 | 0.6049 | 0.074669 | 0.67005 | 0.039629 | 0
5087 | 1 | 0.00013794 | 0 | 0 | 9.3987e-06 | 0.00011416 | 0 | 0.2727 | 0.6008 | 0.061253 | 0.64055 | 0.016293 | 0
5088 | 1 | 0.00013197 | 0 | 0 | 5.8742e-06 | 0.00011416 | 0 | 0.2515 | 0.6035 | 0.045692 | 0.60645 | 0.0013373 | 0
5089 | 1 | 0.00012243 | 0 | 0 | 2.3497e-06 | 0.00011416 | 0 | 0.2195 | 0.5954 | 0.051795 | 0.5788 | 0.026411 | 0
5090 | 1 | 0.00011513 | 0 | 0 | 1.1748e-06 | 0.00011416 | 0 | 0.1929 | 0.5747 | 0.048496 | 0.58157 | 0.12178 | 0
5091 | 1 | 0.00011023 | 0 | 0 | 1.4098e-05 | 0.00011416 | 0 | 0.1758 | 0.5705 | 0.051355 | 0.58433 | 0.15333 | 0
5092 | 1 | 0.00010756 | 0 | 0 | 3.7595e-05 | 0.00011416 | 0 | 0.1573 | 0.5719 | 0.043932 | 0.58618 | 0.097883 | 0
5093 | 1 | 0.00010625 | 0 | 0 | 9.3987e-05 | 0.00011416 | 0 | 0.1535 | 0.5579 | 0.042943 | 0.58157 | 0.02895 | 0
5094 | 1 | 0.00010735 | 0 | 0 | 0.0001821 | 0.00011416 | 0 | 0.1546 | 0.439 | 0.05185 | 0.58157 | 0.0011832 | 0
5095 | 1 | 0.00010731 | 0 | 0 | 0.0001586 | 0.00011416 | 0.02 | 0.1534 | 0.236 | 0.048826 | 0.57972 | 0.0025314 | 0.010575
5096 | 1 | 0.00011602 | 0 | 0 | 0.00014685 | 0.00011416 | 0.18 | 0.1476 | 0.1883 | 0.063067 | 0.59078 | 0.043658 | 0.19801
5097 | 1 | 0.0001237 | 0 | 7.0299e-05 | 0.00016448 | 0.00011416 | 0.38 | 0.1274 | 0.1438 | 0.05306 | 0.60092 | 0.068679 | 0.43923
5098 | 1 | 0.00012298 | 0 | 0.00029985 | 0.00018797 | 0.00011416 | 0.54 | 0.0989 | 0.0849 | 0.063397 | 0.61198 | 0.047495 | 0.64337
5099 | 1 | 0.00011895 | 0 | 0.0004827 | 0.00020677 | 0.00011416 | 0.64 | 0.0736 | 0.0383 | 0.073294 | 0.63502 | 0.01828 | 0.85696
5100 | 1 | 0.00011466 | 0 | 0.00062761 | 0.00018797 | 0.00011416 | 0.71 | 0.0606 | 0.0315 | 0.098697 | 0.66083 | 0.0013373 | 1
5101 | 1 | 0.00011222 | 0 | 0.00073496 | 0.00019032 | 0.00011416 | 0.73 | 0.0553 | 0.0439 | 0.12509 | 0.65899 | 0.03493 | 1
5102 | 1 | 0.00010743 | 0 | 0.00079942 | 0.00021382 | 0.00011416 | 0.69 | 0.056 | 0.0633 | 0.12086 | 0.66083 | 0.15599 | 1
5103 | 1 | 0.00010207 | 0 | 0.00081592 | 0.00022322 | 0.00011416 | 0.62 | 0.0609 | 0.0771 | 0.097652 | 0.63963 | 0.19764 | 0.88343
5104 | 1 | 0.00010103 | 0 | 0.00079257 | 0.00022322 | 0.00011416 | 0.5 | 0.0675 | 0.0715 | 0.079452 | 0.61475 | 0.1249 | 0.68181
5105 | 1 | 0.00010297 | 0 | 0.00072468 | 0.00016448 | 0.00011416 | 0.34 | 0.0796 | 0.0616 | 0.081267 | 0.60276 | 0.036762 | 0.46693
5106 | 1 | 0.00010747 | 0 | 0.00061061 | 0.00011748 | 0.00011416 | 0.15 | 0.1063 | 0.0673 | 0.067961 | 0.58986 | 0.0012976 | 0.20706
5107 | 1 | 0.0001166 | 0 | 0.0004209 | 8.8113e-05 | 0.00011416 | 0.03 | 0.1532 | 0.1557 | 0.078903 | 0.59447 | 0.0042308 | 0.011455
5108 | 1 | 0.00013007 | 0 | 0.00013819 | 5.8742e-05 | 0.00011416 | 0 | 0.2055 | 0.317 | 0.13361 | 0.62949 | 0.059529 | 0
5109 | 1 | 0.0001403 | 0 | 0 | 3.7595e-05 | 0.00011416 | 0 | 0.2192 | 0.3955 | 0.18156 | 0.66544 | 0.088053 | 0
5110 | 1 | 0.0001403 | 0 | 0 | 2.3497e-05 | 0.00011416 | 0 | 0.2162 | 0.3472 | 0.1903 | 0.65069 | 0.058228 | 0
5111 | 1 | 0.00012993 | 0 | 0 | 9.3987e-06 | 0.00011416 | 0 | 0.2048 | 0.221 | 0.13339 | 0.61659 | 0.020871 | 0
5112 | 1 | 0.00012199 | 0 | 0 | 5.8742e-06 | 0.00011416 | 0 | 0.1918 | 0.1145 | 0.08803 | 0.61935 | 0.0013373 | 0
5113 | 1 | 0.00011384 | 0 | 0 | 2.3497e-06 | 0.00011416 | 0 | 0.1849 | 0.0923 | 0.063232 | 0.59263 | 0.04329 | 0
5114 | 1 | 0.00010718 | 0 | 0 | 1.1748e-06 | 0.00011416 | 0 | 0.1846 | 0.125 | 0.057404 | 0.58433 | 0.18897 | 0
5115 | 1 | 0.00010215 | 0 | 0 | 1.4098e-05 | 0.00011416 | 0 | 0.1919 | 0.2267 | 0.042943 | 0.5788 | 0.2405 | 0
5116 | 1 | 9.9851e-05 | 0 | 0 | 3.7595e-05 | 0.00011416 | 0 | 0.1991 | 0.3542 | 0.039699 | 0.56682 | 0.15088 | 0
5117 | 1 | 9.8724e-05 | 0 | 0 | 9.3987e-05 | 0.00011416 | 0 | 0.2118 | 0.4464 | 0.037059 | 0.55945 | 0.044255 | 0
5118 | 1 | 9.9073e-05 | 0 | 0 | 0.0001821 | 0.00011416 | 0 | 0.2106 | 0.4464 | 0.037829 | 0.55945 | 0.0013984 | 0
5119 | 1 | 9.5854e-05 | 0 | 0 | 0.0001586 | 0.00011416 | 0.02 | 0.1704 | 0.2348 | 0.040139 | 0.55945 | 0.006123 | 0.010196
5120 | 1 | 9.3817e-05 | 0 | 0.00013171 | 0.00014685 | 0.00011416 | 0.18 | 0.1786 | 0.1258 | 0.043273 | 0.55392 | 0.07537 | 0.19075
5121 | 1 | 8.8829e-05 | 0 | 0.00042636 | 0.00016448 | 0.00011416 | 0.38 | 0.2086 | 0.2552 | 0.038709 | 0.5576 | 0.10674 | 0.43931
5122 | 1 | 8.5767e-05 | 0 | 0.00066974 | 0.00018797 | 0.00011416 | 0.54 | 0.2253 | 0.4654 | 0.049596 | 0.56866 | 0.068319 | 0.67744
5123 | 1 | 8.2427e-05 | 0 | 0.00086693 | 0.00020677 | 0.00011416 | 0.65 | 0.2294 | 0.5265 | 0.058228 | 0.57327 | 0.023208 | 0.87249
5124 | 1 | 7.8614e-05 | 0 | 0.0010269 | 0.00018797 | 0.00011416 | 0.72 | 0.2276 | 0.5913 | 0.058668 | 0.58065 | 0.0013373 | 1
5125 | 1 | 7.7411e-05 | 0 | 0.001146 | 0.00019032 | 0.00011416 | 0.73 | 0.2267 | 0.6142 | 0.060813 | 0.57972 | 0.054964 | 1
5126 | 1 | 7.732e-05 | 0 | 0.0012189 | 0.00021382 | 0.00011416 | 0.71 | 0.2288 | 0.6008 | 0.052345 | 0.57143 | 0.23429 | 1
5127 | 1 | 7.3833e-05 | 0 | 0.0012442 | 0.00022322 | 0.00011416 | 0.63 | 0.2309 | 0.5649 | 0.050366 | 0.56682 | 0.29961 | 0.91468
5128 | 1 | 7.2758e-05 | 0 | 0.0012244 | 0.00022322 | 0.00011416 | 0.5 | 0.2225 | 0.5408 | 0.058778 | 0.56406 | 0.18653 | 0.68203
5129 | 1 | 7.448e-05 | 0 | 0.0011535 | 0.00016448 | 0.00011416 | 0.34 | 0.2054 | 0.5048 | 0.072854 | 0.56221 | 0.054511 | 0.45868
5130 | 1 | 8.1055e-05 | 0 | 0.0010164 | 0.00011748 | 0.00011416 | 0.15 | 0.1869 | 0.4332 | 0.083081 | 0.58618 | 0.0015261 | 0.18933
5131 | 1 | 9.4674e-05 | 0 | 0.00074461 | 8.8113e-05 | 0.00011416 | 0.04 | 0.1734 | 0.4303 | 0.11376 | 0.58986 | 0.0090503 | 0.0087137
5132 | 1 | 0.00011264 | 0 | 0.00041062 | 5.8742e-05 | 0.00011416 | 0 | 0.1916 | 0.5149 | 0.13526 | 0.60092 | 0.097813 | 0
5133 | 1 | 0.000128 | 0 | 0.00024795 | 3.7595e-05 | 0.00011416 | 0 | 0.2028 | 0.5954 | 0.20152 | 0.63134 | 0.13243 | 0
5134 | 1 | 0.00013903 | 0 | 0.00015341 | 2.3497e-05 | 0.00011416 | 0 | 0.2073 | 0.6443 | 0.22868 | 0.64147 | 0.08189 | 0
5135 | 1 | 0.00013351 | 0 | 9.4408e-05 | 9.3987e-06 | 0.00011416 | 0 | 0.2069 | 0.6366 | 0.16077 | 0.62857 | 0.026235 | 0
5136 | 1 | 0.00012542 | 0 | 4.1621e-05 | 5.8742e-06 | 0.00011416 | 0 | 0.1979 | 0.594 | 0.08638 | 0.56129 | 0.0013373 | 0
5137 | 1 | 0.00011761 | 0 | 0 | 2.3497e-06 | 0.00011416 | 0 | 0.1822 | 0.4902 | 0.05097 | 0.54101 | 0.06616 | 0
5138 | 1 | 0.000111 | 0 | 0 | 1.1748e-06 | 0.00011416 | 0 | 0.1706 | 0.3528 | 0.036894 | 0.53364 | 0.27718 | 0
5139 | 1 | 0.00010689 | 0 | 0 | 1.4098e-05 | 0.00011416 | 0 | 0.1617 | 0.2528 | 0.035465 | 0.52719 | 0.3557 | 0
5140 | 1 | 0.00010591 | 0 | 0 | 3.7595e-05 | 0.00011416 | 0 | 0.1478 | 0.2221 | 0.03376 | 0.52442 | 0.2202 | 0
5141 | 1 | 0.00010811 | 0 | 0 | 9.3987e-05 | 0.00011416 | 0 | 0.1321 | 0.2256 | 0.029472 | 0.52903 | 0.06418 | 0
5142 | 1 | 0.00011861 | 0 | 0 | 0.0001821 | 0.00011416 | 0 | 0.1175 | 0.2431 | 0.047287 | 0.5447 | 0.0016383 | 0
5143 | 1 | 0.00012833 | 0 | 1.6623e-05 | 0.0001586 | 0.00011416 | 0.02 | 0.0841 | 0.2153 | 0.073569 | 0.56129 | 0.012104 | 0.0073989
5144 | 1 | 0.00013114 | 0 | 0.00029934 | 0.00014685 | 0.00011416 | 0.15 | 0.0806 | 0.2431 | 0.1191 | 0.60553 | 0.11961 | 0.16227
5145 | 1 | 0.0001328 | 0 | 0.00059716 | 0.00016448 | 0.00011416 | 0.25 | 0.1165 | 0.2854 | 0.20207 | 0.64147 | 0.15676 | 0.34921
5146 | 1 | 0.0001307 | 0 | 0.00084523 | 0.00018797 | 0.00011416 | 0.1 | 0.1524 | 0.3347 | 0.25458 | 0.65714 | 0.094484 | 0.68915
5147 | 1 | 0.00012923 | 0 | 0.001023 | 0.00020677 | 0.00011416 | 0.38 | 0.1888 | 0.3811 | 0.23418 | 0.6682 | 0.02895 | 0.49472
5148 | 1 | 0.00012827 | 0 | 0.001151 | 0.00018797 | 0.00011416 | 0.71 | 0.2269 | 0.4128 | 0.22329 | 0.67465 | 0.0013373 | 0.65655
5149 | 1 | 0.00012838 | 0 | 0.0012325 | 0.00019032 | 0.00011416 | 0.52 | 0.2557 | 0.4449 | 0.20861 | 0.67189 | 0.07614 | 0
5150 | 1 | 0.00012426 | 0 | 0.0012633 | 0.00021382 | 0.00011416 | 0.72 | 0.2757 | 0.4683 | 0.15456 | 0.64608 | 0.31504 | 0.94097
5151 | 1 | 0.00012123 | 0 | 0.0012316 | 0.00022322 | 0.00011416 | 0.65 | 0.2901 | 0.499 | 0.10683 | 0.62028 | 0.40529 | 0.84129
5152 | 1 | 0.00012371 | 0 | 0.0011542 | 0.00022322 | 0.00011416 | 0.52 | 0.2942 | 0.5279 | 0.1092 | 0.62949 | 0.24989 | 0.62622
5153 | 1 | 0.00012734 | 0 | 0.0010617 | 0.00016448 | 0.00011416 | 0.34 | 0.2954 | 0.5365 | 0.078683 | 0.6129 | 0.07269 | 0.25988
5154 | 1 | 0.00013154 | 0 | 0.00091439 | 0.00011748 | 0.00011416 | 0.1 | 0.2828 | 0.5091 | 0.062627 | 0.61567 | 0.0017319 | 0.16933
5155 | 1 | 0.00013625 | 0 | 0.0006955 | 8.8113e-05 | 0.00011416 | 0.05 | 0.2526 | 0.4551 | 0.063067 | 0.6212 | 0.014991 | 0.0076774
5156 | 1 | 0.00014429 | 0 | 0.00042725 | 5.8742e-05 | 0.00011416 | 0 | 0.2504 | 0.3854 | 0.081927 | 0.62765 | 0.1392 | 0
5157 | 1 | 0.00015354 | 0 | 0.0002864 | 3.7595e-05 | 0.00011416 | 0 | 0.2404 | 0.364 | 0.14131 | 0.65438 | 0.17824 | 0
5158 | 1 | 0.00015494 | 0 | 0.0001892 | 2.3497e-05 | 0.00011416 | 0 | 0.2203 | 0.407 | 0.1384 | 0.63687 | 0.10544 | 0
5159 | 1 | 0.00014565 | 0 | 0.00012042 | 9.3987e-06 | 0.00011416 | 0 | 0.2038 | 0.4303 | 0.084071 | 0.60922 | 0.031253 | 0
5160 | 1 | 0.00013628 | 0 | 5.4056e-05 | 5.8742e-06 | 0.00011416 | 0 | 0.1849 | 0.4434 | 0.054984 | 0.58433 | 0.0013373 | 0
5161 | 1 | 0.00012755 | 0 | 0 | 2.3497e-06 | 0.00011416 | 0 | 0.163 | 0.4537 | 0.037114 | 0.54562 | 0.084249 | 0
5162 | 1 | 0.00012016 | 0 | 0 | 1.1748e-06 | 0.00011416 | 0 | 0.1414 | 0.4537 | 0.028262 | 0.54562 | 0.34559 | 0
5163 | 1 | 0.00011627 | 0 | 0 | 1.4098e-05 | 0.00011416 | 0 | 0.1283 | 0.4434 | 0.036455 | 0.56129 | 0.44538 | 0
5164 | 1 | 0.00011445 | 0 | 0 | 3.7595e-05 | 0.00011416 | 0 | 0.1133 | 0.3969 | 0.03453 | 0.56129 | 0.27383 | 0
5165 | 1 | 0.00011574 | 0 | 0 | 9.3987e-05 | 0.00011416 | 0 | 0.1008 | 0.3584 | 0.032991 | 0.55853 | 0.079544 | 0
5166 | 1 | 0.0001243 | 0 | 0 | 0.0001821 | 0.00011416 | 0 | 0.0901 | 0.2971 | 0.045747 | 0.55207 | 0.0018044 | 0
5167 | 1 | 0.0001343 | 0 | 0 | 0.0001586 | 0.00011416 | 0.02 | 0.0758 | 0.2337 | 0.065816 | 0.5576 | 0.017434 | 0.0086803
5168 | 1 | 0.00013633 | 0 | 0.00023957 | 0.00014685 | 0.00011416 | 0.17 | 0.0588 | 0.2384 | 0.093693 | 0.60184 | 0.15523 | 0.1538
5169 | 1 | 0.00013844 | 0 | 0.00049247 | 0.00016448 | 0.00011416 | 0.36 | 0.0419 | 0.2384 | 0.15693 | 0.63594 | 0.19557 | 0.41078
5170 | 1 | 0.00013756 | 0 | 0.00068953 | 0.00018797 | 0.00011416 | 0.51 | 0.0365 | 0.2564 | 0.17771 | 0.65714 | 0.11419 | 0.61111
5171 | 1 | 0.00013576 | 0 | 0.0008597 | 0.00020677 | 0.00011416 | 0.65 | 0.0364 | 0.2751 | 0.19464 | 0.68111 | 0.033057 | 0.84442
5172 | 1 | 0.00013371 | 0 | 0.0010038 | 0.00018797 | 0.00011416 | 0.72 | 0.0367 | 0.309 | 0.214 | 0.6977 | 0.0013373 | 1
5173 | 1 | 0.00013172 | 0 | 0.0011118 | 0.00019032 | 0.00011416 | 0.75 | 0.0429 | 0.3403 | 0.22357 | 0.69862 | 0.092915 | 1
5174 | 1 | 0.00012539 | 0 | 0.0011739 | 0.00021382 | 0.00011416 | 0.72 | 0.0573 | 0.3334 | 0.21466 | 0.66083 | 0.37805 | 0.97467
5175 | 1 | 0.00012135 | 0 | 0.0011848 | 0.00022322 | 0.00011416 | 0.64 | 0.075 | 0.2958 | 0.18596 | 0.64147 | 0.48802 | 0.87047
5176 | 1 | 0.00012264 | 0 | 0.0011543 | 0.00022322 | 0.00011416 | 0.51 | 0.0947 | 0.254 | 0.19316 | 0.62581 | 0.29924 | 0.67008
5177 | 1 | 0.00012588 | 0 | 0.0010726 | 0.00016448 | 0.00011416 | 0.34 | 0.1158 | 0.2302 | 0.18645 | 0.62581 | 0.086816 | 0.45786
5178 | 1 | 0.00012931 | 0 | 0.00093228 | 0.00011748 | 0.00011416 | 0.15 | 0.1272 | 0.2076 | 0.16044 | 0.62304 | 0.0018789 | 0.2054
5179 | 1 | 0.00013684 | 0 | 0.00068915 | 8.8113e-05 | 0.00011416 | 0.04 | 0.1255 | 0.1791 | 0.1611 | 0.61382 | 0.020128 | 0.009828
5180 | 1 | 0.00014747 | 0 | 0.00036228 | 5.8742e-05 | 0.00011416 | 0 | 0.1207 | 0.1548 | 0.17408 | 0.62304 | 0.17244 | 0
5181 | 1 | 0.00015714 | 0 | 0.00021051 | 3.7595e-05 | 0.00011416 | 0 | 0.1063 | 0.0916 | 0.21455 | 0.62765 | 0.214 | 0
5182 | 1 | 0.00015906 | 0 | 0.00011991 | 2.3497e-05 | 0.00011416 | 0 | 0.0947 | 0.0353 | 0.2306 | 0.62949 | 0.12342 | 0
5183 | 1 | 0.00014974 | 0 | 5.1772e-05 | 9.3987e-06 | 0.00011416 | 0 | 0.0951 | 0.0094 | 0.15912 | 0.59078 | 0.03493 | 0
5184 | 1 | 0.00014041 | 0 | 0 | 5.8742e-06 | 0.00011416 | 0 | 0.0977 | 0.0037 | 0.10595 | 0.58341 | 0.0013373 | 0
5185 | 1 | 0.00012926 | 0 | 0 | 2.3497e-06 | 0.00011416 | 0 | 0.1005 | 0.0049 | 0.080497 | 0.56959 | 0.095931 | 0
5186 | 1 | 0.00012144 | 0 | 0 | 1.1748e-06 | 0.00011416 | 0 | 0.106 | 0.025 | 0.037884 | 0.53641 | 0.38931 | 0
5187 | 1 | 0.0001174 | 0 | 0 | 1.4098e-05 | 0.00011416 | 0 | 0.1205 | 0.0715 | 0.030736 | 0.53364 | 0.50281 | 0
5188 | 1 | 0.00011523 | 0 | 0 | 3.7595e-05 | 0.00011416 | 0 | 0.138 | 0.1557 | 0.029582 | 0.52719 | 0.30805 | 0
5189 | 1 | 0.00011681 | 0 | 0 | 9.3987e-05 | 0.00011416 | 0 | 0.153 | 0.2407 | 0.031286 | 0.52811 | 0.089335 | 0
5190 | 1 | 0.0001253 | 0 | 0 | 0.0001821 | 0.00011416 | 0 | 0.1633 | 0.2701 | 0.042668 | 0.53641 | 0.0019042 | 0
5191 | 1 | 0.00013422 | 0 | 0 | 0.0001586 | 0.00011416 | 0.02 | 0.1341 | 0.1576 | 0.051905 | 0.55484 | 0.021085 | 0.0092374
5192 | 1 | 0.0001347 | 0 | 0.0002699 | 0.00014685 | 0.00011416 | 0.17 | 0.1307 | 0.1099 | 0.093198 | 0.58986 | 0.17845 | 0.19363
5193 | 1 | 0.00013376 | 0 | 0.00059297 | 0.00016448 | 0.00011416 | 0.37 | 0.1813 | 0.0966 | 0.15698 | 0.62304 | 0.22038 | 0.42479
5194 | 1 | 0.00013138 | 0 | 0.0008446 | 0.00018797 | 0.00011416 | 0.54 | 0.2201 | 0.13 | 0.18288 | 0.64977 | 0.1266 | 0.63303
5195 | 1 | 0.00012867 | 0 | 0.001042 | 0.00020677 | 0.00011416 | 0.66 | 0.2337 | 0.175 | 0.2212 | 0.66544 | 0.03557 | 0.84496
5196 | 1 | 0.00012663 | 0 | 0.0011979 | 0.00018797 | 0.00011416 | 0.73 | 0.2415 | 0.2384 | 0.20526 | 0.68295 | 0.0013373 | 1
5197 | 1 | 0.00012592 | 0 | 0.0013039 | 0.00019032 | 0.00011416 | 0.75 | 0.2475 | 0.3037 | 0.2118 | 0.69954 | 0.099011 | 1
5198 | 1 | 0.0001196 | 0 | 0.0013597 | 0.00021382 | 0.00011416 | 0.72 | 0.2512 | 0.3868 | 0.18365 | 0.66083 | 0.40079 | 1
5199 | 1 | 0.00011554 | 0 | 0.0013614 | 0.00022322 | 0.00011416 | 0.62 | 0.2465 | 0.4756 | 0.15374 | 0.64977 | 0.5179 | 0.85654
5200 | 1 | 0.00011726 | 0 | 0.001308 | 0.00022322 | 0.00011416 | 0.51 | 0.2377 | 0.5508 | 0.16655 | 0.61843 | 0.31703 | 0.62539
5201 | 1 | 0.00012215 | 0 | 0.0012028 | 0.00016448 | 0.00011416 | 0.34 | 0.2159 | 0.5621 | 0.16726 | 0.62396 | 0.091902 | 0.41971
5202 | 1 | 0.00012718 | 0 | 0.0010398 | 0.00011748 | 0.00011416 | 0.15 | 0.1775 | 0.5789 | 0.17485 | 0.62212 | 0.0019297 | 0.18104
5203 | 1 | 0.00013623 | 0 | 0.00075298 | 8.8113e-05 | 0.00011416 | 0.04 | 0.1388 | 0.583 | 0.17562 | 0.62857 | 0.022071 | 0.0082457
5204 | 1 | 0.00014836 | 0 | 0.00040669 | 5.8742e-05 | 0.00011416 | 0 | 0.1276 | 0.5164 | 0.18321 | 0.63041 | 0.18459 | 0
5205 | 1 | 0.00015844 | 0 | 0.00025049 | 3.7595e-05 | 0.00011416 | 0 | 0.1177 | 0.4508 | 0.25078 | 0.63318 | 0.2269 | 0
5206 | 1 | 0.0001603 | 0 | 0.00015176 | 2.3497e-05 | 0.00011416 | 0 | 0.1073 | 0.4712 | 0.28124 | 0.63226 | 0.12983 | 0
5207 | 1 | 0.00015048 | 0 | 9.1997e-05 | 9.3987e-06 | 0.00011416 | 0 | 0.1009 | 0.5351 | 0.24089 | 0.59171 | 0.036217 | 0
5208 | 1 | 0.00013966 | 0 | 4.86e-05 | 5.8742e-06 | 0.00011416 | 0 | 0.093 | 0.583 | 0.16688 | 0.5788 | 0.0013373 | 0
5209 | 1 | 0.00012984 | 0 | 8.248e-06 | 2.3497e-06 | 0.00011416 | 0 | 0.0861 | 0.5954 | 0.11151 | 0.55668 | 0.095931 | 0
5210 | 1 | 0.00012225 | 0 | 0 | 1.1748e-06 | 0.00011416 | 0 | 0.0801 | 0.5926 | 0.11002 | 0.53364 | 0.38931 | 0
5211 | 1 | 0.00011779 | 0 | 0 | 1.4098e-05 | 0.00011416 | 0 | 0.0769 | 0.6102 | 0.090944 | 0.52995 | 0.50281 | 0
5212 | 1 | 0.0001156 | 0 | 0 | 3.7595e-05 | 0.00011416 | 0 | 0.0741 | 0.5106 | 0.088195 | 0.53548 | 0.30805 | 0
5213 | 1 | 0.00011615 | 0 | 0 | 9.3987e-05 | 0.00011416 | 0 | 0.0725 | 0.442 | 0.079232 | 0.52811 | 0.089335 | 0
5214 | 1 | 0.0001242 | 0 | 0 | 0.0001821 | 0.00011416 | 0 | 0.0695 | 0.3556 | 0.066531 | 0.54839 | 0.0019042 | 0
5215 | 1 | 0.00013052 | 0 | 3.4642e-05 | 0.0001586 | 0.00011416 | 0.02 | 0.0496 | 0.2302 | 0.095068 | 0.55576 | 0.021085 | 0.0088586
5216 | 1 | 0.00013183 | 0 | 0.00029515 | 0.00014685 | 0.00011416 | 0.17 | 0.0274 | 0.1781 | 0.13251 | 0.58802 | 0.17845 | 0.1772
5217 | 1 | 0.00013042 | 0 | 0.00063015 | 0.00016448 | 0.00011416 | 0.37 | 0.0503 | 0.1225 | 0.19921 | 0.63594 | 0.22038 | 0.39691
5218 | 1 | 0.00012814 | 0 | 0.0008819 | 0.00018797 | 0.00011416 | 0.53 | 0.0875 | 0.0952 | 0.21053 | 0.66728 | 0.1266 | 0.59091
5219 | 1 | 0.00012632 | 0 | 0.0010594 | 0.00020677 | 0.00011416 | 0.65 | 0.1187 | 0.0944 | 0.20735 | 0.66912 | 0.03557 | 0.80322
5220 | 1 | 0.00012545 | 0 | 0.0011938 | 0.00018797 | 0.00011416 | 0.72 | 0.1516 | 0.1069 | 0.22368 | 0.6894 | 0.0013373 | 0.9549
5221 | 1 | 0.00012609 | 0 | 0.0012854 | 0.00019032 | 0.00011416 | 0.75 | 0.1816 | 0.1217 | 0.23566 | 0.69032 | 0.092915 | 1
5222 | 1 | 0.00012111 | 0 | 0.001331 | 0.00021382 | 0.00011416 | 0.71 | 0.201 | 0.1359 | 0.21103 | 0.64424 | 0.37805 | 0.95973
5223 | 1 | 0.00011771 | 0 | 0.0013239 | 0.00022322 | 0.00011416 | 0.59 | 0.2102 | 0.1474 | 0.15099 | 0.62488 | 0.48802 | 0.73112
5224 | 1 | 0.00011921 | 0 | 0.0012708 | 0.00022322 | 0.00011416 | 0.41 | 0.2114 | 0.1474 | 0.1329 | 0.61843 | 0.29924 | 0.6035
5225 | 1 | 0.00012407 | 0 | 0.0011703 | 0.00016448 | 0.00011416 | 0.24 | 0.2108 | 0.1359 | 0.11266 | 0.6212 | 0.086816 | 0.17517
5226 | 1 | 0.00012803 | 0 | 0.0010211 | 0.00011748 | 0.00011416 | 0.13 | 0.2024 | 0.1325 | 0.096662 | 0.61751 | 0.0018789 | 0.13296
5227 | 1 | 0.0001348 | 0 | 0.0007729 | 8.8113e-05 | 0.00011416 | 0.04 | 0.1915 | 0.1771 | 0.075329 | 0.59078 | 0.020128 | 0
5228 | 1 | 0.00014523 | 0 | 0.00047255 | 5.8742e-05 | 0.00011416 | 0 | 0.1884 | 0.3063 | 0.098257 | 0.63502 | 0.17244 | 0
5229 | 1 | 0.00015492 | 0 | 0.00033449 | 3.7595e-05 | 0.00011416 | 0 | 0.1724 | 0.4245 | 0.18882 | 0.62396 | 0.214 | 0
5230 | 1 | 0.00015519 | 0 | 0.00025239 | 2.3497e-05 | 0.00011416 | 0 | 0.147 | 0.4654 | 0.18458 | 0.60461 | 0.12342 | 0
5231 | 1 | 0.00014532 | 0 | 0.00019059 | 9.3987e-06 | 0.00011416 | 0 | 0.1296 | 0.4683 | 0.12179 | 0.56959 | 0.03493 | 0
5232 | 1 | 0.00013631 | 0 | 0.00014199 | 5.8742e-06 | 0.00011416 | 0 | 0.1207 | 0.4566 | 0.091769 | 0.58341 | 0.0013373 | 0
5233 | 1 | 0.0001271 | 0 | 9.4027e-05 | 2.3497e-06 | 0.00011416 | 0 | 0.1242 | 0.4027 | 0.046957 | 0.55576 | 0.087075 | 0
5234 | 1 | 0.00012163 | 0 | 4.6062e-05 | 1.1748e-06 | 0.00011416 | 0 | 0.1311 | 0.3238 | 0.029582 | 0.5235 | 0.3562 | 0
5235 | 1 | 0.00011911 | 0 | 2.5379e-06 | 1.4098e-05 | 0.00011416 | 0 | 0.1367 | 0.2589 | 0.028207 | 0.51889 | 0.4593 | 0
5236 | 1 | 0.00011696 | 0 | 0 | 3.7595e-05 | 0.00011416 | 0 | 0.1354 | 0.2131 | 0.033321 | 0.51705 | 0.28213 | 0
5237 | 1 | 0.00011752 | 0 | 0 | 9.3987e-05 | 0.00011416 | 0 | 0.1271 | 0.1821 | 0.031121 | 0.50968 | 0.081921 | 0
5238 | 1 | 0.00012626 | 0 | 0 | 0.0001821 | 0.00011416 | 0 | 0.1121 | 0.143 | 0.046792 | 0.53825 | 0.001829 | 0
5239 | 1 | 0.00013218 | 0 | 6.8776e-05 | 0.0001586 | 0.00011416 | 0.01 | 0.0807 | 0.0621 | 0.07005 | 0.53548 | 0.018303 | 0.00060171
5240 | 1 | 0.00013624 | 0 | 0.00027015 | 0.00014685 | 0.00011416 | 0.15 | 0.0546 | 0.0518 | 0.11525 | 0.55945 | 0.16083 | 0.052895
5241 | 1 | 0.00013626 | 0 | 0.00055274 | 0.00016448 | 0.00011416 | 0.24 | 0.058 | 0.079 | 0.19047 | 0.61751 | 0.20159 | 0.15184
5242 | 1 | 0.00013483 | 0 | 0.00079359 | 0.00018797 | 0.00011416 | 0.31 | 0.0727 | 0.1002 | 0.25485 | 0.65622 | 0.11721 | 0.29383
5243 | 1 | 0.00013276 | 0 | 0.00097745 | 0.00020677 | 0.00011416 | 0.5 | 0.0845 | 0.1266 | 0.2614 | 0.67189 | 0.033674 | 0.2089
5244 | 1 | 0.00013192 | 0 | 0.0011135 | 0.00018797 | 0.00011416 | 0.56 | 0.0987 | 0.1576 | 0.29048 | 0.67373 | 0.0013373 | 0.0546
5245 | 1 | 0.00013109 | 0 | 0.0012212 | 0.00019032 | 0.00011416 | 0.64 | 0.1111 | 0.1904 | 0.30197 | 0.66452 | 0.07614 | 0.7758
5246 | 1 | 0.00012719 | 0 | 0.0012674 | 0.00021382 | 0.00011416 | 0.64 | 0.1207 | 0.2601 | 0.27789 | 0.647 | 0.31504 | 0.19901
5247 | 1 | 0.00012341 | 0 | 0.0012581 | 0.00022322 | 0.00011416 | 0.58 | 0.1327 | 0.3117 | 0.25683 | 0.62857 | 0.40529 | 0.083861
5248 | 1 | 0.000124 | 0 | 0.0012048 | 0.00022322 | 0.00011416 | 0.44 | 0.148 | 0.35 | 0.24248 | 0.61843 | 0.24989 | 0.31496
5249 | 1 | 0.00012788 | 0 | 0.0011002 | 0.00016448 | 0.00011416 | 0.05 | 0.1718 | 0.3683 | 0.20443 | 0.61567 | 0.07269 | 0.0018831
5250 | 1 | 0.00013188 | 0 | 0.00094078 | 0.00011748 | 0.00011416 | 0.06 | 0.2133 | 0.3725 | 0.1384 | 0.6212 | 0.0017319 | 0.067203
5251 | 1 | 0.00013995 | 0 | 0.00068662 | 8.8113e-05 | 0.00011416 | 0.02 | 0.2886 | 0.3403 | 0.078133 | 0.60922 | 0.014991 | 0.0070757
5252 | 1 | 0.00014758 | 0 | 0.00043232 | 5.8742e-05 | 0.00011416 | 0 | 0.3333 | 0.2854 | 0.059603 | 0.59447 | 0.1392 | 0
5253 | 1 | 0.00015476 | 0 | 0.00031203 | 3.7595e-05 | 0.00011416 | 0 | 0.3375 | 0.2065 | 0.093968 | 0.61567 | 0.17824 | 0
5254 | 1 | 0.00015221 | 0 | 0.0002383 | 2.3497e-05 | 0.00011416 | 0 | 0.3125 | 0.143 | 0.089954 | 0.60184 | 0.10544 | 0
5255 | 1 | 0.00014421 | 0 | 0.00017689 | 9.3987e-06 | 0.00011416 | 0 | 0.2787 | 0.091 | 0.067961 | 0.57512 | 0.031253 | 0
5256 | 1 | 0.00013732 | 0 | 0.00012347 | 5.8742e-06 | 0.00011416 | 0 | 0.2549 | 0.0498 | 0.084621 | 0.58433 | 0.0013373 | 0
5257 | 1 | 0.00012847 | 0 | 7.7785e-05 | 2.3497e-06 | 0.00011416 | 0 | 0.2356 | 0.0332 | 0.072854 | 0.56129 | 0.068568 | 0
5258 | 1 | 0.00012246 | 0 | 2.6774e-05 | 1.1748e-06 | 0.00011416 | 0 | 0.221 | 0.0336 | 0.047836 | 0.55853 | 0.28635 | 0
5259 | 1 | 0.00011824 | 0 | 0 | 1.4098e-05 | 0.00011416 | 0 | 0.2152 | 0.0311 | 0.028592 | 0.56313 | 0.36769 | 0
5260 | 1 | 0.00011494 | 0 | 0 | 3.7595e-05 | 0.00011416 | 0 | 0.2202 | 0.0336 | 0.027107 | 0.55392 | 0.22739 | 0
5261 | 1 | 0.00011388 | 0 | 0 | 9.3987e-05 | 0.00011416 | 0 | 0.23 | 0.0498 | 0.025953 | 0.55207 | 0.066242 | 0
5262 | 1 | 0.00011495 | 0 | 0 | 0.0001821 | 0.00011416 | 0 | 0.2322 | 0.0656 | 0.031506 | 0.55484 | 0.0016614 | 0
5263 | 1 | 0.00011465 | 0 | 0 | 0.0001586 | 0.00011416 | 0 | 0.2231 | 0.0458 | 0.040304 | 0.54654 | 0.012788 | 0.000624
5264 | 1 | 0.00011584 | 0 | 0.00012106 | 0.00014685 | 0.00011416 | 0.01 | 0.2127 | 0.0287 | 0.050256 | 0.55853 | 0.12432 | 0
5265 | 1 | 0.00012023 | 0 | 0.00027586 | 0.00016448 | 0.00011416 | 0.05 | 0.1909 | 0.0137 | 0.089405 | 0.54194 | 0.16196 | 0
5266 | 1 | 0.00012437 | 0 | 0.00041786 | 0.00018797 | 0.00011416 | 0.07 | 0.1591 | 0.0018 | 0.14065 | 0.57512 | 0.097148 | 0
5267 | 1 | 0.0001234 | 0 | 0.00053752 | 0.00020677 | 0.00011416 | 0.05 | 0.1453 | 0.0004 | 0.18244 | 0.58157 | 0.029515 | 0
5268 | 1 | 0.00012119 | 0 | 0.00065147 | 0.00018797 | 0.00011416 | 0.12 | 0.1484 | 0.0027 | 0.21202 | 0.59631 | 0.0013373 | 0
5269 | 1 | 0.00011896 | 0 | 0.00074968 | 0.00019032 | 0.00011416 | 0.06 | 0.1672 | 0.011 | 0.20647 | 0.59539 | 0.057093 | 0.15019
5270 | 1 | 0.00011429 | 0 | 0.00081744 | 0.00021382 | 0.00011416 | 0.25 | 0.1888 | 0.0189 | 0.166 | 0.59355 | 0.24249 | 0.054555
5271 | 1 | 0.00011003 | 0 | 0.00083153 | 0.00022322 | 0.00011416 | 0.17 | 0.2079 | 0.0493 | 0.12421 | 0.59539 | 0.31032 | 0.78527
5272 | 1 | 0.00010761 | 0 | 0.00079638 | 0.00022322 | 0.00011416 | 0.11 | 0.21 | 0.0577 | 0.090669 | 0.59908 | 0.19297 | 0.17551
5273 | 1 | 0.0001086 | 0 | 0.00071923 | 0.00016448 | 0.00011416 | 0.24 | 0.2087 | 0.0685 | 0.085666 | 0.60645 | 0.056361 | 0.31657
5274 | 1 | 0.00011289 | 0 | 0.00060502 | 0.00011748 | 0.00011416 | 0.12 | 0.2102 | 0.1031 | 0.10079 | 0.59631 | 0.0015481 | 0.040972
5275 | 1 | 0.00012007 | 0 | 0.00042192 | 8.8113e-05 | 0.00011416 | 0.04 | 0.231 | 0.125 | 0.11981 | 0.59171 | 0.0096143 | 0.0084909
5276 | 1 | 0.00013082 | 0 | 0.00020328 | 5.8742e-05 | 0.00011416 | 0 | 0.262 | 0.1904 | 0.14136 | 0.60184 | 0.10194 | 0
5277 | 1 | 0.00014317 | 0 | 6.7634e-05 | 3.7595e-05 | 0.00011416 | 0 | 0.2919 | 0.3347 | 0.14862 | 0.63594 | 0.13708 | 0
5278 | 1 | 0.00014287 | 0 | 0 | 2.3497e-05 | 0.00011416 | 0 | 0.2995 | 0.4041 | 0.10453 | 0.64147 | 0.084313 | 0
5279 | 1 | 0.00013345 | 0 | 0 | 9.3987e-06 | 0.00011416 | 0 | 0.2961 | 0.4128 | 0.078573 | 0.6129 | 0.026764 | 0
5280 | 1 | 0.00012429 | 0 | 0 | 5.8742e-06 | 0.00011416 | 0 | 0.2885 | 0.4332 | 0.054105 | 0.57512 | 0.0013373 | 0
5281 | 1 | 0.00011537 | 0 | 0 | 2.3497e-06 | 0.00011416 | 0 | 0.2803 | 0.4654 | 0.055149 | 0.57419 | 0.048895 | 0
5282 | 1 | 0.00010845 | 0 | 0 | 1.1748e-06 | 0.00011416 | 0 | 0.2743 | 0.4522 | 0.058888 | 0.57972 | 0.21082 | 0
5283 | 1 | 0.00010396 | 0 | 0 | 1.4098e-05 | 0.00011416 | 0 | 0.2616 | 0.4332 | 0.049376 | 0.57604 | 0.26898 | 0
5284 | 1 | 0.00010127 | 0 | 0 | 3.7595e-05 | 0.00011416 | 0 | 0.2432 | 0.3897 | 0.039644 | 0.56313 | 0.16807 | 0
5285 | 1 | 9.9572e-05 | 0 | 0 | 9.3987e-05 | 0.00011416 | 0 | 0.2295 | 0.3868 | 0.034145 | 0.5659 | 0.049205 | 0
5286 | 1 | 9.9538e-05 | 0 | 0 | 0.0001821 | 0.00011416 | 0 | 0.222 | 0.384 | 0.048001 | 0.57419 | 0.0014614 | 0
5287 | 1 | 9.5575e-05 | 0 | 0 | 0.0001586 | 0.00011416 | 0.02 | 0.2166 | 0.2997 | 0.046572 | 0.57143 | 0.0074916 | 0.0010697
5288 | 1 | 9.8649e-05 | 0 | 0 | 0.00014685 | 0.00011416 | 0.09 | 0.2288 | 0.2854 | 0.047616 | 0.56129 | 0.086105 | 0.16719
5289 | 1 | 9.727e-05 | 0 | 0.00020442 | 0.00016448 | 0.00011416 | 0.37 | 0.2105 | 0.236 | 0.054874 | 0.56037 | 0.11912 | 0.36317
5290 | 1 | 9.3167e-05 | 0 | 0.00045872 | 0.00018797 | 0.00011416 | 0.41 | 0.1906 | 0.1643 | 0.044317 | 0.55484 | 0.0749 | 0.71947
5291 | 1 | 8.8411e-05 | 0 | 0.00066416 | 0.00020677 | 0.00011416 | 0.68 | 0.1849 | 0.1002 | 0.052675 | 0.56682 | 0.024691 | 0.61104
5292 | 1 | 8.4843e-05 | 0 | 0.00082797 | 0.00018797 | 0.00011416 | 0.45 | 0.1879 | 0.0545 | 0.065486 | 0.58618 | 0.0013373 | 0.34769
5293 | 1 | 8.3811e-05 | 0 | 0.0009503 | 0.00019032 | 0.00011416 | 0.11 | 0.1968 | 0.0379 | 0.074999 | 0.59816 | 0.038131 | 1
5294 | 1 | 8.2503e-05 | 0 | 0.0010253 | 0.00021382 | 0.00011416 | 0.69 | 0.208 | 0.055 | 0.085721 | 0.58802 | 0.16868 | 0.64968
5295 | 1 | 7.8761e-05 | 0 | 0.0010555 | 0.00022322 | 0.00011416 | 0.67 | 0.2243 | 0.0923 | 0.076428 | 0.57419 | 0.21411 | 0.60443
5296 | 1 | 7.7363e-05 | 0 | 0.001038 | 0.00022322 | 0.00011416 | 0.27 | 0.2381 | 0.1209 | 0.067191 | 0.57235 | 0.1349 | 0.091271
5297 | 1 | 7.8774e-05 | 0 | 0.00096477 | 0.00016448 | 0.00011416 | 0.08 | 0.2458 | 0.1385 | 0.076538 | 0.56682 | 0.039648 | 0
5298 | 1 | 8.4993e-05 | 0 | 0.00083457 | 0.00011748 | 0.00011416 | 0.02 | 0.2505 | 0.1691 | 0.081212 | 0.57788 | 0.0013373 | 0.0057831
5299 | 1 | 9.7381e-05 | 0 | 0.0005964 | 8.8113e-05 | 0.00011416 | 0 | 0.2529 | 0.2467 | 0.085446 | 0.57604 | 0.0049321 | 0.00020057
5300 | 1 | 0.00011377 | 0 | 0.00030467 | 5.8742e-05 | 0.00011416 | 0 | 0.2698 | 0.3528 | 0.097707 | 0.5871 | 0.065567 | 0
5301 | 1 | 0.00013049 | 0 | 0.00015532 | 3.7595e-05 | 0.00011416 | 0 | 0.2701 | 0.3725 | 0.14554 | 0.61751 | 0.09524 | 0
5302 | 1 | 0.00013856 | 0 | 5.4437e-05 | 2.3497e-05 | 0.00011416 | 0 | 0.2569 | 0.3077 | 0.16297 | 0.6129 | 0.062136 | 0
5303 | 1 | 0.00013385 | 0 | 0 | 9.3987e-06 | 0.00011416 | 0 | 0.2365 | 0.2419 | 0.11756 | 0.61014 | 0.021786 | 0
5304 | 1 | 0.00012322 | 0 | 0 | 5.8742e-06 | 0.00011416 | 0 | 0.2182 | 0.1662 | 0.07148 | 0.553 | 0.0013373 | 0
5305 | 1 | 0.00011356 | 0 | 0 | 2.3497e-06 | 0.00011416 | 0 | 0.202 | 0.0816 | 0.042118 | 0.55207 | 0.030472 | 0
5306 | 1 | 0.00010715 | 0 | 0 | 1.1748e-06 | 0.00011416 | 0 | 0.1885 | 0.0366 | 0.037829 | 0.54747 | 0.13818 | 0
5307 | 1 | 0.00010342 | 0 | 0 | 1.4098e-05 | 0.00011416 | 0 | 0.176 | 0.0094 | 0.031946 | 0.5447 | 0.17455 | 0
5308 | 1 | 0.00010225 | 0 | 0 | 3.7595e-05 | 0.00011416 | 0 | 0.167 | 0.0012 | 0.029527 | 0.53825 | 0.11084 | 0
5309 | 1 | 0.00010398 | 0 | 0 | 9.3987e-05 | 0.00011416 | 0 | 0.1564 | 0.0002 | 0.032826 | 0.53641 | 0.032701 | 0
5310 | 1 | 0.00011323 | 0 | 0 | 0.0001821 | 0.00011416 | 0 | 0.1406 | 0.0001 | 0.048771 | 0.52442 | 0.0012395 | 0
5311 | 1 | 0.00012173 | 0 | 0 | 0.0001586 | 0.00011416 | 0.02 | 0.094 | 0 | 0.048441 | 0.52903 | 0.0033087 | 0.0035211
5312 | 1 | 0.00012817 | 0 | 0.00013362 | 0.00014685 | 0.00011416 | 0.17 | 0.0658 | 0.0003 | 0.057239 | 0.553 | 0.051184 | 0.16409
5313 | 1 | 0.00012537 | 0 | 0.00048156 | 0.00016448 | 0.00011416 | 0.37 | 0.0713 | 0.0006 | 0.12844 | 0.60276 | 0.077965 | 0.38298
5314 | 1 | 0.00011964 | 0 | 0.00078813 | 0.00018797 | 0.00011416 | 0.54 | 0.0918 | 0.0165 | 0.15967 | 0.6212 | 0.052679 | 0.60361
5315 | 1 | 0.00011429 | 0 | 0.0010054 | 0.00020677 | 0.00011416 | 0.67 | 0.1104 | 0.0513 | 0.15484 | 0.62765 | 0.019547 | 0.83407
5316 | 1 | 0.00011255 | 0 | 0.0011578 | 0.00018797 | 0.00011416 | 0.75 | 0.1231 | 0.0916 | 0.17265 | 0.63226 | 0.0013373 | 0.97463
5317 | 1 | 0.00011295 | 0 | 0.0012592 | 0.00019032 | 0.00011416 | 0.76 | 0.1349 | 0.1076 | 0.18359 | 0.6341 | 0.022727 | 0.91761
5318 | 1 | 0.00011014 | 0 | 0.001302 | 0.00021382 | 0.00011416 | 0.63 | 0.1439 | 0.1342 | 0.13092 | 0.60092 | 0.10674 | 0.9286
5319 | 1 | 0.00010765 | 0 | 0.0012887 | 0.00022322 | 0.00011416 | 0.56 | 0.15 | 0.1781 | 0.10656 | 0.57512 | 0.1339 | 0.73185
5320 | 1 | 0.00010986 | 0 | 0.0012333 | 0.00022322 | 0.00011416 | 0.41 | 0.1616 | 0.1567 | 0.11008 | 0.5576 | 0.085976 | 0.36009
5321 | 1 | 0.00011454 | 0 | 0.0011239 | 0.00016448 | 0.00011416 | 0.35 | 0.1715 | 0.1153 | 0.11349 | 0.55023 | 0.025498 | 0.36046
5322 | 1 | 0.00012026 | 0 | 0.00095702 | 0.00011748 | 0.00011416 | 0.13 | 0.1703 | 0.1359 | 0.092154 | 0.53917 | 0.0011286 | 0.17666
5323 | 1 | 0.0001284 | 0 | 0.00068674 | 8.8113e-05 | 0.00011416 | 0.04 | 0.1671 | 0.2516 | 0.095343 | 0.54562 | 0.0018864 | 0.0048249
5324 | 1 | 0.00013728 | 0 | 0.00042572 | 5.8742e-05 | 0.00011416 | 0 | 0.1681 | 0.3725 | 0.12905 | 0.54654 | 0.036909 | 0
5325 | 1 | 0.00014772 | 0 | 0.00031875 | 3.7595e-05 | 0.00011416 | 0 | 0.1646 | 0.394 | 0.18761 | 0.56037 | 0.060161 | 0
5326 | 1 | 0.00014706 | 0 | 0.00024604 | 2.3497e-05 | 0.00011416 | 0 | 0.1538 | 0.3983 | 0.20625 | 0.54839 | 0.042662 | 0
5327 | 1 | 0.00013836 | 0 | 0.00017004 | 9.3987e-06 | 0.00011416 | 0 | 0.1429 | 0.4522 | 0.11822 | 0.53641 | 0.01707 | 0
5328 | 1 | 0.00013053 | 0 | 9.5804e-05 | 5.8742e-06 | 0.00011416 | 0 | 0.134 | 0.4888 | 0.093033 | 0.52442 | 0.0013373 | 0
5329 | 1 | 0.00012273 | 0 | 2.8551e-05 | 2.3497e-06 | 0.00011416 | 0 | 0.1286 | 0.4829 | 0.039919 | 0.50876 | 0.016421 | 0
5330 | 1 | 0.00011734 | 0 | 0 | 1.1748e-06 | 0.00011416 | 0 | 0.128 | 0.4698 | 0.031616 | 0.50323 | 0.080465 | 0
5331 | 1 | 0.0001134 | 0 | 0 | 1.4098e-05 | 0.00011416 | 0 | 0.1296 | 0.442 | 0.031396 | 0.50507 | 0.10011 | 0
5332 | 1 | 0.0001115 | 0 | 0 | 3.7595e-05 | 0.00011416 | 0 | 0.1303 | 0.4201 | 0.040798 | 0.51336 | 0.065138 | 0
5333 | 1 | 0.00011295 | 0 | 0 | 9.3987e-05 | 0.00011416 | 0 | 0.1292 | 0.442 | 0.049101 | 0.50046 | 0.019439 | 0
5334 | 1 | 0.00011993 | 0 | 0 | 0.0001821 | 0.00011416 | 0 | 0.1232 | 0.4099 | 0.062737 | 0.49401 | 0.0010245 | 0
5335 | 1 | 0.00012662 | 0 | 9.6438e-06 | 0.0001586 | 0.00011416 | 0.02 | 0.0915 | 0.3037 | 0.072854 | 0.49862 | 0.00094438 | 0.011143
5336 | 1 | 0.00012812 | 0 | 0.00025861 | 0.00014685 | 0.00011416 | 0.17 | 0.08 | 0.2528 | 0.080057 | 0.52995 | 0.02557 | 0.16379
5337 | 1 | 0.00012807 | 0 | 0.00053574 | 0.00016448 | 0.00011416 | 0.36 | 0.0968 | 0.2142 | 0.15335 | 0.60461 | 0.045297 | 0.42528
5338 | 1 | 0.00012578 | 0 | 0.00076021 | 0.00018797 | 0.00011416 | 0.43 | 0.122 | 0.212 | 0.17705 | 0.63871 | 0.034002 | 0.3624
5339 | 1 | 0.00012293 | 0 | 0.00093177 | 0.00020677 | 0.00011416 | 0.54 | 0.139 | 0.1801 | 0.1875 | 0.64055 | 0.014811 | 0.75219
5340 | 1 | 0.00012152 | 0 | 0.0010528 | 0.00018797 | 0.00011416 | 0.64 | 0.1566 | 0.1193 | 0.20509 | 0.647 | 0.0013373 | 0.36688
5341 | 1 | 0.00012273 | 0 | 0.0011234 | 0.00019032 | 0.00011416 | 0.63 | 0.1794 | 0.0816 | 0.20267 | 0.63687 | 0.011404 | 0.70565
5342 | 1 | 0.00011962 | 0 | 0.0011461 | 0.00021382 | 0.00011416 | 0.71 | 0.1999 | 0.0973 | 0.15599 | 0.60369 | 0.058901 | 0.88123
5343 | 1 | 0.00011659 | 0 | 0.0011228 | 0.00022322 | 0.00011416 | 0.67 | 0.2129 | 0.1731 | 0.12058 | 0.58802 | 0.072546 | 0.8001
5344 | 1 | 0.00011802 | 0 | 0.0010604 | 0.00022322 | 0.00011416 | 0.53 | 0.2121 | 0.2945 | 0.097322 | 0.56313 | 0.047973 | 0.60213
5345 | 1 | 0.00012167 | 0 | 0.00096223 | 0.00016448 | 0.00011416 | 0.32 | 0.2027 | 0.3697 | 0.08792 | 0.55484 | 0.014425 | 0.36693
5346 | 1 | 0.00012574 | 0 | 0.0008248 | 0.00011748 | 0.00011416 | 0.14 | 0.1908 | 0.4347 | 0.072139 | 0.55945 | 0.00092699 | 0.16964
5347 | 1 | 0.00013164 | 0 | 0.00062254 | 8.8113e-05 | 0.00011416 | 0.03 | 0.1838 | 0.583 | 0.076703 | 0.55207 | 0.00038361 | 0.004914
5348 | 1 | 0.00014141 | 0 | 0.00036583 | 5.8742e-05 | 0.00011416 | 0 | 0.183 | 0.6582 | 0.10238 | 0.55853 | 0.01683 | 0
5349 | 1 | 0.00015268 | 0 | 0.00024338 | 3.7595e-05 | 0.00011416 | 0 | 0.1698 | 0.6353 | 0.14857 | 0.54839 | 0.033108 | 0
5350 | 1 | 0.00015183 | 0 | 0.00015582 | 2.3497e-05 | 0.00011416 | 0 | 0.1629 | 0.6196 | 0.16259 | 0.54009 | 0.026602 | 0
5351 | 1 | 0.00014289 | 0 | 8.5018e-05 | 9.3987e-06 | 0.00011416 | 0 | 0.1539 | 0.6022 | 0.10497 | 0.52719 | 0.01276 | 0
5352 | 1 | 0.00013505 | 0 | 2.043e-05 | 5.8742e-06 | 0.00011416 | 0 | 0.1393 | 0.5899 | 0.062022 | 0.51797 | 0.0013373 | 0
5353 | 1 | 0.00012531 | 0 | 0 | 2.3497e-06 | 0.00011416 | 0 | 0.1225 | 0.5872 | 0.03651 | 0.49124 | 0.0081022 | 0
5354 | 1 | 0.00011845 | 0 | 0 | 1.1748e-06 | 0.00011416 | 0 | 0.1059 | 0.5775 | 0.029747 | 0.47558 | 0.044193 | 0
5355 | 1 | 0.00011502 | 0 | 0 | 1.4098e-05 | 0.00011416 | 0 | 0.0944 | 0.5995 | 0.036345 | 0.48848 | 0.053873 | 0
5356 | 1 | 0.0001133 | 0 | 0 | 3.7595e-05 | 0.00011416 | 0 | 0.0834 | 0.5663 | 0.0342 | 0.48756 | 0.036217 | 0
5357 | 1 | 0.00011415 | 0 | 0 | 9.3987e-05 | 0.00011416 | 0 | 0.072 | 0.5422 | 0.043053 | 0.48664 | 0.010974 | 0
5358 | 1 | 0.00012131 | 0 | 0 | 0.0001821 | 0.00011416 | 0 | 0.0667 | 0.4829 | 0.084731 | 0.5106 | 0.00085063 | 0
5359 | 1 | 0.00012695 | 0 | 2.982e-05 | 0.0001586 | 0.00011416 | 0.01 | 0.0556 | 0.357 | 0.085336 | 0.51336 | 0.00013621 | 0.0054154
5360 | 1 | 0.000126 | 0 | 0.00029706 | 0.00014685 | 0.00011416 | 0.12 | 0.0536 | 0.343 | 0.10815 | 0.52258 | 0.011287 | 0.090837
5361 | 1 | 0.00012544 | 0 | 0.00059817 | 0.00016448 | 0.00011416 | 0.38 | 0.0927 | 0.3472 | 0.15638 | 0.59539 | 0.024803 | 0.34411
5362 | 1 | 0.00012285 | 0 | 0.00081655 | 0.00018797 | 0.00011416 | 0.55 | 0.1316 | 0.3037 | 0.1666 | 0.60922 | 0.021325 | 0.58323
5363 | 1 | 0.00012262 | 0 | 0.00096362 | 0.00020677 | 0.00011416 | 0.67 | 0.1602 | 0.2455 | 0.17474 | 0.61935 | 0.011204 | 0.85007
5364 | 1 | 0.00012294 | 0 | 0.0010653 | 0.00018797 | 0.00011416 | 0.74 | 0.1857 | 0.201 | 0.15896 | 0.61475 | 0.0013373 | 0.97649
5365 | 1 | 0.00012284 | 0 | 0.0011519 | 0.00019032 | 0.00011416 | 0.76 | 0.2117 | 0.1801 | 0.14477 | 0.62304 | 0.0055087 | 1
5366 | 1 | 0.00011945 | 0 | 0.0011858 | 0.00021382 | 0.00011416 | 0.73 | 0.2368 | 0.1483 | 0.11365 | 0.57235 | 0.032163 | 0.34096
5367 | 1 | 0.00011612 | 0 | 0.0011639 | 0.00022322 | 0.00011416 | 0.42 | 0.2589 | 0.1225 | 0.076373 | 0.56682 | 0.038714 | 0.069375
5368 | 1 | 0.00011793 | 0 | 0.0010923 | 0.00022322 | 0.00011416 | 0.25 | 0.2761 | 0.1053 | 0.063397 | 0.53272 | 0.026558 | 0.47135
5369 | 1 | 0.00012237 | 0 | 0.0009824 | 0.00016448 | 0.00011416 | 0.31 | 0.2834 | 0.0842 | 0.058118 | 0.52719 | 0.0081223 | 0.25604
5370 | 1 | 0.00012703 | 0 | 0.00083013 | 0.00011748 | 0.00011416 | 0.14 | 0.2792 | 0.0555 | 0.049101 | 0.51889 | 0.00077858 | 0.19416
5371 | 1 | 0.00013282 | 0 | 0.00061835 | 8.8113e-05 | 0.00011416 | 0.02 | 0.256 | 0.0177 | 0.048111 | 0.5106 | 2.7661e-05 | 0.0033651
5372 | 1 | 0.00014128 | 0 | 0.00039692 | 5.8742e-05 | 0.00011416 | 0 | 0.2214 | 0.0009 | 0.078573 | 0.52166 | 0.0071183 | 0
5373 | 1 | 0.00015345 | 0 | 0.00027066 | 3.7595e-05 | 0.00011416 | 0 | 0.2045 | 0.0092 | 0.079562 | 0.54562 | 0.018018 | 0
5374 | 1 | 0.00015293 | 0 | 0.00017778 | 2.3497e-05 | 0.00011416 | 0 | 0.2093 | 0.0733 | 0.11343 | 0.54009 | 0.016797 | 0
5375 | 1 | 0.00014409 | 0 | 0.00010608 | 9.3987e-06 | 0.00011416 | 0 | 0.2183 | 0.0803 | 0.12185 | 0.4977 | 0.0097796 | 0
5376 | 1 | 0.00013646 | 0 | 3.6418e-05 | 5.8742e-06 | 0.00011416 | 0 | 0.2321 | 0.061 | 0.068291 | 0.49309 | 0.0013373 | 0
5377 | 1 | 0.00012804 | 0 | 0 | 2.3497e-06 | 0.00011416 | 0 | 0.2594 | 0.0937 | 0.046132 | 0.48387 | 0.0038861 | 0
5378 | 1 | 0.00012043 | 0 | 0 | 1.1748e-06 | 0.00011416 | 0 | 0.2819 | 0.1567 | 0.029362 | 0.47097 | 0.024287 | 0
5379 | 1 | 0.00011678 | 0 | 0 | 1.4098e-05 | 0.00011416 | 0 | 0.2889 | 0.3334 | 0.030296 | 0.47189 | 0.028873 | 0
5380 | 1 | 0.00011492 | 0 | 0 | 3.7595e-05 | 0.00011416 | 0 | 0.2886 | 0.2384 | 0.031066 | 0.4765 | 0.020202 | 0
5381 | 1 | 0.00011537 | 0 | 0 | 9.3987e-05 | 0.00011416 | 0 | 0.2942 | 0.1465 | 0.032001 | 0.47189 | 0.0062342 | 0
5382 | 1 | 0.00012178 | 0 | 0 | 0.0001821 | 0.00011416 | 0 | 0.3064 | 0.1691 | 0.03574 | 0.46728 | 0.00072397 | 0
5383 | 1 | 0.00012837 | 0 | 0 | 0.0001586 | 0.00011416 | 0.02 | 0.34 | 0.175 | 0.03497 | 0.47189 | 2.3399e-06 | 0.0085354
5384 | 1 | 0.00013936 | 0 | 1.142e-06 | 0.00014685 | 0.00011416 | 0.18 | 0.419 | 0.1672 | 0.050476 | 0.48848 | 0.0046411 | 0.1816
5385 | 1 | 0.00014144 | 0 | 0.00020988 | 0.00016448 | 0.00011416 | 0.39 | 0.4753 | 0.201 | 0.05372 | 0.54286 | 0.013581 | 0.40473
5386 | 1 | 0.00014061 | 0 | 0.00040365 | 0.00018797 | 0.00011416 | 0.57 | 0.501 | 0.2491 | 0.06884 | 0.57788 | 0.013675 | 0.60491
5387 | 1 | 0.00013731 | 0 | 0.00056708 | 0.00020677 | 0.00011416 | 0.69 | 0.5077 | 0.3265 | 0.080992 | 0.59447 | 0.0087312 | 0.80873
5388 | 1 | 0.00013519 | 0 | 0.00069283 | 0.00018797 | 0.00011416 | 0.76 | 0.5128 | 0.4114 | 0.087975 | 0.6 | 0.0013373 | 0.94357
5389 | 1 | 0.00013431 | 0 | 0.00077646 | 0.00019032 | 0.00011416 | 0.79 | 0.5223 | 0.4478 | 0.081762 | 0.60553 | 0.0032106 | 1
5390 | 1 | 0.00012978 | 0 | 0.00081097 | 0.00021382 | 0.00011416 | 0.75 | 0.5325 | 0.5365 | 0.067631 | 0.53641 | 0.020884 | 0.98029
5391 | 1 | 0.00012521 | 0 | 0.00080069 | 0.00022322 | 0.00011416 | 0.66 | 0.5289 | 0.5062 | 0.045857 | 0.51705 | 0.024649 | 0.84229
5392 | 1 | 0.00012589 | 0 | 0.00075146 | 0.00022322 | 0.00011416 | 0.55 | 0.5118 | 0.4815 | 0.049266 | 0.50876 | 0.017445 | 0.59074
5393 | 1 | 0.00013099 | 0 | 0.00064665 | 0.00016448 | 0.00011416 | 0.33 | 0.4798 | 0.461 | 0.063782 | 0.51705 | 0.0054113 | 0.3656
5394 | 1 | 0.00013535 | 0 | 0.00050706 | 0.00011748 | 0.00011416 | 0.15 | 0.4311 | 0.442 | 0.057514 | 0.5106 | 0.00069764 | 0.085822
5395 | 1 | 0.00014264 | 0 | 0.00028132 | 8.8113e-05 | 0.00011416 | 0.03 | 0.3592 | 0.3983 | 0.047012 | 0.50046 | 1.1008e-07 | 0.000702
5396 | 1 | 0.00015053 | 0 | 6.4715e-05 | 5.8742e-05 | 0.00011416 | 0 | 0.3123 | 0.3626 | 0.077638 | 0.52166 | 0.003654 | 0
5397 | 1 | 0.00015881 | 0 | 0 | 3.7595e-05 | 0.00011416 | 0 | 0.2954 | 0.3403 | 0.10623 | 0.54562 | 0.011665 | 0
5398 | 1 | 0.00015237 | 0 | 0 | 2.3497e-05 | 0.00011416 | 0 | 0.2949 | 0.3238 | 0.10046 | 0.53364 | 0.012271 | 0
5399 | 1 | 0.00014007 | 0 | 0 | 9.3987e-06 | 0.00011416 | 0 | 0.3 | 0.2984 | 0.073844 | 0.50876 | 0.0082363 | 0
5400 | 1 | 0.00013087 | 0 | 0 | 5.8742e-06 | 0.00011416 | 0 | 0.302 | 0.2997 | 0.047232 | 0.48848 | 0.0013373 | 0
5401 | 1 | 0.00012068 | 0 | 0 | 2.3497e-06 | 0.00011416 | 0 | 0.3019 | 0.3375 | 0.044427 | 0.48387 | 0.0035376 | 0
5402 | 1 | 0.00011388 | 0 | 0 | 1.1748e-06 | 0.00011416 | 0 | 0.2935 | 0.3612 | 0.03343 | 0.47373 | 0.022542 | 0
5403 | 1 | 0.00010917 | 0 | 0 | 1.4098e-05 | 0.00011416 | 0 | 0.2696 | 0.3725 | 0.028317 | 0.47097 | 0.026705 | 0
5404 | 1 | 0.00010765 | 0 | 0 | 3.7595e-05 | 0.00011416 | 0 | 0.2353 | 0.3279 | 0.031286 | 0.47373 | 0.01879 | 0
5405 | 1 | 0.00010841 | 0 | 0 | 9.3987e-05 | 0.00011416 | 0 | 0.2075 | 0.254 | 0.03464 | 0.48018 | 0.0058131 | 0
5406 | 1 | 0.00011531 | 0 | 0 | 0.0001821 | 0.00011416 | 0 | 0.1855 | 0.176 | 0.041898 | 0.48111 | 0.00071072 | 0
5407 | 1 | 0.00012215 | 0 | 0 | 0.0001586 | 0.00011416 | 0.02 | 0.1707 | 0.1957 | 0.040743 | 0.48664 | 7.3737e-07 | 0.0088697
5408 | 1 | 0.00013156 | 0 | 0 | 0.00014685 | 0.00011416 | 0.18 | 0.1726 | 0.3472 | 0.061967 | 0.50138 | 0.0041279 | 0.17568
5409 | 1 | 0.00014227 | 0 | 0 | 0.00016448 | 0.00011416 | 0.39 | 0.1688 | 0.6314 | 0.071425 | 0.56406 | 0.012599 | 0.38356
5410 | 1 | 0.00014405 | 0 | 0.0001274 | 0.00018797 | 0.00011416 | 0.57 | 0.1631 | 0.8287 | 0.08649 | 0.58525 | 0.01296 | 0.58401
5411 | 1 | 0.00013984 | 0 | 0.0002831 | 0.00020677 | 0.00011416 | 0.68 | 0.1638 | 0.9042 | 0.11519 | 0.61567 | 0.0084813 | 0.78164
5412 | 1 | 0.00013678 | 0 | 0.00039997 | 0.00018797 | 0.00011416 | 0.76 | 0.1703 | 0.919 | 0.1313 | 0.63041 | 0.0013373 | 0.83388
5413 | 1 | 0.00013535 | 0 | 0.00048638 | 0.00019032 | 0.00011416 | 0.77 | 0.1827 | 0.901 | 0.12888 | 0.62581 | 0.0055087 | 0.90448
5414 | 1 | 0.0001292 | 0 | 0.00055516 | 0.00021382 | 0.00011416 | 0.75 | 0.1992 | 0.8619 | 0.085391 | 0.57143 | 0.032163 | 0.91496
5415 | 1 | 0.00012233 | 0 | 0.00057178 | 0.00022322 | 0.00011416 | 0.64 | 0.2147 | 0.8353 | 0.061253 | 0.56682 | 0.038714 | 0.82814
5416 | 1 | 0.00012223 | 0 | 0.00053219 | 0.00022322 | 0.00011416 | 0.44 | 0.2283 | 0.8219 | 0.063782 | 0.57235 | 0.026558 | 0.27059
5417 | 1 | 0.00012672 | 0 | 0.00043359 | 0.00016448 | 0.00011416 | 0.31 | 0.239 | 0.8108 | 0.059218 | 0.56682 | 0.0081223 | 0.36446
5418 | 1 | 0.0001321 | 0 | 0.00029629 | 0.00011748 | 0.00011416 | 0.15 | 0.2462 | 0.7761 | 0.064497 | 0.55392 | 0.00077858 | 0.2136
5419 | 1 | 0.00013919 | 0 | 0.00011344 | 8.8113e-05 | 0.00011416 | 0.01 | 0.2431 | 0.7149 | 0.074284 | 0.5576 | 2.7661e-05 | 0
5420 | 1 | 0.00014367 | 0 | 0 | 5.8742e-05 | 0.00011416 | 0 | 0.2304 | 0.6656 | 0.082696 | 0.55576 | 0.0071183 | 0
5421 | 1 | 0.00015077 | 0 | 0 | 3.7595e-05 | 0.00011416 | 0 | 0.216 | 0.5872 | 0.10639 | 0.56313 | 0.018018 | 0
5422 | 1 | 0.00014429 | 0 | 0 | 2.3497e-05 | 0.00011416 | 0 | 0.1937 | 0.5803 | 0.094573 | 0.55115 | 0.016797 | 0
5423 | 1 | 0.00013366 | 0 | 0 | 9.3987e-06 | 0.00011416 | 0 | 0.1758 | 0.5858 | 0.075493 | 0.5106 | 0.0097796 | 0
5424 | 1 | 0.00012538 | 0 | 0 | 5.8742e-06 | 0.00011416 | 0 | 0.1616 | 0.5149 | 0.064167 | 0.4894 | 0.0013373 | 0
5425 | 1 | 0.00011653 | 0 | 0 | 2.3497e-06 | 0.00011416 | 0 | 0.1539 | 0.4961 | 0.050146 | 0.49493 | 0.0081022 | 0
5426 | 1 | 0.00010977 | 0 | 0 | 1.1748e-06 | 0.00011416 | 0 | 0.1515 | 0.4756 | 0.0353 | 0.48756 | 0.044193 | 0
5427 | 1 | 0.00010565 | 0 | 0 | 1.4098e-05 | 0.00011416 | 0 | 0.1531 | 0.4727 | 0.042338 | 0.49401 | 0.053873 | 0
5428 | 1 | 0.00010295 | 0 | 0 | 3.7595e-05 | 0.00011416 | 0 | 0.1519 | 0.4566 | 0.045857 | 0.49954 | 0.036217 | 0
5429 | 1 | 0.00010142 | 0 | 0 | 9.3987e-05 | 0.00011416 | 0 | 0.1508 | 0.4274 | 0.034035 | 0.49217 | 0.010974 | 0
5430 | 1 | 0.00010153 | 0 | 0 | 0.0001821 | 0.00011416 | 0 | 0.1487 | 0.3655 | 0.040249 | 0.50599 | 0.00085063 | 0
5431 | 1 | 0.00010021 | 0 | 0 | 0.0001586 | 0.00011416 | 0.02 | 0.1423 | 0.2726 | 0.050476 | 0.52627 | 0.00013621 | 0.00975
5432 | 1 | 0.00010344 | 0 | 0 | 0.00014685 | 0.00011416 | 0.18 | 0.1355 | 0.2984 | 0.052785 | 0.54286 | 0.011287 | 0.18148
5433 | 1 | 0.00011262 | 0 | 0 | 0.00016448 | 0.00011416 | 0.31 | 0.1117 | 0.2614 | 0.046737 | 0.52995 | 0.024803 | 0.46691
5434 | 1 | 0.0001162 | 0 | 7.3725e-05 | 0.00018797 | 0.00011416 | 0.57 | 0.0905 | 0.2221 | 0.045142 | 0.52627 | 0.021325 | 0.63823
5435 | 1 | 0.00011354 | 0 | 0.0002232 | 0.00020677 | 0.00011416 | 0.68 | 0.0854 | 0.1904 | 0.06917 | 0.52811 | 0.011204 | 0.78234
5436 | 1 | 0.00010994 | 0 | 0.00033677 | 0.00018797 | 0.00011416 | 0.53 | 0.0945 | 0.1711 | 0.065156 | 0.53456 | 0.0013373 | 0.94545
5437 | 1 | 0.00010841 | 0 | 0.0004124 | 0.00019032 | 0.00011416 | 0.77 | 0.1126 | 0.1633 | 0.073404 | 0.52903 | 0.01376 | 0.9705
5438 | 1 | 0.00010556 | 0 | 0.00045186 | 0.00021382 | 0.00011416 | 0.76 | 0.1349 | 0.1623 | 0.067851 | 0.52442 | 0.069123 | 0.88248
5439 | 1 | 0.00010012 | 0 | 0.00045212 | 0.00022322 | 0.00011416 | 0.66 | 0.1592 | 0.1711 | 0.061198 | 0.51797 | 0.08559 | 0.43109
5440 | 1 | 9.797e-05 | 0 | 0.00042103 | 0.00022322 | 0.00011416 | 0.52 | 0.1793 | 0.1852 | 0.060923 | 0.51521 | 0.056119 | 0.62166
5441 | 1 | 9.9741e-05 | 0 | 0.00035238 | 0.00016448 | 0.00011416 | 0.33 | 0.1922 | 0.201 | 0.061967 | 0.50783 | 0.016808 | 0.41899
5442 | 1 | 0.00010458 | 0 | 0.000243 | 0.00011748 | 0.00011416 | 0.15 | 0.1991 | 0.2098 | 0.057953 | 0.52074 | 0.00097493 | 0.1535
5443 | 1 | 0.00011297 | 0 | 8.3876e-05 | 8.8113e-05 | 0.00011416 | 0.03 | 0.1938 | 0.2142 | 0.057898 | 0.52719 | 0.00062252 | 0.0021617
5444 | 1 | 0.00011992 | 0 | 0 | 5.8742e-05 | 0.00011416 | 0 | 0.2067 | 0.2638 | 0.086435 | 0.55484 | 0.020896 | 0
5445 | 1 | 0.00013128 | 0 | 0 | 3.7595e-05 | 0.00011416 | 0 | 0.2072 | 0.2867 | 0.1566 | 0.59078 | 0.038885 | 0
5446 | 1 | 0.00012882 | 0 | 0 | 2.3497e-05 | 0.00011416 | 0 | 0.192 | 0.2841 | 0.16066 | 0.59078 | 0.030151 | 0
5447 | 1 | 0.00011993 | 0 | 0 | 9.3987e-06 | 0.00011416 | 0 | 0.1784 | 0.3143 | 0.11129 | 0.5659 | 0.01376 | 0
5448 | 1 | 0.00011241 | 0 | 0 | 5.8742e-06 | 0.00011416 | 0 | 0.163 | 0.3598 | 0.06994 | 0.52811 | 0.0013373 | 0
5449 | 1 | 0.00010582 | 0 | 0 | 2.3497e-06 | 0.00011416 | 0 | 0.1473 | 0.3669 | 0.045967 | 0.51889 | 0.020473 | 0
5450 | 1 | 0.00010015 | 0 | 0 | 1.1748e-06 | 0.00011416 | 0 | 0.1346 | 0.3375 | 0.032441 | 0.49862 | 0.097428 | 0
5451 | 1 | 9.597e-05 | 0 | 0 | 1.4098e-05 | 0.00011416 | 0 | 0.1257 | 0.2984 | 0.027547 | 0.49677 | 0.12191 | 0
5452 | 1 | 9.436e-05 | 0 | 0 | 3.7595e-05 | 0.00011416 | 0 | 0.1144 | 0.2577 | 0.025513 | 0.49401 | 0.0786 | 0
5453 | 1 | 9.2635e-05 | 0 | 0 | 9.3987e-05 | 0.00011416 | 0 | 0.1012 | 0.2176 | 0.026722 | 0.49217 | 0.023356 | 0
5454 | 1 | 9.2826e-05 | 0 | 0 | 0.0001821 | 0.00011416 | 0 | 0.089 | 0.1842 | 0.029527 | 0.49217 | 0.0010931 | 0
5455 | 1 | 9.0961e-05 | 0 | 0 | 0.0001586 | 0.00011416 | 0.02 | 0.0627 | 0.0916 | 0.034145 | 0.49401 | 0.0015239 | 0.0082457
5456 | 1 | 9.4041e-05 | 0 | 0 | 0.00014685 | 0.00011416 | 0.18 | 0.0521 | 0.0679 | 0.039149 | 0.5023 | 0.032819 | 0.18146
5457 | 1 | 9.9423e-05 | 0 | 4.8346e-05 | 0.00016448 | 0.00011416 | 0.39 | 0.0558 | 0.0473 | 0.044702 | 0.53456 | 0.054893 | 0.39778
5458 | 1 | 9.7972e-05 | 0 | 0.00026026 | 0.00018797 | 0.00011416 | 0.56 | 0.0648 | 0.0257 | 0.038709 | 0.53088 | 0.039629 | 0.63896
5459 | 1 | 9.3645e-05 | 0 | 0.00042763 | 0.00020677 | 0.00011416 | 0.67 | 0.0791 | 0.0101 | 0.043603 | 0.53917 | 0.016293 | 0.70246
5460 | 1 | 9.1782e-05 | 0 | 0.00053993 | 0.00018797 | 0.00011416 | 0.73 | 0.0969 | 0.0044 | 0.048606 | 0.54194 | 0.0013373 | 0.9293
5461 | 1 | 9.1943e-05 | 0 | 0.00060566 | 0.00019032 | 0.00011416 | 0.76 | 0.1151 | 0.0117 | 0.053775 | 0.53088 | 0.030472 | 0.95443
5462 | 1 | 9.159e-05 | 0 | 0.00063941 | 0.00021382 | 0.00011416 | 0.65 | 0.1297 | 0.0383 | 0.054929 | 0.53456 | 0.13818 | 0.65195
5463 | 1 | 8.7249e-05 | 0 | 0.00064449 | 0.00022322 | 0.00011416 | 0.48 | 0.1392 | 0.0752 | 0.050421 | 0.51613 | 0.17455 | 0.32193
5464 | 1 | 8.4945e-05 | 0 | 0.0006219 | 0.00022322 | 0.00011416 | 0.32 | 0.1436 | 0.0916 | 0.058118 | 0.51336 | 0.11084 | 0.23791
5465 | 1 | 8.6926e-05 | 0 | 0.00056264 | 0.00016448 | 0.00011416 | 0.1 | 0.1448 | 0.1114 | 0.066531 | 0.51336 | 0.032701 | 0.15902
5466 | 1 | 9.2389e-05 | 0 | 0.0004577 | 0.00011748 | 0.00011416 | 0.06 | 0.149 | 0.1465 | 0.085995 | 0.52811 | 0.0012395 | 0.012057
5467 | 1 | 0.00010295 | 0 | 0.00027561 | 8.8113e-05 | 0.00011416 | 0.03 | 0.1597 | 0.221 | 0.095233 | 0.52258 | 0.0033087 | 0.00012257
5468 | 1 | 0.00011491 | 0 | 8.4511e-05 | 5.8742e-05 | 0.00011416 | 0 | 0.1783 | 0.332 | 0.11607 | 0.553 | 0.051184 | 0
5469 | 1 | 0.00013242 | 0 | 0 | 3.7595e-05 | 0.00011416 | 0 | 0.1766 | 0.394 | 0.20718 | 0.59078 | 0.077965 | 0
5470 | 1 | 0.00013278 | 0 | 0 | 2.3497e-05 | 0.00011416 | 0 | 0.161 | 0.407 | 0.20476 | 0.5871 | 0.052679 | 0
5471 | 1 | 0.0001242 | 0 | 0 | 9.3987e-06 | 0.00011416 | 0 | 0.1443 | 0.4186 | 0.14483 | 0.56313 | 0.019547 | 0
5472 | 1 | 0.00011557 | 0 | 0 | 5.8742e-06 | 0.00011416 | 0 | 0.1314 | 0.3983 | 0.047836 | 0.51797 | 0.0013373 | 0
5473 | 1 | 0.0001077 | 0 | 0 | 2.3497e-06 | 0.00011416 | 0 | 0.1209 | 0.364 | 0.042228 | 0.51521 | 0.04329 | 0
5474 | 1 | 0.00010198 | 0 | 0 | 1.1748e-06 | 0.00011416 | 0 | 0.1127 | 0.3157 | 0.032716 | 0.49677 | 0.18897 | 0
5475 | 1 | 9.8858e-05 | 0 | 0 | 1.4098e-05 | 0.00011416 | 0 | 0.1057 | 0.2739 | 0.032386 | 0.49309 | 0.2405 | 0
5476 | 1 | 9.8062e-05 | 0 | 0 | 3.7595e-05 | 0.00011416 | 0 | 0.0993 | 0.2407 | 0.037609 | 0.5023 | 0.15088 | 0
5477 | 1 | 0.0001004 | 0 | 0 | 9.3987e-05 | 0.00011416 | 0 | 0.0954 | 0.2198 | 0.029417 | 0.49401 | 0.044255 | 0
5478 | 1 | 0.00010965 | 0 | 0 | 0.0001821 | 0.00011416 | 0 | 0.0944 | 0.2142 | 0.038654 | 0.49862 | 0.0013984 | 0
5479 | 1 | 0.00011785 | 0 | 0 | 0.0001586 | 0.00011416 | 0.02 | 0.0791 | 0.125 | 0.045692 | 0.52258 | 0.006123 | 0.010898
5480 | 1 | 0.00012935 | 0 | 0 | 0.00014685 | 0.00011416 | 0.18 | 0.0689 | 0.1024 | 0.074449 | 0.52719 | 0.07537 | 0.022174
5481 | 1 | 0.0001317 | 0 | 0.00018932 | 0.00016448 | 0.00011416 | 0.39 | 0.0563 | 0.1084 | 0.11673 | 0.58894 | 0.10674 | 0.45699
5482 | 1 | 0.00013139 | 0 | 0.00037243 | 0.00018797 | 0.00011416 | 0.52 | 0.0464 | 0.1091 | 0.14532 | 0.60737 | 0.068319 | 0.48523
5483 | 1 | 0.00012944 | 0 | 0.00051417 | 0.00020677 | 0.00011416 | 0.43 | 0.0435 | 0.0959 | 0.14653 | 0.6341 | 0.023208 | 0.41954
5484 | 1 | 0.00012779 | 0 | 0.00062533 | 0.00018797 | 0.00011416 | 0.34 | 0.048 | 0.0855 | 0.15231 | 0.64147 | 0.0013373 | 0.43872
5485 | 1 | 0.00012715 | 0 | 0.00069715 | 0.00019032 | 0.00011416 | 0.55 | 0.059 | 0.0746 | 0.16429 | 0.64793 | 0.059277 | 0.51423
5486 | 1 | 0.00012243 | 0 | 0.00073179 | 0.00021382 | 0.00011416 | 0.4 | 0.0745 | 0.0656 | 0.1335 | 0.64793 | 0.25088 | 0.8528
5487 | 1 | 0.00011628 | 0 | 0.00072976 | 0.00022322 | 0.00011416 | 0.42 | 0.0909 | 0.0644 | 0.093033 | 0.61382 | 0.32128 | 0.71807
5488 | 1 | 0.00011655 | 0 | 0.00069512 | 0.00022322 | 0.00011416 | 0.44 | 0.1101 | 0.0727 | 0.085446 | 0.57696 | 0.19955 | 0.56771
5489 | 1 | 0.00012029 | 0 | 0.00061759 | 0.00016448 | 0.00011416 | 0.14 | 0.132 | 0.0752 | 0.094463 | 0.57051 | 0.058253 | 0.41732
5490 | 1 | 0.00012466 | 0 | 0.00049488 | 0.00011748 | 0.00011416 | 0.14 | 0.1605 | 0.0903 | 0.075054 | 0.57051 | 0.0015704 | 0.18119
5491 | 1 | 0.0001319 | 0 | 0.00030619 | 8.8113e-05 | 0.00011416 | 0.03 | 0.2036 | 0.1169 | 0.062407 | 0.58065 | 0.010201 | 0.0018831
5492 | 1 | 0.00014194 | 0 | 8.7048e-05 | 5.8742e-05 | 0.00011416 | 0 | 0.2432 | 0.1317 | 0.087315 | 0.58802 | 0.10618 | 0
5493 | 1 | 0.00015451 | 0 | 0 | 3.7595e-05 | 0.00011416 | 0 | 0.2496 | 0.1351 | 0.11343 | 0.61843 | 0.14184 | 0
5494 | 1 | 0.00014687 | 0 | 0 | 2.3497e-05 | 0.00011416 | 0 | 0.2291 | 0.13 | 0.068895 | 0.61475 | 0.086783 | 0
5495 | 1 | 0.00013509 | 0 | 0 | 9.3987e-06 | 0.00011416 | 0 | 0.1996 | 0.1283 | 0.056304 | 0.57788 | 0.0273 | 0
5496 | 1 | 0.00012455 | 0 | 0 | 5.8742e-06 | 0.00011416 | 0 | 0.1724 | 0.1217 | 0.043713 | 0.54378 | 0.0013373 | 0
5497 | 1 | 0.00011499 | 0 | 0 | 2.3497e-06 | 0.00011416 | 0 | 0.1462 | 0.1145 | 0.034805 | 0.53272 | 0.07614 | 0
5498 | 1 | 0.00010866 | 0 | 0 | 1.1748e-06 | 0.00011416 | 0 | 0.1334 | 0.1107 | 0.030076 | 0.52535 | 0.31504 | 0
5499 | 1 | 0.0001052 | 0 | 0 | 1.4098e-05 | 0.00011416 | 0 | 0.1259 | 0.1145 | 0.030626 | 0.53548 | 0.40529 | 0
5500 | 1 | 0.00010392 | 0 | 0 | 3.7595e-05 | 0.00011416 | 0 | 0.1211 | 0.1185 | 0.042118 | 0.53917 | 0.24989 | 0
5501 | 1 | 0.00010549 | 0 | 0 | 9.3987e-05 | 0.00011416 | 0 | 0.1192 | 0.1225 | 0.03508 | 0.5318 | 0.07269 | 0
5502 | 1 | 0.0001134 | 0 | 0 | 0.0001821 | 0.00011416 | 0 | 0.1155 | 0.1193 | 0.032496 | 0.5235 | 0.0017319 | 0
5503 | 1 | 0.00012211 | 0 | 0 | 0.0001586 | 0.00011416 | 0.02 | 0.1034 | 0.0561 | 0.038269 | 0.52442 | 0.014991 | 0.011098
5504 | 1 | 0.00013107 | 0 | 0 | 0.00014685 | 0.00011416 | 0.18 | 0.0925 | 0.0177 | 0.047726 | 0.53456 | 0.1392 | 0.17228
5505 | 1 | 0.00014006 | 0 | 3.2738e-05 | 0.00016448 | 0.00011416 | 0.38 | 0.0738 | 0.0058 | 0.073404 | 0.60461 | 0.17824 | 0.39155
5506 | 1 | 0.00013641 | 0 | 0.00025493 | 0.00018797 | 0.00011416 | 0.54 | 0.0531 | 0.0026 | 0.091549 | 0.63687 | 0.10544 | 0.60779
5507 | 1 | 0.00013246 | 0 | 0.00042814 | 0.00020677 | 0.00011416 | 0.6 | 0.0439 | 0.0078 | 0.10178 | 0.6424 | 0.031253 | 0.81178
5508 | 1 | 0.00012981 | 0 | 0.0005648 | 0.00018797 | 0.00011416 | 0.7 | 0.0444 | 0.0229 | 0.10986 | 0.64977 | 0.0013373 | 0.93129
5509 | 1 | 0.00012797 | 0 | 0.00066149 | 0.00019032 | 0.00011416 | 0.71 | 0.0537 | 0.0561 | 0.12218 | 0.65161 | 0.092915 | 0.97219
5510 | 1 | 0.00012201 | 0 | 0.00071301 | 0.00021382 | 0.00011416 | 0.71 | 0.0698 | 0.1024 | 0.090834 | 0.63134 | 0.37805 | 0.91586
5511 | 1 | 0.00011566 | 0 | 0.00071529 | 0.00022322 | 0.00011416 | 0.65 | 0.0904 | 0.1456 | 0.081597 | 0.61475 | 0.48802 | 0.82776
5512 | 1 | 0.00011578 | 0 | 0.00068027 | 0.00022322 | 0.00011416 | 0.51 | 0.1178 | 0.1741 | 0.067301 | 0.5788 | 0.29924 | 0.61967
5513 | 1 | 0.00011954 | 0 | 0.00060173 | 0.00016448 | 0.00011416 | 0.34 | 0.151 | 0.2087 | 0.059163 | 0.58618 | 0.086816 | 0.41551
5514 | 1 | 0.0001246 | 0 | 0.00047204 | 0.00011748 | 0.00011416 | 0.14 | 0.1955 | 0.2577 | 0.042943 | 0.57327 | 0.0018789 | 0.17396
5515 | 1 | 0.0001339 | 0 | 0.00024148 | 8.8113e-05 | 0.00011416 | 0.03 | 0.2561 | 0.3293 | 0.041238 | 0.56682 | 0.020128 | 0.0010809
5516 | 1 | 0.00014495 | 0 | 0 | 5.8742e-05 | 0.00011416 | 0 | 0.2902 | 0.4157 | 0.044537 | 0.57972 | 0.17244 | 0
5517 | 1 | 0.0001542 | 0 | 0 | 3.7595e-05 | 0.00011416 | 0 | 0.286 | 0.4288 | 0.074614 | 0.61198 | 0.214 | 0
5518 | 1 | 0.00014717 | 0 | 0 | 2.3497e-05 | 0.00011416 | 0 | 0.2673 | 0.3542 | 0.062132 | 0.60829 | 0.12342 | 0
5519 | 1 | 0.00013466 | 0 | 0 | 9.3987e-06 | 0.00011416 | 0 | 0.2377 | 0.2516 | 0.039864 | 0.57051 | 0.03493 | 0
5520 | 1 | 0.00012424 | 0 | 0 | 5.8742e-06 | 0.00011416 | 0 | 0.2067 | 0.176 | 0.036675 | 0.5576 | 0.0013373 | 0
5521 | 1 | 0.00011398 | 0 | 0 | 2.3497e-06 | 0.00011416 | 0 | 0.1831 | 0.1107 | 0.038269 | 0.54839 | 0.11199 | 0
5522 | 1 | 0.00010797 | 0 | 0 | 1.1748e-06 | 0.00011416 | 0 | 0.1602 | 0.0715 | 0.036565 | 0.55207 | 0.44895 | 0
5523 | 1 | 0.00010487 | 0 | 0 | 1.4098e-05 | 0.00011416 | 0 | 0.1452 | 0.0534 | 0.031561 | 0.54839 | 0.58129 | 0
5524 | 1 | 0.00010345 | 0 | 0 | 3.7595e-05 | 0.00011416 | 0 | 0.129 | 0.0524 | 0.033211 | 0.55392 | 0.3547 | 0
5525 | 1 | 0.00010467 | 0 | 0 | 9.3987e-05 | 0.00011416 | 0 | 0.1144 | 0.0721 | 0.035465 | 0.553 | 0.10266 | 0
5526 | 1 | 0.0001125 | 0 | 0 | 0.0001821 | 0.00011416 | 0 | 0.106 | 0.0803 | 0.045142 | 0.55207 | 0.0020339 | 0
5527 | 1 | 0.0001203 | 0 | 0 | 0.0001586 | 0.00011416 | 0.02 | 0.0797 | 0.0777 | 0.043163 | 0.54378 | 0.026323 | 0.0075326
5528 | 1 | 0.00012969 | 0 | 0 | 0.00014685 | 0.00011416 | 0.18 | 0.0599 | 0.1122 | 0.062352 | 0.55115 | 0.21058 | 0.17529
5529 | 1 | 0.00013524 | 0 | 0.00012651 | 0.00016448 | 0.00011416 | 0.38 | 0.0434 | 0.1334 | 0.12481 | 0.60922 | 0.25424 | 0.39894
5530 | 1 | 0.00013207 | 0 | 0.00036697 | 0.00018797 | 0.00011416 | 0.55 | 0.0365 | 0.1217 | 0.13878 | 0.63687 | 0.14333 | 0.61821
5531 | 1 | 0.00012759 | 0 | 0.00055313 | 0.00020677 | 0.00011416 | 0.66 | 0.0346 | 0.1145 | 0.16193 | 0.64793 | 0.038885 | 0.8412
5532 | 1 | 0.00012434 | 0 | 0.00069601 | 0.00018797 | 0.00011416 | 0.71 | 0.0369 | 0.1447 | 0.16501 | 0.65161 | 0.0013373 | 0.94842
5533 | 1 | 0.00012267 | 0 | 0.00080133 | 0.00019032 | 0.00011416 | 0.72 | 0.0416 | 0.2187 | 0.16979 | 0.6553 | 0.12975 | 1
5534 | 1 | 0.00011646 | 0 | 0.00086503 | 0.00021382 | 0.00011416 | 0.67 | 0.0478 | 0.301 | 0.15506 | 0.65069 | 0.51439 | 0.94809
5535 | 1 | 0.00011058 | 0 | 0.00088457 | 0.00022322 | 0.00011416 | 0.51 | 0.0564 | 0.364 | 0.13345 | 0.59724 | 0.66754 | 0.82744
5536 | 1 | 0.00011096 | 0 | 0.00085576 | 0.00022322 | 0.00011416 | 0.34 | 0.0681 | 0.3711 | 0.1324 | 0.58525 | 0.40584 | 0.6301
5537 | 1 | 0.00011528 | 0 | 0.00077405 | 0.00016448 | 0.00011416 | 0.31 | 0.0867 | 0.3389 | 0.13587 | 0.58157 | 0.11725 | 0.40673
5538 | 1 | 0.00012113 | 0 | 0.00063878 | 0.00011748 | 0.00011416 | 0.13 | 0.1168 | 0.3024 | 0.13884 | 0.57972 | 0.0021695 | 0.16664
5539 | 1 | 0.00013053 | 0 | 0.00039273 | 8.8113e-05 | 0.00011416 | 0.03 | 0.1659 | 0.2713 | 0.1125 | 0.57696 | 0.032364 | 0.00045686
5540 | 1 | 0.00014162 | 0 | 0.00015037 | 5.8742e-05 | 0.00011416 | 0 | 0.224 | 0.2614 | 0.15319 | 0.57512 | 0.24637 | 0
5541 | 1 | 0.00015552 | 0 | 3.8322e-05 | 3.7595e-05 | 0.00011416 | 0 | 0.2314 | 0.2337 | 0.21043 | 0.6 | 0.2914 | 0
5542 | 1 | 0.00015048 | 0 | 0 | 2.3497e-05 | 0.00011416 | 0 | 0.2163 | 0.2109 | 0.18365 | 0.58894 | 0.16147 | 0
5543 | 1 | 0.00013777 | 0 | 0 | 9.3987e-06 | 0.00011416 | 0 | 0.1925 | 0.2176 | 0.10793 | 0.54747 | 0.0424 | 0
5544 | 1 | 0.00012766 | 0 | 0 | 5.8742e-06 | 0.00011416 | 0 | 0.1739 | 0.2407 | 0.061253 | 0.52995 | 0.0013373 | 0
5545 | 1 | 0.0001183 | 0 | 0 | 2.3497e-06 | 0.00011416 | 0 | 0.1609 | 0.2626 | 0.038544 | 0.52074 | 0.14125 | 0
5546 | 1 | 0.0001117 | 0 | 0 | 1.1748e-06 | 0.00011416 | 0 | 0.1539 | 0.2638 | 0.040963 | 0.51429 | 0.55656 | 0
5547 | 1 | 0.00010818 | 0 | 0 | 1.4098e-05 | 0.00011416 | 0 | 0.1472 | 0.2651 | 0.045692 | 0.52535 | 0.72317 | 0
5548 | 1 | 0.00010713 | 0 | 0 | 3.7595e-05 | 0.00011416 | 0 | 0.1341 | 0.2676 | 0.043877 | 0.52719 | 0.43876 | 0
5549 | 1 | 0.00010767 | 0 | 0 | 9.3987e-05 | 0.00011416 | 0 | 0.1218 | 0.2614 | 0.038159 | 0.51429 | 0.12664 | 0
5550 | 1 | 0.00011551 | 0 | 0 | 0.0001821 | 0.00011416 | 0 | 0.1137 | 0.2626 | 0.065431 | 0.5106 | 0.0022536 | 0
5551 | 1 | 0.00012276 | 0 | 0 | 0.0001586 | 0.00011416 | 0.02 | 0.0895 | 0.1957 | 0.073624 | 0.52074 | 0.036398 | 0.0065854
5552 | 1 | 0.00013069 | 0 | 5.3041e-05 | 0.00014685 | 0.00011416 | 0.17 | 0.0715 | 0.1862 | 0.1103 | 0.54839 | 0.26967 | 0.1596
5553 | 1 | 0.00012796 | 0 | 0.00037383 | 0.00016448 | 0.00011416 | 0.38 | 0.076 | 0.1731 | 0.13823 | 0.60184 | 0.31535 | 0.38524
5554 | 1 | 0.00012365 | 0 | 0.00065261 | 0.00018797 | 0.00011416 | 0.55 | 0.082 | 0.1614 | 0.13966 | 0.62949 | 0.17305 | 0.58709
5555 | 1 | 0.00012017 | 0 | 0.00085094 | 0.00020677 | 0.00011416 | 0.66 | 0.0852 | 0.1557 | 0.14829 | 0.63963 | 0.044607 | 0.75784
5556 | 1 | 0.00011828 | 0 | 0.00099294 | 0.00018797 | 0.00011416 | 0.73 | 0.0871 | 0.1539 | 0.17012 | 0.64147 | 0.0013373 | 0.83771
5557 | 1 | 0.00011747 | 0 | 0.001087 | 0.00019032 | 0.00011416 | 0.63 | 0.0877 | 0.1474 | 0.19618 | 0.647 | 0.15342 | 0.84375
5558 | 1 | 0.0001122 | 0 | 0.0011326 | 0.00021382 | 0.00011416 | 0.56 | 0.089 | 0.1325 | 0.17798 | 0.64147 | 0.60096 | 0.40868
5559 | 1 | 0.0001078 | 0 | 0.0011278 | 0.00022322 | 0.00011416 | 0.51 | 0.0934 | 0.1169 | 0.14087 | 0.58157 | 0.7818 | 0.5237
5560 | 1 | 0.00010947 | 0 | 0.0010821 | 0.00022322 | 0.00011416 | 0.49 | 0.0998 | 0.0966 | 0.1313 | 0.56221 | 0.47341 | 0.39749
5561 | 1 | 0.00011339 | 0 | 0.00099129 | 0.00016448 | 0.00011416 | 0.32 | 0.1113 | 0.0771 | 0.12822 | 0.55576 | 0.13651 | 0.15233
5562 | 1 | 0.00011925 | 0 | 0.00083978 | 0.00011748 | 0.00011416 | 0.13 | 0.137 | 0.0616 | 0.12371 | 0.55668 | 0.0023399 | 0.048694
5563 | 1 | 0.00013013 | 0 | 0.00056962 | 8.8113e-05 | 0.00011416 | 0.02 | 0.1777 | 0.0656 | 0.13785 | 0.56129 | 0.040754 | 0
5564 | 1 | 0.00014078 | 0 | 0.00031749 | 5.8742e-05 | 0.00011416 | 0 | 0.2155 | 0.0673 | 0.17243 | 0.56037 | 0.29439 | 0
5565 | 1 | 0.00015415 | 0 | 0.0002029 | 3.7595e-05 | 0.00011416 | 0 | 0.2159 | 0.0561 | 0.23022 | 0.57788 | 0.34057 | 0
5566 | 1 | 0.00015001 | 0 | 0.00012639 | 2.3497e-05 | 0.00011416 | 0 | 0.2 | 0.0508 | 0.17386 | 0.57419 | 0.18518 | 0
5567 | 1 | 0.00014002 | 0 | 6.7761e-05 | 9.3987e-06 | 0.00011416 | 0 | 0.1789 | 0.0488 | 0.13741 | 0.55392 | 0.04689 | 0
5568 | 1 | 0.00013208 | 0 | 1.104e-05 | 5.8742e-06 | 0.00011416 | 0 | 0.1621 | 0.0415 | 0.10975 | 0.53825 | 0.0013373 | 0
5569 | 1 | 0.00012264 | 0 | 0 | 2.3497e-06 | 0.00011416 | 0 | 0.1492 | 0.0307 | 0.043548 | 0.52903 | 0.15763 | 0
5570 | 1 | 0.00011628 | 0 | 0 | 1.1748e-06 | 0.00011416 | 0 | 0.1377 | 0.0315 | 0.027437 | 0.51244 | 0.61627 | 0
5571 | 1 | 0.00011224 | 0 | 0 | 1.4098e-05 | 0.00011416 | 0 | 0.1272 | 0.0513 | 0.024413 | 0.50507 | 0.80203 | 0
5572 | 1 | 0.00011035 | 0 | 0 | 3.7595e-05 | 0.00011416 | 0 | 0.1176 | 0.0673 | 0.022159 | 0.49954 | 0.48536 | 0
5573 | 1 | 0.00011144 | 0 | 0 | 9.3987e-05 | 0.00011416 | 0 | 0.1095 | 0.0627 | 0.028427 | 0.50968 | 0.13991 | 0
5574 | 1 | 0.00011881 | 0 | 0 | 0.0001821 | 0.00011416 | 0 | 0.1047 | 0.0534 | 0.046077 | 0.52258 | 0.0023692 | 0
5575 | 1 | 0.00012862 | 0 | 0 | 0.0001586 | 0.00011416 | 0.01 | 0.0835 | 0.0311 | 0.10139 | 0.5318 | 0.04228 | 0.0017271
5576 | 1 | 0.00013077 | 0 | 0.00017752 | 0.00014685 | 0.00011416 | 0.15 | 0.0755 | 0.012 | 0.15511 | 0.56221 | 0.30296 | 0.058054
5577 | 1 | 0.00013045 | 0 | 0.00045136 | 0.00016448 | 0.00011416 | 0.27 | 0.0805 | 0.0199 | 0.19899 | 0.63687 | 0.34926 | 0.1222
5578 | 1 | 0.00012838 | 0 | 0.00068332 | 0.00018797 | 0.00011416 | 0.47 | 0.0831 | 0.0402 | 0.21785 | 0.6553 | 0.18935 | 0.34129
5579 | 1 | 0.00012531 | 0 | 0.00086503 | 0.00020677 | 0.00011416 | 0.58 | 0.0843 | 0.0604 | 0.20999 | 0.65253 | 0.047668 | 0.9383
5580 | 1 | 0.0001237 | 0 | 0.00099738 | 0.00018797 | 0.00011416 | 0.49 | 0.0889 | 0.0796 | 0.21548 | 0.63687 | 0.0013373 | 0.83846
5581 | 1 | 0.00012308 | 0 | 0.0010748 | 0.00019032 | 0.00011416 | 0.49 | 0.0959 | 0.0923 | 0.21856 | 0.64332 | 0.15342 | 0.16319
5582 | 1 | 0.00011832 | 0 | 0.0011024 | 0.00021382 | 0.00011416 | 0.66 | 0.1057 | 0.0952 | 0.17991 | 0.63041 | 0.60096 | 0.043691
5583 | 1 | 0.00011399 | 0 | 0.0010943 | 0.00022322 | 0.00011416 | 0.47 | 0.1179 | 0.0869 | 0.11866 | 0.57788 | 0.7818 | 0.42932
5584 | 1 | 0.00011476 | 0 | 0.0010395 | 0.00022322 | 0.00011416 | 0.32 | 0.1271 | 0.0691 | 0.10475 | 0.55023 | 0.47341 | 0
5585 | 1 | 0.00011837 | 0 | 0.00092619 | 0.00016448 | 0.00011416 | 0.33 | 0.1347 | 0.042 | 0.095013 | 0.54839 | 0.13651 | 0.32445
5586 | 1 | 0.00012436 | 0 | 0.00076402 | 0.00011748 | 0.00011416 | 0.11 | 0.1409 | 0.0171 | 0.098477 | 0.56037 | 0.0023399 | 0.15486
5587 | 1 | 0.00013192 | 0 | 0.00053866 | 8.8113e-05 | 0.00011416 | 0.03 | 0.1402 | 0.0034 | 0.11134 | 0.55576 | 0.040754 | 0
5588 | 1 | 0.00014113 | 0 | 0.0003204 | 5.8742e-05 | 0.00011416 | 0 | 0.1361 | 0.0199 | 0.13119 | 0.55576 | 0.29439 | 0
5589 | 1 | 0.00015332 | 0 | 0.00019009 | 3.7595e-05 | 0.00011416 | 0 | 0.1149 | 0.0662 | 0.11712 | 0.58433 | 0.34057 | 0
5590 | 1 | 0.00014905 | 0 | 9.5423e-05 | 2.3497e-05 | 0.00011416 | 0 | 0.0973 | 0.1438 | 0.11475 | 0.5788 | 0.18518 | 0
5591 | 1 | 0.00014072 | 0 | 2.0176e-05 | 9.3987e-06 | 0.00011416 | 0 | 0.0908 | 0.2337 | 0.0706 | 0.54378 | 0.04689 | 0
5592 | 1 | 0.00013207 | 0 | 0 | 5.8742e-06 | 0.00011416 | 0 | 0.0896 | 0.3265 | 0.069995 | 0.54839 | 0.0013373 | 0
5593 | 1 | 0.00012357 | 0 | 0 | 2.3497e-06 | 0.00011416 | 0 | 0.0905 | 0.4172 | 0.06895 | 0.55392 | 0.14524 | 0
5594 | 1 | 0.00011594 | 0 | 0 | 1.1748e-06 | 0.00011416 | 0 | 0.0922 | 0.461 | 0.039094 | 0.52627 | 0.57111 | 0
5595 | 1 | 0.00011153 | 0 | 0 | 1.4098e-05 | 0.00011416 | 0 | 0.096 | 0.4595 | 0.032441 | 0.51982 | 0.74237 | 0
5596 | 1 | 0.000109 | 0 | 0 | 3.7595e-05 | 0.00011416 | 0 | 0.0945 | 0.4464 | 0.027217 | 0.50876 | 0.45011 | 0
5597 | 1 | 0.00010767 | 0 | 0 | 9.3987e-05 | 0.00011416 | 0 | 0.092 | 0.461 | 0.025678 | 0.50138 | 0.12988 | 0
5598 | 1 | 0.00010951 | 0 | 0 | 0.0001821 | 0.00011416 | 0 | 0.0899 | 0.4756 | 0.026667 | 0.4977 | 0.0022822 | 0
5599 | 1 | 0.00011032 | 0 | 0 | 0.0001586 | 0.00011416 | 0.02 | 0.0747 | 0.3063 | 0.041898 | 0.5106 | 0.037814 | 0.0080006
5600 | 1 | 0.00011434 | 0 | 1.9922e-05 | 0.00014685 | 0.00011416 | 0.18 | 0.0693 | 0.1771 | 0.058063 | 0.53272 | 0.27775 | 0.16879
5601 | 1 | 0.00011394 | 0 | 0.00027586 | 0.00016448 | 0.00011416 | 0.38 | 0.0983 | 0.1873 | 0.10101 | 0.56498 | 0.32361 | 0.42782
5602 | 1 | 0.00011467 | 0 | 0.00047902 | 0.00018797 | 0.00011416 | 0.54 | 0.1329 | 0.1258 | 0.11838 | 0.57604 | 0.17704 | 0.6317
5603 | 1 | 0.0001128 | 0 | 0.00063129 | 0.00020677 | 0.00011416 | 0.66 | 0.1709 | 0.1801 | 0.11635 | 0.58618 | 0.04536 | 0.70555
5604 | 1 | 0.00010906 | 0 | 0.00075311 | 0.00018797 | 0.00011416 | 0.59 | 0.2161 | 0.3528 | 0.10117 | 0.58618 | 0.0013373 | 0.65385
5605 | 1 | 0.00010798 | 0 | 0.00082696 | 0.00019032 | 0.00011416 | 0.62 | 0.2568 | 0.4625 | 0.08671 | 0.56682 | 0.12975 | 0.8438
5606 | 1 | 0.0001055 | 0 | 0.00084231 | 0.00021382 | 0.00011416 | 0.67 | 0.2832 | 0.5033 | 0.037004 | 0.53088 | 0.51439 | 0.61272
5607 | 1 | 0.00010164 | 0 | 0.00081173 | 0.00022322 | 0.00011416 | 0.61 | 0.2924 | 0.4245 | 0.026997 | 0.52258 | 0.66754 | 0.68965
5608 | 1 | 0.00010028 | 0 | 0.00075527 | 0.00022322 | 0.00011416 | 0.52 | 0.2861 | 0.1493 | 0.027382 | 0.54009 | 0.40584 | 0.41227
5609 | 1 | 0.00010342 | 0 | 0.00066619 | 0.00016448 | 0.00011416 | 0.34 | 0.2763 | 0.0084 | 0.042338 | 0.55576 | 0.11725 | 0.2705
5610 | 1 | 0.00010912 | 0 | 0.00052699 | 0.00011748 | 0.00011416 | 0.14 | 0.268 | 0.0311 | 0.038929 | 0.55023 | 0.0021695 | 0.16218
5611 | 1 | 0.0001187 | 0 | 0.00031431 | 8.8113e-05 | 0.00011416 | 0.02 | 0.2579 | 0.0803 | 0.046737 | 0.55115 | 0.032364 | 0
5612 | 1 | 0.00013046 | 0 | 0.0001123 | 5.8742e-05 | 0.00011416 | 0 | 0.2587 | 0.2638 | 0.06906 | 0.55207 | 0.24637 | 0
5613 | 1 | 0.00014452 | 0 | 1.5227e-05 | 3.7595e-05 | 0.00011416 | 0 | 0.2573 | 0.4099 | 0.092539 | 0.58341 | 0.2914 | 0
5614 | 1 | 0.00013839 | 0 | 0 | 2.3497e-05 | 0.00011416 | 0 | 0.2573 | 0.3655 | 0.081927 | 0.59355 | 0.16147 | 0
5615 | 1 | 0.00012843 | 0 | 0 | 9.3987e-06 | 0.00011416 | 0 | 0.262 | 0.2577 | 0.062902 | 0.54839 | 0.0424 | 0
5616 | 1 | 0.00012046 | 0 | 0 | 5.8742e-06 | 0.00011416 | 0 | 0.2745 | 0.3825 | 0.068126 | 0.53641 | 0.0013373 | 0
5617 | 1 | 0.00011212 | 0 | 0 | 2.3497e-06 | 0.00011416 | 0 | 0.2811 | 0.5222 | 0.07104 | 0.5318 | 0.11199 | 0
5618 | 1 | 0.00010453 | 0 | 0 | 1.1748e-06 | 0.00011416 | 0 | 0.2771 | 0.7225 | 0.068895 | 0.51797 | 0.44895 | 0
5619 | 1 | 0.00010111 | 0 | 0 | 1.4098e-05 | 0.00011416 | 0 | 0.2749 | 0.7204 | 0.077418 | 0.51613 | 0.58129 | 0
5620 | 1 | 9.8352e-05 | 0 | 0 | 3.7595e-05 | 0.00011416 | 0 | 0.2603 | 0.4654 | 0.061747 | 0.50138 | 0.3547 | 0
5621 | 1 | 9.7074e-05 | 0 | 0 | 9.3987e-05 | 0.00011416 | 0 | 0.2446 | 0.2997 | 0.057129 | 0.48295 | 0.10266 | 0
5622 | 1 | 9.8062e-05 | 0 | 0 | 0.0001821 | 0.00011416 | 0 | 0.2356 | 0.3983 | 0.05284 | 0.47558 | 0.0020339 | 0
5623 | 1 | 9.6621e-05 | 0 | 0 | 0.0001586 | 0.00011416 | 0.02 | 0.2461 | 0.3486 | 0.046077 | 0.47742 | 0.026323 | 0
5624 | 1 | 9.7667e-05 | 0 | 0 | 0.00014685 | 0.00011416 | 0.11 | 0.3177 | 0.3157 | 0.044042 | 0.49677 | 0.21058 | 0.014062
5625 | 1 | 0.00010479 | 0 | 0 | 0.00016448 | 0.00011416 | 0.19 | 0.3822 | 0.2854 | 0.048496 | 0.51889 | 0.25424 | 0.0012034
5626 | 1 | 0.00010733 | 0 | 0.0001321 | 0.00018797 | 0.00011416 | 0.4 | 0.4387 | 0.2407 | 0.053775 | 0.53088 | 0.14333 | 0.34993
5627 | 1 | 0.00010471 | 0 | 0.00030327 | 0.00020677 | 0.00011416 | 0.55 | 0.4998 | 0.2076 | 0.053995 | 0.52074 | 0.038885 | 0.70617
5628 | 1 | 0.00010055 | 0 | 0.00045161 | 0.00018797 | 0.00011416 | 0.1 | 0.5563 | 0.2455 | 0.036015 | 0.52811 | 0.0013373 | 0.69417
5629 | 1 | 9.9307e-05 | 0 | 0.00055439 | 0.00019032 | 0.00011416 | 0.47 | 0.5978 | 0.313 | 0.031561 | 0.53364 | 0.092915 | 0.85944
5630 | 1 | 9.8852e-05 | 0 | 0.00061505 | 0.00021382 | 0.00011416 | 0.32 | 0.6295 | 0.357 | 0.034695 | 0.51982 | 0.37805 | 0.85226
5631 | 1 | 9.3808e-05 | 0 | 0.0006304 | 0.00022322 | 0.00011416 | 0.55 | 0.6555 | 0.4259 | 0.050256 | 0.50783 | 0.48802 | 0.79679
5632 | 1 | 9.2595e-05 | 0 | 0.00059969 | 0.00022322 | 0.00011416 | 0.47 | 0.6677 | 0.4581 | 0.045527 | 0.4977 | 0.29924 | 0.50308
5633 | 1 | 9.5619e-05 | 0 | 0.00051785 | 0.00016448 | 0.00011416 | 0.31 | 0.6666 | 0.4317 | 0.051795 | 0.5023 | 0.086816 | 0.40852
5634 | 1 | 0.00010295 | 0 | 0.00038245 | 0.00011748 | 0.00011416 | 0.14 | 0.6441 | 0.4712 | 0.065211 | 0.50876 | 0.0018789 | 0.17199
5635 | 1 | 0.0001149 | 0 | 0.00014999 | 8.8113e-05 | 0.00011416 | 0.02 | 0.5818 | 0.5565 | 0.064607 | 0.50968 | 0.020128 | 0
5636 | 1 | 0.00012514 | 0 | 0 | 5.8742e-05 | 0.00011416 | 0 | 0.546 | 0.6417 | 0.085941 | 0.50691 | 0.17244 | 0
5637 | 1 | 0.00013839 | 0 | 0 | 3.7595e-05 | 0.00011416 | 0 | 0.5441 | 0.6182 | 0.14989 | 0.54101 | 0.214 | 0
5638 | 1 | 0.00013588 | 0 | 0 | 2.3497e-05 | 0.00011416 | 0 | 0.5457 | 0.5747 | 0.12855 | 0.54009 | 0.12342 | 0
5639 | 1 | 0.00012648 | 0 | 0 | 9.3987e-06 | 0.00011416 | 0 | 0.538 | 0.6049 | 0.087425 | 0.51705 | 0.03493 | 0
5640 | 1 | 0.00011752 | 0 | 0 | 5.8742e-06 | 0.00011416 | 0 | 0.5291 | 0.6885 | 0.044867 | 0.50323 | 0.0013373 | 0
5641 | 1 | 0.00010954 | 0 | 0 | 2.3497e-06 | 0.00011416 | 0 | 0.5141 | 0.8381 | 0.028702 | 0.49493 | 0.071033 | 0
5642 | 1 | 0.00010542 | 0 | 0 | 1.1748e-06 | 0.00011416 | 0 | 0.4852 | 0.8625 | 0.030021 | 0.49585 | 0.29571 | 0
5643 | 1 | 0.00010309 | 0 | 0 | 1.4098e-05 | 0.00011416 | 0 | 0.4579 | 0.8772 | 0.035355 | 0.49401 | 0.37996 | 0
5644 | 1 | 0.00010233 | 0 | 0 | 3.7595e-05 | 0.00011416 | 0 | 0.4264 | 0.9082 | 0.032386 | 0.49309 | 0.23473 | 0
5645 | 1 | 0.00010534 | 0 | 0 | 9.3987e-05 | 0.00011416 | 0 | 0.3834 | 0.9095 | 0.035465 | 0.49401 | 0.068347 | 0
5646 | 1 | 0.00011533 | 0 | 0 | 0.0001821 | 0.00011416 | 0 | 0.3426 | 0.9133 | 0.046187 | 0.5023 | 0.0016847 | 0
5647 | 1 | 0.00012449 | 0 | 0 | 0.0001586 | 0.00011416 | 0.02 | 0.347 | 0.9325 | 0.049266 | 0.50876 | 0.013496 | 0.0016157
5648 | 1 | 0.00013482 | 0 | 0 | 0.00014685 | 0.00011416 | 0.16 | 0.3759 | 0.9776 | 0.059768 | 0.5106 | 0.12916 | 0.019712
5649 | 1 | 0.00014709 | 0 | 0 | 0.00016448 | 0.00011416 | 0.39 | 0.3731 | 0.9866 | 0.056634 | 0.5576 | 0.16727 | 0.37821
5650 | 1 | 0.00015088 | 0 | 7.4994e-05 | 0.00018797 | 0.00011416 | 0.58 | 0.367 | 0.9835 | 0.061527 | 0.56866 | 0.099862 | 0.60086
5651 | 1 | 0.00014729 | 0 | 0.00023424 | 0.00020677 | 0.00011416 | 0.71 | 0.3632 | 0.9909 | 0.095398 | 0.58157 | 0.030087 | 0.76237
5652 | 1 | 0.00014377 | 0 | 0.00035961 | 0.00018797 | 0.00011416 | 0.76 | 0.3562 | 0.9897 | 0.11805 | 0.57972 | 0.0013373 | 0.86348
5653 | 1 | 0.0001412 | 0 | 0.00045301 | 0.00019032 | 0.00011416 | 0.77 | 0.3463 | 0.9909 | 0.11398 | 0.58157 | 0.052888 | 0.89097
5654 | 1 | 0.00013488 | 0 | 0.00050668 | 0.00021382 | 0.00011416 | 0.74 | 0.3325 | 0.9902 | 0.07126 | 0.57327 | 0.22628 | 0.87412
5655 | 1 | 0.00012775 | 0 | 0.00051798 | 0.00022322 | 0.00011416 | 0.66 | 0.315 | 0.9844 | 0.054709 | 0.57143 | 0.28916 | 0.72624
5656 | 1 | 0.00012836 | 0 | 0.00048333 | 0.00022322 | 0.00011416 | 0.53 | 0.2925 | 0.9755 | 0.065376 | 0.57696 | 0.18023 | 0.5529
5657 | 1 | 0.0001322 | 0 | 0.00040085 | 0.00016448 | 0.00011416 | 0.34 | 0.2668 | 0.9581 | 0.062022 | 0.59171 | 0.052702 | 0.372
5658 | 1 | 0.00013672 | 0 | 0.00026533 | 0.00011748 | 0.00011416 | 0.13 | 0.2412 | 0.917 | 0.062737 | 0.59447 | 0.0015043 | 0.16304
5659 | 1 | 0.00014758 | 0 | 1.2689e-06 | 8.8113e-05 | 0.00011416 | 0.02 | 0.21 | 0.8543 | 0.078518 | 0.59171 | 0.0085089 | 0
5660 | 1 | 0.00014741 | 0 | 0 | 5.8742e-05 | 0.00011416 | 0 | 0.1924 | 0.7949 | 0.15187 | 0.60553 | 0.0938 | 0
5661 | 1 | 0.00015874 | 0 | 0 | 3.7595e-05 | 0.00011416 | 0 | 0.1683 | 0.7406 | 0.24649 | 0.61935 | 0.12789 | 0
5662 | 1 | 0.00014899 | 0 | 0 | 2.3497e-05 | 0.00011416 | 0 | 0.1488 | 0.6717 | 0.17045 | 0.60553 | 0.079513 | 0
5663 | 1 | 0.00013634 | 0 | 0 | 9.3987e-06 | 0.00011416 | 0 | 0.1427 | 0.5663 | 0.10617 | 0.58802 | 0.025714 | 0
5664 | 1 | 0.0001273 | 0 | 0 | 5.8742e-06 | 0.00011416 | 0 | 0.1426 | 0.4683 | 0.064607 | 0.54931 | 0.0013373 | 0
5665 | 1 | 0.00011864 | 0 | 0 | 2.3497e-06 | 0.00011416 | 0 | 0.1439 | 0.4317 | 0.05108 | 0.5318 | 0.036507 | 0
5666 | 1 | 0.00011277 | 0 | 0 | 1.1748e-06 | 0.00011416 | 0 | 0.1446 | 0.4961 | 0.029911 | 0.50968 | 0.16225 | 0
5667 | 1 | 0.00011017 | 0 | 0 | 1.4098e-05 | 0.00011416 | 0 | 0.1464 | 0.6275 | 0.033815 | 0.50507 | 0.20577 | 0
5668 | 1 | 0.00010886 | 0 | 0 | 3.7595e-05 | 0.00011416 | 0 | 0.1471 | 0.6778 | 0.032441 | 0.50876 | 0.12983 | 0
5669 | 1 | 0.00010996 | 0 | 0 | 9.3987e-05 | 0.00011416 | 0 | 0.1467 | 0.685 | 0.032881 | 0.50968 | 0.038187 | 0
5670 | 1 | 0.00011892 | 8.881e-07 | 0 | 0.0001821 | 0.00011416 | 0 | 0.1456 | 0.7478 | 0.058778 | 0.51613 | 0.0013174 | 0
5671 | 1 | 0.00012862 | 0 | 0 | 0.0001586 | 0.00011416 | 0.01 | 0.1169 | 0.7417 | 0.074669 | 0.54654 | 0.0045725 | 0.007254
5672 | 1 | 0.00013799 | 0 | 0 | 0.00014685 | 0.00011416 | 0.18 | 0.0928 | 0.7539 | 0.081267 | 0.5447 | 0.062499 | 0.17407
5673 | 1 | 0.00014576 | 0 | 6.1162e-05 | 0.00016448 | 0.00011416 | 0.39 | 0.0951 | 0.8924 | 0.11305 | 0.59171 | 0.091599 | 0.41415
5674 | 1 | 0.00014328 | 0 | 0.00028449 | 0.00018797 | 0.00011416 | 0.56 | 0.0899 | 0.9755 | 0.11156 | 0.60369 | 0.060161 | 0.61058
5675 | 1 | 0.00013928 | 0 | 0.00045999 | 0.00020677 | 0.00011416 | 0.66 | 0.0908 | 0.9786 | 0.12503 | 0.59908 | 0.021325 | 0.78876
5676 | 1 | 0.00013532 | 0 | 0.000612 | 0.00018797 | 0.00011416 | 0.72 | 0.0919 | 0.9782 | 0.13493 | 0.60829 | 0.0013373 | 0.8709
5677 | 1 | 0.0001351 | 0 | 0.0007309 | 0.00019032 | 0.00011416 | 0.72 | 0.0938 | 0.9778 | 0.13878 | 0.60184 | 0.023914 | 0.90871
5678 | 1 | 0.00012348 | 0 | 0.00080767 | 0.00021382 | 0.00011416 | 0.69 | 0.097 | 0.9734 | 0.10381 | 0.56959 | 0.11161 | 0.91553
5679 | 1 | 0.00011715 | 0 | 0.00083153 | 0.00022322 | 0.00011416 | 0.62 | 0.1012 | 0.9675 | 0.07181 | 0.56498 | 0.14018 | 0.79499
5680 | 1 | 0.00011695 | 0 | 0.00080666 | 0.00022322 | 0.00011416 | 0.5 | 0.1084 | 0.9564 | 0.067026 | 0.56221 | 0.089831 | 0.5805
5681 | 1 | 0.00012182 | 0 | 0.0007271 | 0.00016448 | 0.00011416 | 0.33 | 0.1153 | 0.9315 | 0.07181 | 0.55484 | 0.026617 | 0.39052
5682 | 1 | 0.00012546 | 0 | 0.00058053 | 0.00011748 | 0.00011416 | 0.13 | 0.1324 | 0.855 | 0.071974 | 0.54931 | 0.0011466 | 0.15446
5683 | 1 | 0.0001388 | 0 | 0.00028995 | 8.8113e-05 | 0.00011416 | 0.02 | 0.1731 | 0.7714 | 0.071865 | 0.55576 | 0.0020875 | 0
5684 | 1 | 0.00014947 | 0 | 6.6111e-05 | 5.8742e-05 | 0.00011416 | 0 | 0.1999 | 0.7396 | 0.12399 | 0.57235 | 0.039075 | 0
5685 | 1 | 0.00016239 | 0 | 0 | 3.7595e-05 | 0.00011416 | 0 | 0.201 | 0.7193 | 0.18535 | 0.57419 | 0.062917 | 0
5686 | 1 | 0.00015123 | 0 | 0 | 2.3497e-05 | 0.00011416 | 0 | 0.2011 | 0.7247 | 0.13075 | 0.56406 | 0.044234 | 0
5687 | 1 | 0.0001381 | 0 | 0 | 9.3987e-06 | 0.00011416 | 0 | 0.2071 | 0.7406 | 0.066201 | 0.54101 | 0.017467 | 0
5688 | 1 | 0.00012738 | 0 | 0 | 5.8742e-06 | 0.00011416 | 0 | 0.2231 | 0.7508 | 0.039589 | 0.52627 | 0.0013373 | 0
5689 | 1 | 0.00011778 | 0 | 0 | 2.3497e-06 | 0.00011416 | 0 | 0.2496 | 0.7685 | 0.027107 | 0.49124 | 0.016421 | 0
5690 | 1 | 0.00011019 | 0 | 0 | 1.1748e-06 | 0.00011416 | 0 | 0.271 | 0.8464 | 0.030571 | 0.49677 | 0.080465 | 0
5691 | 1 | 0.00010759 | 0 | 0 | 1.4098e-05 | 0.00011416 | 0 | 0.2858 | 0.7975 | 0.032001 | 0.49677 | 0.10011 | 0
5692 | 1 | 0.00010621 | 0 | 0 | 3.7595e-05 | 0.00011416 | 0 | 0.2832 | 0.7115 | 0.031066 | 0.49032 | 0.065138 | 0
5693 | 1 | 0.00010813 | 0 | 0 | 9.3987e-05 | 0.00011416 | 0 | 0.2757 | 0.6468 | 0.035795 | 0.48479 | 0.019439 | 0
5694 | 1 | 0.00011795 | 0 | 0 | 0.0001821 | 0.00011416 | 0 | 0.2669 | 0.6102 | 0.037499 | 0.51613 | 0.0010245 | 0
5695 | 1 | 0.00012834 | 0 | 0 | 0.0001586 | 0.00011416 | 0.01 | 0.2265 | 0.5222 | 0.038709 | 0.51797 | 0.00094438 | 0.0058611
5696 | 1 | 0.00013834 | 0 | 0 | 0.00014685 | 0.00011416 | 0.18 | 0.2281 | 0.313 | 0.046407 | 0.52627 | 0.02557 | 0.16509
5697 | 1 | 0.00013856 | 0 | 0.00024275 | 0.00016448 | 0.00011416 | 0.39 | 0.2782 | 0.4332 | 0.072029 | 0.55207 | 0.045297 | 0.38651
5698 | 1 | 0.0001352 | 0 | 0.0004992 | 0.00018797 | 0.00011416 | 0.56 | 0.3174 | 0.6944 | 0.064167 | 0.56959 | 0.034002 | 0.58991
5699 | 1 | 0.00013231 | 0 | 0.00068319 | 0.00020677 | 0.00011416 | 0.68 | 0.3511 | 0.7578 | 0.079397 | 0.57972 | 0.014811 | 0.74771
5700 | 1 | 0.00013356 | 0 | 0.00082061 | 0.00018797 | 0.00011416 | 0.74 | 0.3622 | 0.8219 | 0.081102 | 0.59539 | 0.0013373 | 0.8261
5701 | 1 | 0.00013236 | 0 | 0.0009182 | 0.00019032 | 0.00011416 | 0.76 | 0.3604 | 0.8732 | 0.06906 | 0.6 | 0.011404 | 0.87571
5702 | 1 | 0.00012564 | 0 | 0.0009687 | 0.00021382 | 0.00011416 | 0.73 | 0.3508 | 0.9186 | 0.049486 | 0.57788 | 0.058901 | 0.88324
5703 | 1 | 0.00011935 | 0 | 0.00097149 | 0.00022322 | 0.00011416 | 0.64 | 0.3383 | 0.9494 | 0.049266 | 0.55392 | 0.072546 | 0.80792
5704 | 1 | 0.00012007 | 0 | 0.00092581 | 0.00022322 | 0.00011416 | 0.5 | 0.3277 | 0.9489 | 0.046517 | 0.54101 | 0.047973 | 0.60039
5705 | 1 | 0.00012461 | 0 | 0.00082531 | 0.00016448 | 0.00011416 | 0.33 | 0.301 | 0.9294 | 0.051905 | 0.55115 | 0.014425 | 0.38865
5706 | 1 | 0.00013011 | 0 | 0.00066022 | 0.00011748 | 0.00011416 | 0.13 | 0.2458 | 0.8188 | 0.048661 | 0.54839 | 0.00092699 | 0.16367
5707 | 1 | 6.7034e-05 | 0 | 0.00037167 | 8.8113e-05 | 0.00011416 | 0.02 | 0.2056 | 0.7333 | 0.039369 | 0.33364 | 0.00038361 | 0
5708 | 1 | 0.0001523 | 0 | 0.00012956 | 5.8742e-05 | 0.00011416 | 0 | 0.1958 | 0.6717 | 0.14153 | 0.57696 | 0.01683 | 0
5709 | 1 | 0.00016737 | 0 | 1.142e-05 | 3.7595e-05 | 0.00011416 | 0 | 0.181 | 0.5677 | 0.22252 | 0.59447 | 0.033108 | 0
5710 | 1 | 0.00015624 | 0 | 0 | 2.3497e-05 | 0.00011416 | 0 | 0.1723 | 0.5351 | 0.19228 | 0.58525 | 0.026602 | 0
5711 | 1 | 0.00014324 | 0 | 0 | 9.3987e-06 | 0.00011416 | 0 | 0.169 | 0.5635 | 0.11728 | 0.56313 | 0.01276 | 0
5712 | 1 | 0.00013363 | 0 | 0 | 5.8742e-06 | 0.00011416 | 0 | 0.171 | 0.5981 | 0.074834 | 0.55207 | 0.0013373 | 0
5713 | 1 | 0.00012346 | 0 | 0 | 2.3497e-06 | 0.00011416 | 0 | 0.1739 | 0.6379 | 0.055754 | 0.51336 | 0.0093331 | 0
5714 | 1 | 0.00011684 | 0 | 0 | 1.1748e-06 | 0.00011416 | 0 | 0.176 | 0.6944 | 0.040194 | 0.50783 | 0.04974 | 0
5715 | 1 | 0.00011416 | 0 | 0 | 1.4098e-05 | 0.00011416 | 0 | 0.1893 | 0.6944 | 0.050146 | 0.53088 | 0.0609 | 0
5716 | 1 | 0.00011238 | 0 | 0 | 3.7595e-05 | 0.00011416 | 0 | 0.1937 | 0.6314 | 0.049706 | 0.53364 | 0.040656 | 0
5717 | 1 | 0.00011335 | 0 | 0 | 9.3987e-05 | 0.00011416 | 0 | 0.2055 | 0.5926 | 0.044207 | 0.52719 | 0.012279 | 0
5718 | 1 | 0.00012281 | 0 | 0 | 0.0001821 | 0.00011416 | 0 | 0.2214 | 0.4756 | 0.047616 | 0.52074 | 0.00088065 | 0
5719 | 1 | 0.00013258 | 0 | 0 | 0.0001586 | 0.00011416 | 0.01 | 0.2107 | 0.3184 | 0.050751 | 0.51336 | 0.0002153 | 0.0062066
5720 | 1 | 0.00014135 | 0 | 3.1977e-05 | 0.00014685 | 0.00011416 | 0.18 | 0.2343 | 0.1989 | 0.072414 | 0.53456 | 0.013328 | 0.16838
5721 | 1 | 0.00013954 | 0 | 0.0003383 | 0.00016448 | 0.00011416 | 0.38 | 0.3145 | 0.1275 | 0.098697 | 0.57419 | 0.027934 | 0.37955
5722 | 1 | 0.00013828 | 0 | 0.00057482 | 0.00018797 | 0.00011416 | 0.55 | 0.3844 | 0.0959 | 0.10057 | 0.5871 | 0.023343 | 0.5805
5723 | 1 | 0.00013556 | 0 | 0.00075539 | 0.00020677 | 0.00011416 | 0.65 | 0.4169 | 0.0715 | 0.099027 | 0.57788 | 0.01181 | 0.7486
5724 | 1 | 0.00013418 | 0 | 0.00088939 | 0.00018797 | 0.00011416 | 0.72 | 0.4289 | 0.0473 | 0.10711 | 0.58157 | 0.0013373 | 0.78094
5725 | 1 | 0.00013226 | 0 | 0.00098342 | 0.00019032 | 0.00011416 | 0.74 | 0.4309 | 0.0243 | 0.087645 | 0.58341 | 0.0093331 | 0.45917
5726 | 1 | 0.00012506 | 0 | 0.0010332 | 0.00021382 | 0.00011416 | 0.71 | 0.4299 | 0.0041 | 0.057569 | 0.55668 | 0.04974 | 0.80602
5727 | 1 | 0.00012041 | 0 | 0.0010344 | 0.00022322 | 0.00011416 | 0.51 | 0.4257 | 0 | 0.055314 | 0.55945 | 0.0609 | 0.75228
5728 | 1 | 0.00012129 | 0 | 0.00099941 | 0.00022322 | 0.00011416 | 0.42 | 0.4166 | 0.007 | 0.044042 | 0.54378 | 0.040656 | 0.61017
5729 | 1 | 0.00012565 | 0 | 0.00092086 | 0.00016448 | 0.00011416 | 0.29 | 0.3955 | 0.0869 | 0.045362 | 0.54562 | 0.012279 | 0.40139
5730 | 1 | 0.00013037 | 0 | 0.00076973 | 0.00011748 | 0.00011416 | 0.13 | 0.3503 | 0.1946 | 0.075933 | 0.56498 | 0.00088065 | 0.15922
5731 | 1 | 0.0001418 | 0 | 0.00047166 | 8.8113e-05 | 0.00011416 | 0.02 | 0.2949 | 0.2337 | 0.11882 | 0.56959 | 0.0002153 | 0
5732 | 1 | 0.00015268 | 0 | 0.00022117 | 5.8742e-05 | 0.00011416 | 0 | 0.2472 | 0.2384 | 0.18211 | 0.57604 | 0.013328 | 0
5733 | 1 | 0.00016601 | 0 | 0.00010291 | 3.7595e-05 | 0.00011416 | 0 | 0.2068 | 0.2372 | 0.2432 | 0.58986 | 0.027934 | 0
5734 | 1 | 0.00015817 | 0 | 1.878e-05 | 2.3497e-05 | 0.00011416 | 0 | 0.1779 | 0.2384 | 0.19102 | 0.58802 | 0.023343 | 0
5735 | 1 | 0.00014562 | 0 | 0 | 9.3987e-06 | 0.00011416 | 0 | 0.1621 | 0.2131 | 0.1357 | 0.56129 | 0.01181 | 0
5736 | 1 | 0.00013472 | 0 | 0 | 5.8742e-06 | 0.00011416 | 0 | 0.1456 | 0.1771 | 0.11684 | 0.53733 | 0.0013373 | 0
5737 | 1 | 0.00012449 | 0 | 0 | 2.3497e-06 | 0.00011416 | 0 | 0.1276 | 0.1493 | 0.056799 | 0.53825 | 0.012157 | 0
5738 | 1 | 0.00011803 | 0 | 0 | 1.1748e-06 | 0.00011416 | 0 | 0.1131 | 0.1266 | 0.033595 | 0.51244 | 0.062188 | 0
5739 | 1 | 0.00011481 | 0 | 0 | 1.4098e-05 | 0.00011416 | 0 | 0.1012 | 0.1201 | 0.030076 | 0.51797 | 0.076735 | 0
5740 | 1 | 0.0001134 | 0 | 0 | 3.7595e-05 | 0.00011416 | 0 | 0.0933 | 0.1275 | 0.0342 | 0.52442 | 0.050594 | 0
5741 | 1 | 0.00011499 | 0 | 0 | 9.3987e-05 | 0.00011416 | 0 | 0.0901 | 0.1209 | 0.030351 | 0.51797 | 0.015193 | 0
5742 | 1 | 0.00012352 | 0 | 0 | 0.0001821 | 0.00011416 | 0 | 0.0907 | 0.0995 | 0.063452 | 0.54101 | 0.00094279 | 0
5743 | 1 | 0.0001338 | 0 | 0 | 0.0001586 | 0.00011416 | 0.01 | 0.0734 | 0.0513 | 0.11288 | 0.553 | 0.00045479 | 0.0055714
5744 | 1 | 0.00014018 | 0 | 8.0958e-05 | 0.00014685 | 0.00011416 | 0.18 | 0.0496 | 0.0132 | 0.15555 | 0.56129 | 0.01812 | 0.1683
5745 | 1 | 0.00013719 | 0 | 0.00040631 | 0.00016448 | 0.00011416 | 0.38 | 0.051 | 0.0003 | 0.21361 | 0.58525 | 0.034965 | 0.37998
5746 | 1 | 0.00013393 | 0 | 0.00066961 | 0.00018797 | 0.00011416 | 0.54 | 0.0593 | 0 | 0.22329 | 0.58433 | 0.027752 | 0.6017
5747 | 1 | 0.00013096 | 0 | 0.00086642 | 0.00020677 | 0.00011416 | 0.64 | 0.0734 | 0 | 0.23847 | 0.58065 | 0.013088 | 0.78944
5748 | 1 | 0.0001291 | 0 | 0.0010157 | 0.00018797 | 0.00011416 | 0.71 | 0.0894 | 0 | 0.24787 | 0.59908 | 0.0013373 | 0.82654
5749 | 1 | 0.00012781 | 0 | 0.0011169 | 0.00019032 | 0.00011416 | 0.72 | 0.1047 | 0.0001 | 0.23429 | 0.61106 | 0.017378 | 0.8293
5750 | 1 | 0.0001217 | 0 | 0.0011664 | 0.00021382 | 0.00011416 | 0.71 | 0.1187 | 0.0001 | 0.18398 | 0.59539 | 0.084504 | 0.80551
5751 | 1 | 0.00011602 | 0 | 0.0011623 | 0.00022322 | 0.00011416 | 0.59 | 0.1311 | 0 | 0.13075 | 0.5659 | 0.10529 | 0.75188
5752 | 1 | 0.00011699 | 0 | 0.0011122 | 0.00022322 | 0.00011416 | 0.45 | 0.1443 | 0 | 0.10332 | 0.55576 | 0.068347 | 0.61892
5753 | 1 | 0.00012124 | 0 | 0.0010082 | 0.00016448 | 0.00011416 | 0.29 | 0.1687 | 0 | 0.10106 | 0.5576 | 0.020374 | 0.34612
5754 | 1 | 0.00012756 | 0 | 0.00084041 | 0.00011748 | 0.00011416 | 0.12 | 0.1973 | 0.0012 | 0.10672 | 0.56037 | 0.0010414 | 0.13097
5755 | 1 | 0.00013862 | 0 | 0.00055274 | 8.8113e-05 | 0.00011416 | 0.02 | 0.2106 | 0.018 | 0.12311 | 0.57512 | 0.0010722 | 0
5756 | 1 | 0.00014646 | 0 | 0.00035302 | 5.8742e-05 | 0.00011416 | 0 | 0.2076 | 0.0715 | 0.14906 | 0.57512 | 0.02727 | 0
5757 | 1 | 0.00015879 | 0 | 0.00022435 | 3.7595e-05 | 0.00011416 | 0 | 0.1957 | 0.1801 | 0.18084 | 0.56866 | 0.047581 | 0
5758 | 1 | 0.00015264 | 0 | 0.00011306 | 2.3497e-05 | 0.00011416 | 0 | 0.1852 | 0.3279 | 0.12146 | 0.56129 | 0.035355 | 0
5759 | 1 | 0.00014463 | 0 | 2.9947e-05 | 9.3987e-06 | 0.00011416 | 0 | 0.1877 | 0.4361 | 0.063947 | 0.52811 | 0.015172 | 0
5760 | 1 | 0.00013676 | 0 | 0 | 5.8742e-06 | 0.00011416 | 0 | 0.1999 | 0.4786 | 0.059438 | 0.51705 | 0.0013373 | 0
5761 | 1 | 0.00012786 | 0 | 0 | 2.3497e-06 | 0.00011416 | 0 | 0.215 | 0.4859 | 0.042503 | 0.50507 | 0.025142 | 0
5762 | 1 | 0.00012022 | 0 | 0 | 1.1748e-06 | 0.00011416 | 0 | 0.2306 | 0.4566 | 0.031836 | 0.49862 | 0.11662 | 0
5763 | 1 | 0.00011522 | 0 | 0 | 1.4098e-05 | 0.00011416 | 0 | 0.2491 | 0.4157 | 0.033595 | 0.49493 | 0.14666 | 0
5764 | 1 | 0.00011244 | 0 | 0 | 3.7595e-05 | 0.00011416 | 0 | 0.2556 | 0.3926 | 0.029032 | 0.49401 | 0.0938 | 0
5765 | 1 | 0.0001105 | 0 | 0 | 9.3987e-05 | 0.00011416 | 0 | 0.2559 | 0.3825 | 0.030406 | 0.50415 | 0.027767 | 0
5766 | 1 | 0.00011183 | 0 | 0 | 0.0001821 | 0.00011416 | 0 | 0.252 | 0.3797 | 0.031231 | 0.48479 | 0.0011648 | 0
5767 | 1 | 0.00011331 | 0 | 0 | 0.0001586 | 0.00011416 | 0.01 | 0.2153 | 0.2491 | 0.033101 | 0.48848 | 0.0023023 | 0.0016157
5768 | 1 | 0.00011135 | 0 | 0.00014555 | 0.00014685 | 0.00011416 | 0.18 | 0.1811 | 0.1456 | 0.03585 | 0.49585 | 0.041324 | 0.20444
5769 | 1 | 0.00010927 | 0 | 0.00044489 | 0.00016448 | 0.00011416 | 0.4 | 0.2105 | 0.1275 | 0.067961 | 0.52442 | 0.065756 | 0.38044
5770 | 1 | 0.00010832 | 0 | 0.00069651 | 0.00018797 | 0.00011416 | 0.49 | 0.2167 | 0.1731 | 0.095673 | 0.53272 | 0.045845 | 0.53948
5771 | 1 | 0.00010481 | 0 | 0.00088406 | 0.00020677 | 0.00011416 | 0.62 | 0.2204 | 0.2153 | 0.080607 | 0.53364 | 0.017871 | 0.74917
5772 | 1 | 0.00010194 | 0 | 0.0010267 | 0.00018797 | 0.00011416 | 0.7 | 0.2248 | 0.2651 | 0.074944 | 0.53088 | 0.0013373 | 0.84162
5773 | 1 | 0.0001012 | 0 | 0.0011236 | 0.00019032 | 0.00011416 | 0.72 | 0.2299 | 0.3361 | 0.075713 | 0.52903 | 0.03493 | 0.87597
5774 | 1 | 9.7967e-05 | 0 | 0.0011722 | 0.00021382 | 0.00011416 | 0.71 | 0.2347 | 0.3983 | 0.059548 | 0.52719 | 0.15599 | 0.80502
5775 | 1 | 9.3695e-05 | 0 | 0.0011684 | 0.00022322 | 0.00011416 | 0.6 | 0.2401 | 0.4085 | 0.044647 | 0.50691 | 0.19764 | 0.71015
5776 | 1 | 9.3608e-05 | 0 | 0.0011193 | 0.00022322 | 0.00011416 | 0.48 | 0.2457 | 0.3542 | 0.055809 | 0.50968 | 0.1249 | 0.58608
5777 | 1 | 9.6577e-05 | 0 | 0.0010149 | 0.00016448 | 0.00011416 | 0.34 | 0.2533 | 0.2589 | 0.050201 | 0.50599 | 0.036762 | 0.37673
5778 | 1 | 0.00010349 | 0 | 0.00084637 | 0.00011748 | 0.00011416 | 0.12 | 0.2618 | 0.1791 | 0.045692 | 0.49862 | 0.0012976 | 0.15841
5779 | 1 | 0.00011565 | 0 | 0.00055845 | 8.8113e-05 | 0.00011416 | 0.02 | 0.2819 | 0.1623 | 0.050311 | 0.51336 | 0.0042308 | 0
5780 | 1 | 0.00012658 | 0 | 0.00035644 | 5.8742e-05 | 0.00011416 | 0 | 0.2971 | 0.1511 | 0.069555 | 0.53733 | 0.059529 | 0
5781 | 1 | 0.00014167 | 0 | 0.0002463 | 3.7595e-05 | 0.00011416 | 0 | 0.2849 | 0.1201 | 0.1572 | 0.54101 | 0.088053 | 0
5782 | 1 | 0.00013759 | 0 | 0.0001562 | 2.3497e-05 | 0.00011416 | 0 | 0.2625 | 0.0923 | 0.13477 | 0.53641 | 0.058228 | 0
5783 | 1 | 0.00013106 | 0 | 8.2861e-05 | 9.3987e-06 | 0.00011416 | 0 | 0.2448 | 0.0604 | 0.073349 | 0.51613 | 0.020871 | 0
5784 | 1 | 0.00012692 | 0 | 2.0049e-05 | 5.8742e-06 | 0.00011416 | 0 | 0.2324 | 0.0503 | 0.056359 | 0.48664 | 0.0013373 | 0
5785 | 1 | 0.00011891 | 0 | 0 | 2.3497e-06 | 0.00011416 | 0 | 0.2328 | 0.0566 | 0.036949 | 0.49401 | 0.045108 | 0
5786 | 1 | 0.00011174 | 0 | 0 | 1.1748e-06 | 0.00011416 | 0 | 0.24 | 0.0733 | 0.038104 | 0.4977 | 0.19607 | 0
5787 | 1 | 0.00010661 | 0 | 0 | 1.4098e-05 | 0.00011416 | 0 | 0.2552 | 0.0765 | 0.029966 | 0.49124 | 0.24976 | 0
5788 | 1 | 0.00010308 | 0 | 0 | 3.7595e-05 | 0.00011416 | 0 | 0.2672 | 0.0667 | 0.026337 | 0.49124 | 0.15647 | 0
5789 | 1 | 0.00010189 | 0 | 0 | 9.3987e-05 | 0.00011416 | 0 | 0.2688 | 0.0621 | 0.030021 | 0.48756 | 0.045866 | 0
5790 | 1 | 0.00010227 | 0 | 0 | 0.0001821 | 0.00011416 | 0 | 0.2659 | 0.0697 | 0.026777 | 0.48018 | 0.0014192 | 0
5791 | 1 | 0.00010083 | 0 | 0 | 0.0001586 | 0.00011416 | 0.01 | 0.2441 | 0.0656 | 0.028812 | 0.4894 | 0.0065588 | 0.0085689
5792 | 1 | 9.3537e-05 | 0 | 0.00017714 | 0.00014685 | 0.00011416 | 0.18 | 0.2277 | 0.0299 | 0.036565 | 0.49585 | 0.078843 | 0.15276
5793 | 1 | 9.0869e-05 | 0 | 0.00045618 | 0.00016448 | 0.00011416 | 0.38 | 0.2346 | 0.0199 | 0.07071 | 0.5235 | 0.11077 | 0.35424
5794 | 1 | 8.8697e-05 | 0 | 0.00069296 | 0.00018797 | 0.00011416 | 0.55 | 0.2335 | 0.0246 | 0.063012 | 0.53917 | 0.070468 | 0.56073
5795 | 1 | 8.6553e-05 | 0 | 0.0008819 | 0.00020677 | 0.00011416 | 0.66 | 0.2265 | 0.0232 | 0.062462 | 0.54654 | 0.023696 | 0.75014
5796 | 1 | 8.5022e-05 | 0 | 0.001028 | 0.00018797 | 0.00011416 | 0.72 | 0.2257 | 0.0366 | 0.060043 | 0.54101 | 0.0013373 | 0.85813
5797 | 1 | 8.4951e-05 | 0 | 0.0011282 | 0.00019032 | 0.00011416 | 0.74 | 0.2384 | 0.0468 | 0.052235 | 0.52627 | 0.057093 | 0.90896
5798 | 1 | 8.4921e-05 | 0 | 0.0011783 | 0.00021382 | 0.00011416 | 0.7 | 0.2543 | 0.0599 | 0.056304 | 0.51889 | 0.24249 | 0.84979
5799 | 1 | 8.2529e-05 | 0 | 0.0011768 | 0.00022322 | 0.00011416 | 0.63 | 0.2741 | 0.0937 | 0.050641 | 0.50876 | 0.31032 | 0
5800 | 1 | 8.3576e-05 | 0 | 0.0011161 | 0.00022322 | 0.00011416 | 0.28 | 0.2955 | 0.1604 | 0.061363 | 0.50046 | 0.19297 | 0.13271
5801 | 1 | 8.7047e-05 | 0 | 0.0010004 | 0.00016448 | 0.00011416 | 0.3 | 0.3115 | 0.3528 | 0.06895 | 0.49493 | 0.056361 | 0.24528
5802 | 1 | 9.4168e-05 | 0 | 0.00082912 | 0.00011748 | 0.00011416 | 0.12 | 0.3155 | 0.4259 | 0.060318 | 0.4977 | 0.0015481 | 0.1048
5803 | 1 | 0.00010649 | 0 | 0.00056163 | 8.8113e-05 | 0.00011416 | 0.02 | 0.3215 | 0.2841 | 0.069555 | 0.5023 | 0.0096143 | 0
5804 | 1 | 0.00011813 | 0 | 0.00037091 | 5.8742e-05 | 0.00011416 | 0 | 0.3239 | 0.1511 | 0.10134 | 0.52258 | 0.10194 | 0
5805 | 1 | 0.00013637 | 0 | 0.00026229 | 3.7595e-05 | 0.00011416 | 0 | 0.293 | 0.0644 | 0.19228 | 0.53825 | 0.13708 | 0
5806 | 1 | 0.0001377 | 0 | 0.00017943 | 2.3497e-05 | 0.00011416 | 0 | 0.2603 | 0.0366 | 0.19387 | 0.55207 | 0.084313 | 0
5807 | 1 | 0.00013076 | 0 | 0.00011573 | 9.3987e-06 | 0.00011416 | 0 | 0.2318 | 0.0065 | 0.13917 | 0.52719 | 0.026764 | 0
5808 | 1 | 0.00012415 | 0 | 5.3676e-05 | 5.8742e-06 | 0.00011416 | 0 | 0.2033 | 0.0082 | 0.076483 | 0.50968 | 0.0013373 | 0
5809 | 1 | 0.00011785 | 0 | 0 | 2.3497e-06 | 0.00011416 | 0 | 0.1855 | 0.0344 | 0.038214 | 0.48571 | 0.068568 | 0
5810 | 1 | 0.00011193 | 0 | 0 | 1.1748e-06 | 0.00011416 | 0 | 0.1691 | 0.0463 | 0.034805 | 0.49217 | 0.28635 | 0
5811 | 1 | 0.0001086 | 0 | 0 | 1.4098e-05 | 0.00011416 | 0 | 0.1592 | 0.0473 | 0.03365 | 0.49401 | 0.36769 | 0
5812 | 1 | 0.00010829 | 0 | 0 | 3.7595e-05 | 0.00011416 | 0 | 0.1525 | 0.0406 | 0.03541 | 0.49124 | 0.22739 | 0
5813 | 1 | 0.00011041 | 0 | 0 | 9.3987e-05 | 0.00011416 | 0 | 0.1463 | 0.028 | 0.029087 | 0.48295 | 0.066242 | 0
5814 | 1 | 0.00012284 | 0 | 0 | 0.0001821 | 0.00011416 | 0 | 0.1387 | 0.0225 | 0.057514 | 0.49493 | 0.0016614 | 0
5815 | 1 | 0.00013743 | 0 | 0 | 0.0001586 | 0.00011416 | 0.01 | 0.1135 | 0.0344 | 0.095398 | 0.50046 | 0.012788 | 0.0048694
5816 | 1 | 0.00014762 | 0 | 6.1924e-05 | 0.00014685 | 0.00011416 | 0.16 | 0.1092 | 0.0177 | 0.1401 | 0.5235 | 0.12432 | 0.14526
5817 | 1 | 0.00015246 | 0 | 0.00025747 | 0.00016448 | 0.00011416 | 0.35 | 0.1205 | 0.011 | 0.18568 | 0.55484 | 0.16196 | 0.17022
5818 | 1 | 0.0001561 | 0 | 0.00040796 | 0.00018797 | 0.00011416 | 0.51 | 0.1299 | 0.0366 | 0.2162 | 0.57972 | 0.097148 | 0.37644
5819 | 1 | 0.00015568 | 0 | 0.00053435 | 0.00020677 | 0.00011416 | 0.55 | 0.1384 | 0.0796 | 0.24919 | 0.5871 | 0.029515 | 0.30044
5820 | 1 | 0.00015615 | 0 | 0.00063434 | 0.00018797 | 0.00011416 | 0.59 | 0.1484 | 0.1258 | 0.24677 | 0.58249 | 0.0013373 | 0.16379
5821 | 1 | 0.00015635 | 0 | 0.00070045 | 0.00019032 | 0.00011416 | 0.61 | 0.1583 | 0.1801 | 0.25865 | 0.56129 | 0.078782 | 0.12469
5822 | 1 | 0.00015087 | 0 | 0.00072951 | 0.00021382 | 0.00011416 | 0.45 | 0.1685 | 0.2419 | 0.23242 | 0.55668 | 0.32501 | 0.0012591
5823 | 1 | 0.00014594 | 0 | 0.00072303 | 0.00022322 | 0.00011416 | 0.52 | 0.1723 | 0.2984 | 0.22912 | 0.53456 | 0.41838 | 0.0036771
5824 | 1 | 0.00014644 | 0 | 0.00068268 | 0.00022322 | 0.00011416 | 0.36 | 0.1682 | 0.3375 | 0.18431 | 0.52258 | 0.25771 | 0.45631
5825 | 1 | 0.00014965 | 0 | 0.00059462 | 0.00016448 | 0.00011416 | 0.31 | 0.1598 | 0.4056 | 0.16567 | 0.53548 | 0.074929 | 0.21905
5826 | 1 | 0.00015229 | 0 | 0.00045009 | 0.00011748 | 0.00011416 | 0.12 | 0.1461 | 0.4975 | 0.16165 | 0.53548 | 0.0017558 | 0.10567
5827 | 1 | 0.00015831 | 0 | 0.00023044 | 8.8113e-05 | 0.00011416 | 0.02 | 0.1408 | 0.5872 | 0.14741 | 0.54286 | 0.015778 | 0
5828 | 1 | 0.00016506 | 0 | 7.5628e-05 | 5.8742e-05 | 0.00011416 | 0 | 0.1384 | 0.6076 | 0.16231 | 0.56313 | 0.14442 | 0
5829 | 1 | 0.00017543 | 0 | 0 | 3.7595e-05 | 0.00011416 | 0 | 0.151 | 0.5995 | 0.18854 | 0.553 | 0.1839 | 0
5830 | 1 | 0.00016221 | 0 | 0 | 2.3497e-05 | 0.00011416 | 0 | 0.1625 | 0.5593 | 0.17084 | 0.55392 | 0.10831 | 0
5831 | 1 | 0.00014865 | 0 | 0 | 9.3987e-06 | 0.00011416 | 0 | 0.1623 | 0.4932 | 0.1109 | 0.54654 | 0.031847 | 0
5832 | 1 | 0.00013602 | 0 | 0 | 5.8742e-06 | 0.00011416 | 0 | 0.1686 | 0.4449 | 0.10612 | 0.52903 | 0.0013373 | 0
5833 | 1 | 0.00012594 | 0 | 0 | 2.3497e-06 | 0.00011416 | 0 | 0.177 | 0.5004 | 0.10002 | 0.50968 | 0.087075 | 0
5834 | 1 | 0.00012019 | 0 | 0 | 1.1748e-06 | 0.00011416 | 0 | 0.1816 | 0.5465 | 0.074064 | 0.50138 | 0.3562 | 0
5835 | 1 | 0.00011686 | 0 | 0 | 1.4098e-05 | 0.00011416 | 0 | 0.1828 | 0.5408 | 0.05185 | 0.50507 | 0.4593 | 0
5836 | 1 | 0.00011484 | 0 | 0 | 3.7595e-05 | 0.00011416 | 0 | 0.1804 | 0.5465 | 0.036015 | 0.50507 | 0.28213 | 0
5837 | 1 | 0.00011595 | 0 | 0 | 9.3987e-05 | 0.00011416 | 0 | 0.1762 | 0.5437 | 0.037499 | 0.51429 | 0.081921 | 0
5838 | 1 | 0.00012719 | 0 | 0 | 0.0001821 | 0.00011416 | 0 | 0.1773 | 0.5408 | 0.085831 | 0.51521 | 0.001829 | 0
5839 | 1 | 0.00014056 | 0 | 0 | 0.0001586 | 0.00011416 | 0.01 | 0.1812 | 0.4493 | 0.099027 | 0.51152 | 0.018303 | 0.01102
5840 | 1 | 0.00015053 | 0 | 0 | 0.00014685 | 0.00011416 | 0.18 | 0.1972 | 0.442 | 0.10623 | 0.54286 | 0.16083 | 0.17528
5841 | 1 | 0.00015926 | 0 | 5.5325e-05 | 0.00016448 | 0.00011416 | 0.39 | 0.1797 | 0.423 | 0.15044 | 0.59447 | 0.20159 | 0.42059
5842 | 1 | 0.00015869 | 0 | 0.00023995 | 0.00018797 | 0.00011416 | 0.56 | 0.1395 | 0.3347 | 0.17804 | 0.61935 | 0.11721 | 0.1795
5843 | 1 | 0.00015568 | 0 | 0.00040542 | 0.00020677 | 0.00011416 | 0.69 | 0.1126 | 0.2764 | 0.16171 | 0.60461 | 0.033674 | 0.73901
5844 | 1 | 0.00015453 | 0 | 0.00054069 | 0.00018797 | 0.00011416 | 0.47 | 0.1058 | 0.2467 | 0.15934 | 0.60645 | 0.0013373 | 0.24804
5845 | 1 | 0.00015332 | 0 | 0.00062634 | 0.00019032 | 0.00011416 | 0.67 | 0.1134 | 0.2165 | 0.17001 | 0.59447 | 0.095931 | 0.66732
5846 | 1 | 0.00014663 | 0 | 0.00065185 | 0.00021382 | 0.00011416 | 0.29 | 0.1242 | 0.1894 | 0.13086 | 0.57327 | 0.38931 | 0.06211
5847 | 1 | 0.00014268 | 0 | 0.00063852 | 0.00022322 | 0.00011416 | 0.44 | 0.1343 | 0.1711 | 0.12553 | 0.56866 | 0.50281 | 0.60873
5848 | 1 | 0.00014479 | 0 | 0.00059069 | 0.00022322 | 0.00011416 | 0.53 | 0.1421 | 0.1643 | 0.11453 | 0.56406 | 0.30805 | 0.097611
5849 | 1 | 0.00014856 | 0 | 0.00050148 | 0.00016448 | 0.00011416 | 0.11 | 0.1506 | 0.1585 | 0.10903 | 0.56221 | 0.089335 | 0.16884
5850 | 1 | 0.00015151 | 0 | 0.00037167 | 0.00011748 | 0.00011416 | 0.12 | 0.1715 | 0.1643 | 0.089569 | 0.56498 | 0.0019042 | 0.037206
5851 | 1 | 0.00015704 | 0 | 0.00016547 | 8.8113e-05 | 0.00011416 | 0.01 | 0.2145 | 0.2098 | 0.098367 | 0.59447 | 0.021085 | 0
5852 | 1 | 0.00016359 | 0 | 1.9161e-05 | 5.8742e-05 | 0.00011416 | 0 | 0.2553 | 0.2945 | 0.14714 | 0.61382 | 0.17845 | 0
5853 | 1 | 0.00017374 | 0 | 0 | 3.7595e-05 | 0.00011416 | 0 | 0.2499 | 0.3598 | 0.17381 | 0.61106 | 0.22038 | 0
5854 | 1 | 0.00015889 | 0 | 0 | 2.3497e-05 | 0.00011416 | 0 | 0.2273 | 0.4056 | 0.11035 | 0.6 | 0.1266 | 0
5855 | 1 | 0.00014381 | 0 | 0 | 9.3987e-06 | 0.00011416 | 0 | 0.2051 | 0.442 | 0.057019 | 0.56498 | 0.03557 | 0
5856 | 1 | 0.00013442 | 0 | 0 | 5.8742e-06 | 0.00011416 | 0 | 0.1856 | 0.4449 | 0.044812 | 0.56221 | 0.0013373 | 0
5857 | 1 | 0.00012515 | 0 | 0 | 2.3497e-06 | 0.00011416 | 0 | 0.1752 | 0.4085 | 0.038709 | 0.55668 | 0.099011 | 0
5858 | 1 | 0.00011935 | 0 | 0 | 1.1748e-06 | 0.00011416 | 0 | 0.1675 | 0.3584 | 0.029637 | 0.53825 | 0.40079 | 0
5859 | 1 | 0.0001167 | 0 | 0 | 1.4098e-05 | 0.00011416 | 0 | 0.1608 | 0.2932 | 0.033925 | 0.54009 | 0.5179 | 0
5860 | 1 | 0.00011532 | 0 | 0 | 3.7595e-05 | 0.00011416 | 0 | 0.1495 | 0.2337 | 0.037774 | 0.53825 | 0.31703 | 0
5861 | 1 | 0.00011713 | 0 | 0 | 9.3987e-05 | 0.00011416 | 0 | 0.1432 | 0.1801 | 0.036015 | 0.53364 | 0.091902 | 0
5862 | 1 | 0.00012709 | 0 | 0 | 0.0001821 | 0.00011416 | 0 | 0.1359 | 0.1502 | 0.054929 | 0.53641 | 0.0019297 | 0
5863 | 1 | 0.00014115 | 0 | 0 | 0.0001586 | 0.00011416 | 0.01 | 0.1237 | 0.0952 | 0.087095 | 0.55576 | 0.022071 | 0.0076217
5864 | 1 | 0.00015163 | 0 | 0 | 0.00014685 | 0.00011416 | 0.18 | 0.1186 | 0.0561 | 0.12415 | 0.5659 | 0.18459 | 0.17776
5865 | 1 | 0.00016212 | 0 | 0 | 0.00016448 | 0.00011416 | 0.39 | 0.104 | 0.0463 | 0.18761 | 0.5659 | 0.2269 | 0.4136
5866 | 1 | 0.00016051 | 0 | 0.00016953 | 0.00018797 | 0.00011416 | 0.56 | 0.0855 | 0.0397 | 0.19481 | 0.58157 | 0.12983 | 0.62868
5867 | 1 | 0.000157 | 0 | 0.00032967 | 0.00020677 | 0.00011416 | 0.7 | 0.0783 | 0.0425 | 0.1958 | 0.59355 | 0.036217 | 0.76636
5868 | 1 | 0.00015562 | 0 | 0.0004407 | 0.00018797 | 0.00011416 | 0.77 | 0.0809 | 0.0566 | 0.20163 | 0.60184 | 0.0013373 | 0.95586
5869 | 1 | 0.00015393 | 0 | 0.00050973 | 0.00019032 | 0.00011416 | 0.78 | 0.0911 | 0.074 | 0.19409 | 0.58525 | 0.099011 | 0.99284
5870 | 1 | 0.00014712 | 0 | 0.0005247 | 0.00021382 | 0.00011416 | 0.76 | 0.1066 | 0.0923 | 0.14598 | 0.58157 | 0.40079 | 0.8032
5871 | 1 | 0.00014407 | 0 | 0.00049349 | 0.00022322 | 0.00011416 | 0.64 | 0.1248 | 0.1061 | 0.094628 | 0.56866 | 0.5179 | 0.86031
5872 | 1 | 0.00014608 | 0 | 0.00043715 | 0.00022322 | 0.00011416 | 0.51 | 0.1479 | 0.1114 | 0.077528 | 0.55392 | 0.31703 | 0.60293
5873 | 1 | 0.00015069 | 0 | 0.00035619 | 0.00016448 | 0.00011416 | 0.33 | 0.1743 | 0.1161 | 0.070325 | 0.553 | 0.091902 | 0.39293
5874 | 1 | 0.00015386 | 0 | 0.00022993 | 0.00011748 | 0.00011416 | 0.12 | 0.207 | 0.1529 | 0.053775 | 0.55207 | 0.0019297 | 0.16123
5875 | 1 | 0.00016029 | 0 | 2.7789e-05 | 8.8113e-05 | 0.00011416 | 0.01 | 0.246 | 0.2419 | 0.052235 | 0.553 | 0.022071 | 0
5876 | 1 | 0.00016315 | 0 | 0 | 5.8742e-05 | 0.00011416 | 0 | 0.2731 | 0.3782 | 0.11294 | 0.56866 | 0.18459 | 0
5877 | 1 | 0.00017035 | 0 | 0 | 3.7595e-05 | 0.00011416 | 0 | 0.2734 | 0.499 | 0.13746 | 0.57604 | 0.2269 | 0
5878 | 1 | 0.00015595 | 0 | 0 | 2.3497e-05 | 0.00011416 | 0 | 0.2545 | 0.5265 | 0.055204 | 0.56682 | 0.12983 | 0
5879 | 1 | 0.00014188 | 0 | 0 | 9.3987e-06 | 0.00011416 | 0 | 0.236 | 0.4946 | 0.046242 | 0.55023 | 0.036217 | 0
5880 | 1 | 0.00013293 | 0 | 0 | 5.8742e-06 | 0.00011416 | 0 | 0.2344 | 0.4493 | 0.03442 | 0.55207 | 0.0013373 | 0
5881 | 1 | 0.0001234 | 0 | 0 | 2.3497e-06 | 0.00011416 | 0 | 0.2348 | 0.4245 | 0.025348 | 0.52535 | 0.099011 | 0
5882 | 1 | 0.00011728 | 0 | 0 | 1.1748e-06 | 0.00011416 | 0 | 0.2313 | 0.4201 | 0.028372 | 0.51336 | 0.40079 | 0
5883 | 1 | 0.00011384 | 0 | 0 | 1.4098e-05 | 0.00011416 | 0 | 0.2291 | 0.4201 | 0.026008 | 0.50599 | 0.5179 | 0
5884 | 1 | 0.00011272 | 0 | 0 | 3.7595e-05 | 0.00011416 | 0 | 0.2179 | 0.3782 | 0.025128 | 0.51244 | 0.31703 | 0
5885 | 1 | 0.00011452 | 0 | 0 | 9.3987e-05 | 0.00011416 | 0 | 0.2085 | 0.2893 | 0.026063 | 0.52166 | 0.091902 | 0
5886 | 1 | 0.00012475 | 0 | 0 | 0.0001821 | 0.00011416 | 0 | 0.2013 | 0.2491 | 0.0342 | 0.53733 | 0.0019297 | 0
5887 | 1 | 0.00013749 | 0 | 0 | 0.0001586 | 0.00011416 | 0.01 | 0.1962 | 0.176 | 0.061912 | 0.52903 | 0.022071 | 0.002964
5888 | 1 | 0.00014696 | 0 | 0 | 0.00014685 | 0.00011416 | 0.18 | 0.2206 | 0.1258 | 0.097212 | 0.55668 | 0.18459 | 0.14023
5889 | 1 | 0.00015593 | 0 | 0 | 0.00016448 | 0.00011416 | 0.36 | 0.2271 | 0.1169 | 0.13977 | 0.58894 | 0.2269 | 0.3934
5890 | 1 | 0.00016301 | 0 | 0 | 0.00018797 | 0.00011416 | 0.58 | 0.2032 | 0.1091 | 0.15995 | 0.61659 | 0.12983 | 0.56482
5891 | 1 | 0.00016297 | 0 | 7.4867e-05 | 0.00020677 | 0.00011416 | 0.56 | 0.1851 | 0.1084 | 0.16253 | 0.63226 | 0.036217 | 0.79532
5892 | 1 | 0.00016143 | 0 | 0.00017384 | 0.00018797 | 0.00011416 | 0.72 | 0.1805 | 0.1169 | 0.16825 | 0.63594 | 0.0013373 | 0.87578
5893 | 1 | 0.00015803 | 0 | 0.00025214 | 0.00019032 | 0.00011416 | 0.76 | 0.1871 | 0.1334 | 0.16198 | 0.63871 | 0.092915 | 0.95927
5894 | 1 | 0.0001508 | 0 | 0.00028805 | 0.00021382 | 0.00011416 | 0.73 | 0.1967 | 0.1511 | 0.11382 | 0.60553 | 0.37805 | 0.92806
5895 | 1 | 0.00014674 | 0 | 0.00027929 | 0.00022322 | 0.00011416 | 0.64 | 0.2069 | 0.1691 | 0.069775 | 0.60737 | 0.48802 | 0.47255
5896 | 1 | 0.0001489 | 0 | 0.0002411 | 0.00022322 | 0.00011416 | 0.39 | 0.2166 | 0.1936 | 0.070105 | 0.58802 | 0.29924 | 0.46232
5897 | 1 | 0.00015296 | 0 | 0.00016839 | 0.00016448 | 0.00011416 | 0.25 | 0.2299 | 0.2256 | 0.073349 | 0.58986 | 0.086816 | 0.45002
5898 | 1 | 0.00015626 | 0 | 4.327e-05 | 0.00011748 | 0.00011416 | 0.1 | 0.2481 | 0.2713 | 0.053555 | 0.57419 | 0.0018789 | 0.043034
5899 | 1 | 0.00015458 | 0 | 0 | 8.8113e-05 | 0.00011416 | 0.01 | 0.2601 | 0.3143 | 0.057569 | 0.58433 | 0.020128 | 0
5900 | 1 | 0.00015646 | 0 | 0 | 5.8742e-05 | 0.00011416 | 0 | 0.2724 | 0.3197 | 0.1285 | 0.59539 | 0.17244 | 0
5901 | 1 | 0.00016487 | 0 | 0 | 3.7595e-05 | 0.00011416 | 0 | 0.2754 | 0.2688 | 0.15742 | 0.59816 | 0.214 | 0
5902 | 1 | 0.00015085 | 0 | 0 | 2.3497e-05 | 0.00011416 | 0 | 0.2759 | 0.2021 | 0.079122 | 0.56313 | 0.12342 | 0
5903 | 1 | 0.0001372 | 0 | 0 | 9.3987e-06 | 0.00011416 | 0 | 0.2724 | 0.1511 | 0.041183 | 0.553 | 0.03493 | 0
5904 | 1 | 0.00012985 | 0 | 0 | 5.8742e-06 | 0.00011416 | 0 | 0.2567 | 0.1308 | 0.03343 | 0.52811 | 0.0013373 | 0
5905 | 1 | 0.00012104 | 0 | 0 | 2.3497e-06 | 0.00011416 | 0 | 0.2379 | 0.1456 | 0.029307 | 0.52719 | 0.087075 | 0
5906 | 1 | 0.00011481 | 0 | 0 | 1.1748e-06 | 0.00011416 | 0 | 0.2233 | 0.1821 | 0.027822 | 0.52811 | 0.3562 | 0
5907 | 1 | 0.00011172 | 0 | 0 | 1.4098e-05 | 0.00011416 | 0 | 0.2044 | 0.2087 | 0.029527 | 0.52627 | 0.4593 | 0
5908 | 1 | 0.00011091 | 0 | 0 | 3.7595e-05 | 0.00011416 | 0 | 0.1875 | 0.2153 | 0.027382 | 0.51889 | 0.28213 | 0
5909 | 1 | 0.00011146 | 0 | 0 | 9.3987e-05 | 0.00011416 | 0 | 0.1779 | 0.2098 | 0.024523 | 0.50599 | 0.081921 | 0
5910 | 1 | 0.00012198 | 0 | 0 | 0.0001821 | 0.00011416 | 0 | 0.1732 | 0.2098 | 0.035245 | 0.50876 | 0.001829 | 0
5911 | 1 | 0.00013582 | 0 | 0 | 0.0001586 | 0.00011416 | 0.01 | 0.1714 | 0.1403 | 0.03662 | 0.51521 | 0.018303 | 0
5912 | 1 | 0.00014469 | 0 | 0 | 0.00014685 | 0.00011416 | 0.2 | 0.1799 | 0.1342 | 0.077033 | 0.5576 | 0.16083 | 0.036838
5913 | 1 | 0.00015359 | 0 | 0 | 0.00016448 | 0.00011416 | 0.42 | 0.1615 | 0.1291 | 0.12031 | 0.58894 | 0.20159 | 0.1428
5914 | 1 | 0.00015931 | 0 | 0 | 0.00018797 | 0.00011416 | 0.42 | 0.1346 | 0.1024 | 0.14356 | 0.59724 | 0.11721 | 0.21476
5915 | 1 | 0.00016232 | 0 | 0 | 0.00020677 | 0.00011416 | 0.69 | 0.1159 | 0.0862 | 0.15764 | 0.60092 | 0.033674 | 0.36766
5916 | 1 | 0.0001604 | 0 | 9.4281e-05 | 0.00018797 | 0.00011416 | 0.69 | 0.114 | 0.0882 | 0.18887 | 0.61843 | 0.0013373 | 0.7249
5917 | 1 | 0.00015712 | 0 | 0.00017702 | 0.00019032 | 0.00011416 | 0.77 | 0.1299 | 0.1039 | 0.19096 | 0.6212 | 0.078782 | 0.76726
5918 | 1 | 0.00014749 | 0 | 0.00022003 | 0.00021382 | 0.00011416 | 0.56 | 0.1585 | 0.143 | 0.15154 | 0.58986 | 0.32501 | 0.71508
5919 | 1 | 0.00014276 | 0 | 0.00021331 | 0.00022322 | 0.00011416 | 0.58 | 0.1951 | 0.1957 | 0.10617 | 0.57604 | 0.41838 | 0.75833
5920 | 1 | 0.00014259 | 0 | 0.00016813 | 0.00022322 | 0.00011416 | 0.5 | 0.2242 | 0.229 | 0.091934 | 0.57972 | 0.25771 | 0.54724
5921 | 1 | 0.00014674 | 0 | 8.7429e-05 | 0.00016448 | 0.00011416 | 0.19 | 0.2438 | 0.2372 | 0.063782 | 0.58065 | 0.074929 | 0.31704
5922 | 1 | 0.00014852 | 0 | 0 | 0.00011748 | 0.00011416 | 0.09 | 0.2624 | 0.2372 | 0.048936 | 0.57972 | 0.0017558 | 0.12594
5923 | 1 | 0.00014666 | 0 | 0 | 8.8113e-05 | 0.00011416 | 0.01 | 0.2765 | 0.2815 | 0.063012 | 0.5871 | 0.015778 | 0
5924 | 1 | 0.00015008 | 0 | 0 | 5.8742e-05 | 0.00011416 | 0 | 0.298 | 0.3444 | 0.096607 | 0.60369 | 0.14442 | 0
5925 | 1 | 0.00015674 | 0 | 0 | 3.7595e-05 | 0.00011416 | 0 | 0.3021 | 0.4056 | 0.11921 | 0.59631 | 0.1839 | 0
5926 | 1 | 0.00014294 | 0 | 0 | 2.3497e-05 | 0.00011416 | 0 | 0.2941 | 0.4085 | 0.059603 | 0.57143 | 0.10831 | 0
5927 | 1 | 0.0001309 | 0 | 0 | 9.3987e-06 | 0.00011416 | 0 | 0.2754 | 0.384 | 0.049816 | 0.56498 | 0.031847 | 0
5928 | 1 | 0.00012458 | 0 | 0 | 5.8742e-06 | 0.00011416 | 0 | 0.2542 | 0.357 | 0.049871 | 0.52535 | 0.0013373 | 0
5929 | 1 | 0.00011584 | 0 | 0 | 2.3497e-06 | 0.00011416 | 0 | 0.2337 | 0.3347 | 0.056634 | 0.53364 | 0.071033 | 0
5930 | 1 | 0.00010808 | 6.6607e-06 | 0 | 1.1748e-06 | 0.00011416 | 0 | 0.2127 | 0.2997 | 0.049981 | 0.51613 | 0.29571 | 0
5931 | 1 | 0.00010126 | 1.8761e-05 | 0 | 1.4098e-05 | 0.00011416 | 0 | 0.2001 | 0.2651 | 0.038324 | 0.51152 | 0.37996 | 0
5932 | 1 | 9.7665e-05 | 2.9159e-05 | 0 | 3.7595e-05 | 0.00011416 | 0 | 0.1878 | 0.2302 | 0.03354 | 0.51797 | 0.23473 | 0
5933 | 1 | 9.4977e-05 | 3.9039e-05 | 0 | 9.3987e-05 | 0.00011416 | 0 | 0.1742 | 0.201 | 0.032826 | 0.52811 | 0.068347 | 0
5934 | 1 | 9.4488e-05 | 4.7402e-05 | 0 | 0.0001821 | 0.00011416 | 0 | 0.1666 | 0.1791 | 0.035025 | 0.52535 | 0.0016847 | 0
5935 | 1 | 0.00010172 | 2.4756e-05 | 0 | 0.0001586 | 0.00011416 | 0.01 | 0.159 | 0.1351 | 0.040413 | 0.51613 | 0.013496 | 0.000858
5936 | 1 | 0.00011136 | 0 | 0 | 0.00014685 | 0.00011416 | 0.18 | 0.1588 | 0.0896 | 0.046572 | 0.52811 | 0.12916 | 0.14822
5937 | 1 | 0.00012343 | 0 | 0 | 0.00016448 | 0.00011416 | 0.31 | 0.1462 | 0.0771 | 0.070105 | 0.5576 | 0.16727 | 0.39332
5938 | 1 | 0.0001334 | 0 | 0 | 0.00018797 | 0.00011416 | 0.3 | 0.125 | 0.0406 | 0.093198 | 0.56682 | 0.099862 | 0.56499
5939 | 1 | 0.00013383 | 0 | 4.8473e-05 | 0.00020677 | 0.00011416 | 0.46 | 0.1131 | 0.0246 | 0.10623 | 0.57604 | 0.030087 | 0.76712
5940 | 1 | 0.00012872 | 0 | 0.00017765 | 0.00018797 | 0.00011416 | 0.66 | 0.1103 | 0.0349 | 0.13592 | 0.58986 | 0.0013373 | 0.84374
5941 | 1 | 0.00012569 | 0 | 0.0002614 | 0.00019032 | 0.00011416 | 0.29 | 0.114 | 0.0638 | 0.14169 | 0.59816 | 0.061516 | 0.97532
5942 | 1 | 0.00012037 | 0 | 0.00030035 | 0.00021382 | 0.00011416 | 0.58 | 0.1205 | 0.0973 | 0.12443 | 0.57788 | 0.25945 | 0.5583
5943 | 1 | 0.00011391 | 0 | 0.00029439 | 0.00022322 | 0.00011416 | 0.42 | 0.1292 | 0.1185 | 0.095123 | 0.56866 | 0.33249 | 0.24475
5944 | 1 | 0.00011309 | 0 | 0.00023475 | 0.00022322 | 0.00011416 | 0.06 | 0.1399 | 0.125 | 0.075384 | 0.56129 | 0.20629 | 0.061263
5945 | 1 | 0.00011572 | 0 | 0.00015113 | 0.00016448 | 0.00011416 | 0.13 | 0.1589 | 0.1283 | 0.078408 | 0.56959 | 0.060186 | 0
5946 | 1 | 0.00012202 | 0 | 1.4846e-05 | 0.00011748 | 0.00011416 | 0.04 | 0.1923 | 0.1529 | 0.081872 | 0.57143 | 0.0015928 | 0
5947 | 1 | 0.00012283 | 0 | 0 | 8.8113e-05 | 0.00011416 | 0 | 0.2397 | 0.2176 | 0.08781 | 0.56866 | 0.010812 | 0
5948 | 1 | 0.00012942 | 0 | 0 | 5.8742e-05 | 0.00011416 | 0 | 0.2668 | 0.2516 | 0.15643 | 0.57696 | 0.11054 | 0
5949 | 1 | 0.00013992 | 0 | 0 | 3.7595e-05 | 0.00011416 | 0 | 0.2551 | 0.2676 | 0.21977 | 0.56774 | 0.1467 | 0
5950 | 1 | 0.00013017 | 0 | 0 | 2.3497e-05 | 0.00011416 | 0 | 0.2216 | 0.2751 | 0.1539 | 0.55668 | 0.089302 | 0
5951 | 1 | 0.00012018 | 0 | 0 | 9.3987e-06 | 0.00011416 | 0 | 0.1925 | 0.2958 | 0.08715 | 0.55576 | 0.027843 | 0
5952 | 1 | 0.00011202 | 0 | 0 | 5.8742e-06 | 0.00011416 | 0 | 0.1745 | 0.3225 | 0.045857 | 0.52903 | 0.0013373 | 0
5953 | 1 | 0.00010413 | 0 | 0 | 2.3497e-06 | 0.00011416 | 0 | 0.163 | 0.3375 | 0.032991 | 0.50599 | 0.052888 | 0
5954 | 1 | 9.7806e-05 | 0 | 0 | 1.1748e-06 | 0.00011416 | 0 | 0.1603 | 0.3306 | 0.031451 | 0.4977 | 0.22628 | 0
5955 | 1 | 9.389e-05 | 0 | 0 | 1.4098e-05 | 0.00011416 | 0 | 0.1587 | 0.3197 | 0.034365 | 0.50046 | 0.28916 | 0
5956 | 1 | 9.1769e-05 | 0 | 0 | 3.7595e-05 | 0.00011416 | 0 | 0.1544 | 0.317 | 0.029527 | 0.4977 | 0.18023 | 0
5957 | 1 | 9.0636e-05 | 4.1445e-06 | 0 | 9.3987e-05 | 0.00011416 | 0 | 0.1473 | 0.309 | 0.031176 | 0.50507 | 0.052702 | 0
5958 | 1 | 9.0412e-05 | 1.3469e-05 | 0 | 0.0001821 | 0.00011416 | 0 | 0.1408 | 0.3117 | 0.03464 | 0.50507 | 0.0015043 | 0
5959 | 1 | 9.285e-05 | 0 | 0 | 0.0001586 | 0.00011416 | 0.01 | 0.1264 | 0.2467 | 0.036125 | 0.50783 | 0.0085089 | 0.0091817
5960 | 1 | 9.3402e-05 | 0 | 0 | 0.00014685 | 0.00011416 | 0.04 | 0.1166 | 0.1883 | 0.03519 | 0.50507 | 0.0938 | 0.20013
5961 | 1 | 0.00010235 | 0 | 0 | 0.00016448 | 0.00011416 | 0.28 | 0.1193 | 0.1967 | 0.049431 | 0.52903 | 0.12789 | 0.39396
5962 | 1 | 0.00011048 | 0 | 0 | 0.00018797 | 0.00011416 | 0.25 | 0.1028 | 0.175 | 0.043108 | 0.53364 | 0.079513 | 0.36997
5963 | 1 | 0.00011119 | 0 | 0.00011217 | 0.00020677 | 0.00011416 | 0.74 | 0.0849 | 0.1465 | 0.063617 | 0.54562 | 0.025714 | 0.71313
5964 | 1 | 0.00010832 | 0 | 0.00023792 | 0.00018797 | 0.00011416 | 0.78 | 0.0763 | 0.1209 | 0.057953 | 0.56313 | 0.0013373 | 0.92363
5965 | 1 | 0.0001074 | 0 | 0.00031964 | 0.00019032 | 0.00011416 | 0.73 | 0.0787 | 0.1099 | 0.055534 | 0.56682 | 0.041522 | 0.90834
5966 | 1 | 0.00010446 | 0 | 0.00035631 | 0.00021382 | 0.00011416 | 0.69 | 0.0887 | 0.113 | 0.047781 | 0.54747 | 0.18203 | 0.56981
5967 | 1 | 9.7973e-05 | 0 | 0.00034857 | 0.00022322 | 0.00011416 | 0.1 | 0.1024 | 0.1385 | 0.038819 | 0.51521 | 0.23148 | 0.67722
5968 | 1 | 9.6369e-05 | 0 | 0.00030924 | 0.00022322 | 0.00011416 | 0.12 | 0.1209 | 0.2021 | 0.042118 | 0.51152 | 0.14542 | 0.48561
5969 | 1 | 9.8338e-05 | 0 | 0.00023577 | 0.00016448 | 0.00011416 | 0.24 | 0.1474 | 0.2905 | 0.042008 | 0.52258 | 0.042682 | 0.30143
5970 | 1 | 0.0001054 | 0 | 9.9357e-05 | 0.00011748 | 0.00011416 | 0.09 | 0.1775 | 0.3825 | 0.045362 | 0.53456 | 0.0013779 | 0.10268
5971 | 1 | 0.00011198 | 0 | 0 | 8.8113e-05 | 0.00011416 | 0 | 0.2186 | 0.5437 | 0.071645 | 0.53548 | 0.0057069 | 0
5972 | 1 | 0.0001208 | 0 | 0 | 5.8742e-05 | 0.00011416 | 0 | 0.2548 | 0.6607 | 0.12042 | 0.54286 | 0.072001 | 0
5973 | 1 | 0.00013494 | 0 | 0 | 3.7595e-05 | 0.00011416 | 0 | 0.2436 | 0.6778 | 0.19497 | 0.54378 | 0.10281 | 0
5974 | 1 | 0.00012882 | 0 | 0 | 2.3497e-05 | 0.00011416 | 0 | 0.2202 | 0.673 | 0.13933 | 0.54378 | 0.066214 | 0
5975 | 1 | 0.00011925 | 0 | 0 | 9.3987e-06 | 0.00011416 | 0 | 0.2027 | 0.6314 | 0.089844 | 0.54286 | 0.022727 | 0
5976 | 1 | 0.00010914 | 0 | 0 | 5.8742e-06 | 0.00011416 | 0 | 0.1908 | 0.5899 | 0.041018 | 0.51797 | 0.0013373 | 0
5977 | 1 | 0.00010246 | 0 | 0 | 2.3497e-06 | 0.00011416 | 0 | 0.1829 | 0.5691 | 0.030956 | 0.51152 | 0.033399 | 0
5978 | 1 | 9.7672e-05 | 0 | 0 | 1.1748e-06 | 0.00011416 | 0 | 0.1792 | 0.5422 | 0.027052 | 0.50323 | 0.1499 | 0
5979 | 1 | 9.5557e-05 | 0 | 0 | 1.4098e-05 | 0.00011416 | 0 | 0.1795 | 0.5178 | 0.023423 | 0.50046 | 0.18973 | 0
5980 | 1 | 9.5668e-05 | 0 | 0 | 3.7595e-05 | 0.00011416 | 0 | 0.1753 | 0.5135 | 0.033046 | 0.50876 | 0.12009 | 0
5981 | 1 | 9.8312e-05 | 0 | 0 | 9.3987e-05 | 0.00011416 | 0 | 0.1648 | 0.5164 | 0.034585 | 0.5023 | 0.035373 | 0
5982 | 1 | 0.00011236 | 0 | 0 | 0.0001821 | 0.00011416 | 0 | 0.1563 | 0.5135 | 0.036015 | 0.49217 | 0.0012781 | 0
5983 | 1 | 0.00012666 | 0 | 0 | 0.0001586 | 0.00011416 | 0 | 0.1297 | 0.3854 | 0.065156 | 0.50138 | 0.0039066 | 0
5984 | 1 | 0.00013674 | 0 | 0 | 0.00014685 | 0.00011416 | 0.16 | 0.1115 | 0.279 | 0.10156 | 0.53088 | 0.056654 | 0.15667
5985 | 1 | 0.00014754 | 0 | 0 | 0.00016448 | 0.00011416 | 0.02 | 0.1201 | 0.4932 | 0.16363 | 0.57327 | 0.084599 | 0.051525
5986 | 1 | 0.00015419 | 0 | 0 | 0.00018797 | 0.00011416 | 0.25 | 0.1018 | 0.4654 | 0.18937 | 0.57235 | 0.056337 | 0.15895
5987 | 1 | 0.0001528 | 0 | 0.00012042 | 0.00020677 | 0.00011416 | 0.6 | 0.0811 | 0.4537 | 0.20097 | 0.57143 | 0.020423 | 0.74111
5988 | 1 | 0.00015039 | 0 | 0.00022397 | 0.00018797 | 0.00011416 | 0.74 | 0.072 | 0.4654 | 0.21537 | 0.56498 | 0.0013373 | 1
5989 | 1 | 0.00014744 | 0 | 0.00028551 | 0.00019032 | 0.00011416 | 0.7 | 0.0743 | 0.4888 | 0.18827 | 0.56498 | 0.025142 | 1
5990 | 1 | 0.00014072 | 0 | 0.00030645 | 0.00021382 | 0.00011416 | 0.77 | 0.088 | 0.5236 | 0.16479 | 0.56406 | 0.11662 | 0.82989
5991 | 1 | 0.00013618 | 0 | 0.0002949 | 0.00022322 | 0.00011416 | 0.68 | 0.1109 | 0.5565 | 0.12624 | 0.5576 | 0.14666 | 0.74129
5992 | 1 | 0.00013675 | 0 | 0.00025455 | 0.00022322 | 0.00011416 | 0.42 | 0.1332 | 0.5858 | 0.12982 | 0.55668 | 0.0938 | 0.0097166
5993 | 1 | 0.00014076 | 0 | 0.000176 | 0.00016448 | 0.00011416 | 0.19 | 0.1445 | 0.5981 | 0.1384 | 0.55576 | 0.027767 | 0.0067191
5994 | 1 | 0.0001438 | 0 | 4.3651e-05 | 0.00011748 | 0.00011416 | 0.01 | 0.1591 | 0.594 | 0.12322 | 0.55115 | 0.0011648 | 0
5995 | 1 | 0.00014406 | 0 | 0 | 8.8113e-05 | 0.00011416 | 0.01 | 0.1848 | 0.6956 | 0.12415 | 0.54747 | 0.0023023 | 0
5996 | 1 | 0.00015009 | 0 | 0 | 5.8742e-05 | 0.00011416 | 0 | 0.2044 | 0.7559 | 0.16677 | 0.553 | 0.041324 | 0
5997 | 1 | 0.00015816 | 0 | 0 | 3.7595e-05 | 0.00011416 | 0 | 0.1857 | 0.7059 | 0.18486 | 0.54839 | 0.065756 | 0
5998 | 1 | 0.00014229 | 0 | 0 | 2.3497e-05 | 0.00011416 | 0 | 0.1644 | 0.6814 | 0.12185 | 0.54839 | 0.045845 | 0
5999 | 1 | 0.00012894 | 0 | 0 | 9.3987e-06 | 0.00011416 | 0 | 0.1453 | 0.6443 | 0.05163 | 0.53641 | 0.017871 | 0
6000 | 1 | 0.00012096 | 0 | 0 | 5.8742e-06 | 0.00011416 | 0 | 0.1301 | 0.6196 | 0.062022 | 0.52535 | 0.0013373 | 0
6001 | 1 | 0.00011193 | 0 | 0 | 2.3497e-06 | 0.00011416 | 0 | 0.1192 | 0.6102 | 0.0364 | 0.52258 | 0.018372 | 0
6002 | 1 | 0.0001072 | 0 | 0 | 1.1748e-06 | 0.00011416 | 0 | 0.111 | 0.6169 | 0.037114 | 0.5106 | 0.088676 | 0
6003 | 1 | 0.00010459 | 0 | 0 | 1.4098e-05 | 0.00011416 | 0 | 0.1071 | 0.6142 | 0.033321 | 0.50323 | 0.11065 | 0
6004 | 1 | 0.00010209 | 8.585e-06 | 0 | 3.7595e-05 | 0.00011416 | 0 | 0.1016 | 0.5995 | 0.027162 | 0.49493 | 0.071659 | 0
6005 | 1 | 0.00010114 | 2.2387e-05 | 0 | 9.3987e-05 | 0.00011416 | 0 | 0.0925 | 0.5872 | 0.026447 | 0.49309 | 0.021338 | 0
6006 | 1 | 0.00010892 | 3.1713e-05 | 0 | 0.0001821 | 0.00011416 | 0 | 0.0824 | 0.5816 | 0.072194 | 0.50415 | 0.0010584 | 0
6007 | 1 | 0.000128 | 4.4775e-06 | 0 | 0.0001586 | 0.00011416 | 0.01 | 0.0668 | 0.4727 | 0.13999 | 0.50876 | 0.0012111 | 0.0053597
6008 | 1 | 0.00013574 | 0 | 0 | 0.00014685 | 0.00011416 | 0.2 | 0.0281 | 0.4041 | 0.16347 | 0.51982 | 0.029044 | 0.19004
6009 | 1 | 0.00014433 | 0 | 0 | 0.00016448 | 0.00011416 | 0.43 | 0.019 | 0.4786 | 0.1826 | 0.55668 | 0.049941 | 0.47596
6010 | 1 | 0.00015015 | 0 | 0 | 0.00018797 | 0.00011416 | 0.61 | 0.0183 | 0.4902 | 0.19959 | 0.56959 | 0.036744 | 0.71224
6011 | 1 | 0.00014656 | 0 | 0.00014885 | 0.00020677 | 0.00011416 | 0.74 | 0.0164 | 0.5236 | 0.20146 | 0.57972 | 0.01554 | 0.96784
6012 | 1 | 0.00014272 | 0 | 0.00028208 | 0.00018797 | 0.00011416 | 0.81 | 0.0167 | 0.5565 | 0.18794 | 0.5871 | 0.0013373 | 1
6013 | 1 | 0.00013951 | 0 | 0.00037268 | 0.00019032 | 0.00011416 | 0.83 | 0.0194 | 0.5747 | 0.1737 | 0.5788 | 0.012942 | 1
6014 | 1 | 0.00013225 | 0 | 0.00042001 | 0.00021382 | 0.00011416 | 0.75 | 0.0248 | 0.5789 | 0.10969 | 0.55668 | 0.065594 | 1
6015 | 1 | 0.00012705 | 0 | 0.00043017 | 0.00022322 | 0.00011416 | 0.68 | 0.033 | 0.5803 | 0.091714 | 0.56866 | 0.081082 | 0.64938
6016 | 1 | 0.00012799 | 0 | 0.00040314 | 0.00022322 | 0.00011416 | 0.52 | 0.0405 | 0.5816 | 0.091989 | 0.5659 | 0.053309 | 0.074512
6017 | 1 | 0.00013186 | 0 | 0.00032891 | 0.00016448 | 0.00011416 | 0.32 | 0.044 | 0.5663 | 0.077583 | 0.5447 | 0.015987 | 0.34527
6018 | 1 | 0.00013724 | 0 | 0.00017346 | 0.00011748 | 0.00011416 | 0.11 | 0.0511 | 0.5019 | 0.077638 | 0.54562 | 0.00095877 | 0.097545
6019 | 1 | 0.00014471 | 0 | 0 | 8.8113e-05 | 0.00011416 | 0.01 | 0.0723 | 0.5719 | 0.10139 | 0.54009 | 0.00053427 | 0
6020 | 1 | 0.00015224 | 0 | 0 | 5.8742e-05 | 0.00011416 | 0 | 0.0852 | 0.6693 | 0.15566 | 0.55576 | 0.019475 | 0
6021 | 1 | 0.00015845 | 0 | 0 | 3.7595e-05 | 0.00011416 | 0 | 0.0899 | 0.7225 | 0.1975 | 0.55207 | 0.03689 | 0
6022 | 1 | 0.00014343 | 0 | 0 | 2.3497e-05 | 0.00011416 | 0 | 0.0992 | 0.7406 | 0.13614 | 0.55023 | 0.028935 | 0
6023 | 1 | 0.00013032 | 0 | 0 | 9.3987e-06 | 0.00011416 | 0 | 0.1031 | 0.7385 | 0.071315 | 0.54194 | 0.013421 | 0
6024 | 1 | 0.00012201 | 0 | 0 | 5.8742e-06 | 0.00011416 | 0 | 0.1008 | 0.6814 | 0.10018 | 0.51521 | 0.0013373 | 0
6025 | 1 | 0.00011363 | 0 | 0 | 2.3497e-06 | 0.00011416 | 0 | 0.0962 | 0.6288 | 0.073239 | 0.50876 | 0.0087032 | 0
6026 | 1 | 0.00010816 | 0 | 0 | 1.1748e-06 | 0.00011416 | 0 | 0.0924 | 0.6076 | 0.033156 | 0.50046 | 0.046912 | 0
6027 | 1 | 0.00010584 | 0 | 0 | 1.4098e-05 | 0.00011416 | 0 | 0.0908 | 0.6035 | 0.027987 | 0.48387 | 0.057314 | 0
6028 | 1 | 0.00010512 | 0 | 0 | 3.7595e-05 | 0.00011416 | 0 | 0.0918 | 0.5995 | 0.030021 | 0.48664 | 0.038394 | 0
6029 | 1 | 0.00010613 | 5.6246e-06 | 0 | 9.3987e-05 | 0.00011416 | 0 | 0.0945 | 0.5926 | 0.028647 | 0.48018 | 0.011614 | 0
6030 | 1 | 0.00011523 | 1.6097e-05 | 0 | 0.0001821 | 0.00011416 | 0 | 0.0983 | 0.5816 | 0.076428 | 0.49401 | 0.00086555 | 0
6031 | 1 | 0.00013324 | 0 | 0 | 0.0001586 | 0.00011416 | 0.01 | 0.0972 | 0.5033 | 0.14114 | 0.50876 | 0.00017275 | 0.0023289
6032 | 1 | 0.00014097 | 0 | 0 | 0.00014685 | 0.00011416 | 0.19 | 0.0636 | 0.3754 | 0.15269 | 0.51705 | 0.012279 | 0.17107
6033 | 1 | 0.00014916 | 0 | 0 | 0.00016448 | 0.00011416 | 0.41 | 0.0587 | 0.3883 | 0.16187 | 0.54101 | 0.026338 | 0.46077
6034 | 1 | 0.00015226 | 0 | 6.535e-05 | 0.00018797 | 0.00011416 | 0.61 | 0.0776 | 0.4537 | 0.16787 | 0.55115 | 0.022319 | 0.56677
6035 | 1 | 0.00014612 | 0 | 0.00028056 | 0.00020677 | 0.00011416 | 0.71 | 0.0918 | 0.4654 | 0.1743 | 0.5576 | 0.011505 | 0.67497
6036 | 1 | 0.00014375 | 0 | 0.00041494 | 0.00018797 | 0.00011416 | 0.78 | 0.1081 | 0.423 | 0.18348 | 0.57051 | 0.0013373 | 0.66982
6037 | 1 | 0.00014112 | 0 | 0.00049831 | 0.00019032 | 0.00011416 | 0.57 | 0.1226 | 0.3655 | 0.15335 | 0.56313 | 0.0055087 | 0.66522
6038 | 1 | 0.00013347 | 0 | 0.00053625 | 0.00021382 | 0.00011416 | 0.46 | 0.1317 | 0.2893 | 0.097652 | 0.553 | 0.032163 | 0.67068
6039 | 1 | 0.00012887 | 0 | 0.00052051 | 0.00022322 | 0.00011416 | 0.45 | 0.1303 | 0.2165 | 0.072909 | 0.54286 | 0.038714 | 0.49774
6040 | 1 | 0.00013154 | 0 | 0.00047204 | 0.00022322 | 0.00011416 | 0.49 | 0.1215 | 0.1557 | 0.095453 | 0.5576 | 0.026558 | 0.43614
6041 | 1 | 0.00013627 | 0 | 0.00037801 | 0.00016448 | 0.00011416 | 0.26 | 0.1071 | 0.1084 | 0.098367 | 0.54009 | 0.0081223 | 0.080708
6042 | 1 | 0.00014177 | 0 | 0.00021584 | 0.00011748 | 0.00011416 | 0.1 | 0.1021 | 0.0524 | 0.12036 | 0.53825 | 0.00077858 | 0.097656
6043 | 1 | 0.00015076 | 0 | 0 | 8.8113e-05 | 0.00011416 | 0.01 | 0.1062 | 0.0151 | 0.13818 | 0.54654 | 2.7661e-05 | 0
6044 | 1 | 0.00015738 | 0 | 0 | 5.8742e-05 | 0.00011416 | 0 | 0.1112 | 0.0099 | 0.21015 | 0.54562 | 0.0071183 | 0
6045 | 1 | 0.00016328 | 0 | 0 | 3.7595e-05 | 0.00011416 | 0 | 0.1153 | 0.0291 | 0.25518 | 0.54747 | 0.018018 | 0
6046 | 1 | 0.00014713 | 0 | 0 | 2.3497e-05 | 0.00011416 | 0 | 0.1198 | 0.0709 | 0.17776 | 0.53088 | 0.016797 | 0
6047 | 1 | 0.00013297 | 0 | 0 | 9.3987e-06 | 0.00011416 | 0 | 0.1208 | 0.1334 | 0.072249 | 0.5106 | 0.0097796 | 0
6048 | 1 | 0.00012426 | 0 | 0 | 5.8742e-06 | 0.00011416 | 0 | 0.1194 | 0.2198 | 0.076593 | 0.50691 | 0.0013373 | 0
6049 | 1 | 0.00011573 | 0 | 0 | 2.3497e-06 | 0.00011416 | 0 | 0.1199 | 0.2815 | 0.047451 | 0.4977 | 0.0035376 | 0
6050 | 1 | 0.0001103 | 0 | 0 | 1.1748e-06 | 0.00011416 | 0 | 0.1216 | 0.3265 | 0.032166 | 0.49124 | 0.022542 | 0
6051 | 1 | 0.00010816 | 0 | 0 | 1.4098e-05 | 0.00011416 | 0 | 0.1149 | 0.3417 | 0.028592 | 0.4894 | 0.026705 | 0
6052 | 1 | 0.00010768 | 0 | 0 | 3.7595e-05 | 0.00011416 | 0 | 0.103 | 0.332 | 0.024633 | 0.49032 | 0.01879 | 0
6053 | 1 | 0.00010961 | 0 | 0 | 9.3987e-05 | 0.00011416 | 0 | 0.093 | 0.3225 | 0.030021 | 0.49032 | 0.0058131 | 0
6054 | 1 | 0.00012046 | 0 | 0 | 0.0001821 | 0.00011416 | 0 | 0.0862 | 0.3143 | 0.084071 | 0.47926 | 0.00071072 | 0
6055 | 1 | 0.00013571 | 0 | 0 | 0.0001586 | 0.00011416 | 0 | 0.075 | 0.2337 | 0.15385 | 0.49954 | 7.3737e-07 | 0.0025294
6056 | 1 | 0.00014526 | 0 | 0 | 0.00014685 | 0.00011416 | 0.14 | 0.0531 | 0.0746 | 0.18359 | 0.51613 | 0.0041279 | 0.21125
6057 | 1 | 0.00015325 | 0 | 0 | 0.00016448 | 0.00011416 | 0.43 | 0.055 | 0.0177 | 0.21416 | 0.54378 | 0.012599 | 0.37295
6058 | 1 | 0.00015469 | 0 | 8.2861e-05 | 0.00018797 | 0.00011416 | 0.59 | 0.0598 | 0.0113 | 0.22087 | 0.55115 | 0.01296 | 0.72402
6059 | 1 | 0.00015055 | 0 | 0.00024033 | 0.00020677 | 0.00011416 | 0.7 | 0.0659 | 0.0148 | 0.19569 | 0.56313 | 0.0084813 | 0.91471
6060 | 1 | 0.00014739 | 0 | 0.0003605 | 0.00018797 | 0.00011416 | 0.79 | 0.0755 | 0.012 | 0.19338 | 0.5788 | 0.0013373 | 1
6061 | 1 | 0.00014383 | 0 | 0.00044552 | 0.00019032 | 0.00011416 | 0.71 | 0.0852 | 0.0078 | 0.18491 | 0.56959 | 0.0026183 | 1
6062 | 1 | 0.00013488 | 0 | 0.00049133 | 0.00021382 | 0.00011416 | 0.71 | 0.0958 | 0.0088 | 0.13323 | 0.52903 | 0.017814 | 0.95324
6063 | 1 | 0.00013283 | 0 | 0.00049425 | 0.00022322 | 0.00011416 | 0.62 | 0.1056 | 0.0122 | 0.092814 | 0.52535 | 0.020858 | 0.83325
6064 | 1 | 0.00013428 | 0 | 0.00045542 | 0.00022322 | 0.00011416 | 0.49 | 0.11 | 0.0196 | 0.080607 | 0.52074 | 0.014951 | 0.61786
6065 | 1 | 0.0001384 | 0 | 0.00037091 | 0.00016448 | 0.00011416 | 0.34 | 0.1086 | 0.0336 | 0.10508 | 0.5235 | 0.0046641 | 0.38593
6066 | 1 | 0.00014394 | 0 | 0.00022029 | 0.00011748 | 0.00011416 | 0.1 | 0.1099 | 0.079 | 0.099797 | 0.5235 | 0.00067196 | 0.14486
6067 | 1 | 0.00015147 | 0 | 0 | 8.8113e-05 | 0.00011416 | 0.01 | 0.1328 | 0.1511 | 0.10029 | 0.53364 | 5.0278e-08 | 0
6068 | 1 | 0.00015685 | 0 | 0 | 5.8742e-05 | 0.00011416 | 0 | 0.1546 | 0.1925 | 0.1842 | 0.55945 | 0.0028178 | 0
6069 | 1 | 0.0001624 | 0 | 0 | 3.7595e-05 | 0.00011416 | 0 | 0.1429 | 0.201 | 0.19976 | 0.56129 | 0.0099392 | 0
6070 | 1 | 0.00014649 | 0 | 0 | 2.3497e-05 | 0.00011416 | 0 | 0.1201 | 0.1681 | 0.13202 | 0.53733 | 0.010966 | 0
6071 | 1 | 0.00013257 | 0 | 0 | 9.3987e-06 | 0.00011416 | 0 | 0.0979 | 0.1291 | 0.049541 | 0.51889 | 0.0077605 | 0
6072 | 1 | 0.0001244 | 0 | 0 | 5.8742e-06 | 0.00011416 | 0 | 0.0792 | 0.1177 | 0.07137 | 0.50783 | 0.0013373 | 0
6073 | 1 | 0.00011601 | 0 | 0 | 2.3497e-06 | 0.00011416 | 0 | 0.065 | 0.1242 | 0.046517 | 0.50968 | 0.0029044 | 0
6074 | 1 | 0.00011017 | 0 | 0 | 1.1748e-06 | 0.00011416 | 0 | 0.0557 | 0.1317 | 0.035355 | 0.5023 | 0.019308 | 0
6075 | 1 | 0.00010749 | 0 | 0 | 1.4098e-05 | 0.00011416 | 0 | 0.0519 | 0.1217 | 0.037884 | 0.50138 | 0.022701 | 0
6076 | 1 | 0.0001062 | 0 | 0 | 3.7595e-05 | 0.00011416 | 0 | 0.0538 | 0.0869 | 0.038269 | 0.4977 | 0.016166 | 0
6077 | 1 | 0.00010706 | 0 | 0 | 9.3987e-05 | 0.00011416 | 0 | 0.0593 | 0.0656 | 0.040029 | 0.4894 | 0.0050285 | 0
6078 | 1 | 0.00011408 | 0 | 0 | 0.0001821 | 0.00011416 | 0 | 0.068 | 0.0803 | 0.075768 | 0.49862 | 0.00068472 | 0
6079 | 1 | 0.00012731 | 0 | 0 | 0.0001586 | 0.00011416 | 0.01 | 0.0701 | 0.1334 | 0.13246 | 0.4977 | 1.6717e-10 | 0.0027746
6080 | 1 | 0.00013499 | 0 | 0 | 0.00014685 | 0.00011416 | 0.19 | 0.0587 | 0.1511 | 0.14021 | 0.49309 | 0.0032178 | 0.18211
6081 | 1 | 0.00014198 | 0 | 0 | 0.00016448 | 0.00011416 | 0.41 | 0.0838 | 0.2021 | 0.16666 | 0.5235 | 0.010779 | 0.44502
6082 | 1 | 0.00013932 | 0 | 0.00018222 | 0.00018797 | 0.00011416 | 0.58 | 0.1318 | 0.2867 | 0.15786 | 0.54194 | 0.011606 | 0.66594
6083 | 1 | 0.00013422 | 0 | 0.00037091 | 0.00020677 | 0.00011416 | 0.71 | 0.1637 | 0.3612 | 0.1346 | 0.53641 | 0.007996 | 0.89879
6084 | 1 | 0.00013135 | 0 | 0.00050897 | 0.00018797 | 0.00011416 | 0.79 | 0.1828 | 0.4172 | 0.14037 | 0.52627 | 0.0013373 | 1
6085 | 1 | 0.0001284 | 0 | 0.00059678 | 0.00019032 | 0.00011416 | 0.81 | 0.1997 | 0.4478 | 0.10194 | 0.52166 | 0.0046503 | 1
6086 | 1 | 0.0001218 | 0 | 0.00063434 | 0.00021382 | 0.00011416 | 0.78 | 0.2161 | 0.4537 | 0.040688 | 0.5106 | 0.028041 | 0.82516
6087 | 1 | 0.00011744 | 0 | 0.00062507 | 0.00022322 | 0.00011416 | 0.51 | 0.2245 | 0.4317 | 0.021774 | 0.47465 | 0.033553 | 0.83097
6088 | 1 | 0.00011861 | 0 | 0.00057165 | 0.00022322 | 0.00011416 | 0.54 | 0.2241 | 0.3683 | 0.022104 | 0.46175 | 0.023235 | 0.66998
6089 | 1 | 0.0001232 | 0 | 0.00046836 | 0.00016448 | 0.00011416 | 0.28 | 0.217 | 0.2997 | 0.023478 | 0.4682 | 0.0071367 | 0.37619
6090 | 1 | 0.00013074 | 0 | 0.00029122 | 0.00011748 | 0.00011416 | 0.09 | 0.203 | 0.2396 | 0.024908 | 0.47465 | 0.00075094 | 0.12782
6091 | 1 | 0.00014373 | 0 | 0 | 8.8113e-05 | 0.00011416 | 0 | 0.209 | 0.2279 | 0.027162 | 0.48571 | 1.0303e-05 | 0
6092 | 1 | 0.00014893 | 0 | 0 | 5.8742e-05 | 0.00011416 | 0 | 0.2041 | 0.2256 | 0.064552 | 0.4894 | 0.0057917 | 0
6093 | 1 | 0.00015482 | 0 | 0 | 3.7595e-05 | 0.00011416 | 0 | 0.1852 | 0.2564 | 0.12613 | 0.49124 | 0.015695 | 0
6094 | 1 | 0.00014164 | 0 | 0 | 2.3497e-05 | 0.00011416 | 0 | 0.1724 | 0.3375 | 0.077803 | 0.48479 | 0.015183 | 0
6095 | 1 | 0.00012967 | 0 | 0 | 9.3987e-06 | 0.00011416 | 0 | 0.1683 | 0.4405 | 0.05394 | 0.47926 | 0.0092455 | 0
6096 | 1 | 0.0001239 | 0 | 0 | 5.8742e-06 | 0.00011416 | 0 | 0.1674 | 0.4786 | 0.037389 | 0.48295 | 0.0013373 | 0
6097 | 1 | 0.00011576 | 0 | 0 | 2.3497e-06 | 0.00011416 | 0 | 0.1708 | 0.5091 | 0.031286 | 0.47281 | 0.0081022 | 0
6098 | 1 | 0.00010947 | 0 | 0 | 1.1748e-06 | 0.00011416 | 0 | 0.1704 | 0.5465 | 0.031066 | 0.47558 | 0.044193 | 0
6099 | 1 | 0.00010582 | 0 | 0 | 1.4098e-05 | 0.00011416 | 0 | 0.1657 | 0.5789 | 0.024193 | 0.47281 | 0.053873 | 0
6100 | 1 | 0.00010348 | 0 | 0 | 3.7595e-05 | 0.00011416 | 0 | 0.149 | 0.5565 | 0.025293 | 0.47465 | 0.036217 | 0
6101 | 1 | 0.00010277 | 0 | 0 | 9.3987e-05 | 0.00011416 | 0 | 0.1268 | 0.4946 | 0.028977 | 0.4765 | 0.010974 | 0
6102 | 1 | 0.00010473 | 0 | 0 | 0.0001821 | 0.00011416 | 0 | 0.1097 | 0.461 | 0.028097 | 0.47558 | 0.00085063 | 0
6103 | 1 | 0.00010894 | 0 | 0 | 0.0001586 | 0.00011416 | 0.01 | 0.0897 | 0.4946 | 0.030296 | 0.47926 | 0.00013621 | 0
6104 | 1 | 0.00011372 | 0 | 0 | 0.00014685 | 0.00011416 | 0.16 | 0.0613 | 0.4639 | 0.033375 | 0.5023 | 0.011287 | 0.031545
6105 | 1 | 0.00012601 | 0 | 0 | 0.00016448 | 0.00011416 | 0.4 | 0.0557 | 0.4449 | 0.097047 | 0.53272 | 0.024803 | 0.13881
6106 | 1 | 0.00013287 | 0 | 5.964e-05 | 0.00018797 | 0.00011416 | 0.55 | 0.0687 | 0.3361 | 0.16182 | 0.56406 | 0.021325 | 0.067303
6107 | 1 | 0.00012808 | 0 | 0.00023412 | 0.00020677 | 0.00011416 | 0.62 | 0.0989 | 0.2651 | 0.17529 | 0.57051 | 0.011204 | 0.0055491
6108 | 1 | 0.00012381 | 0 | 0.00035796 | 0.00018797 | 0.00011416 | 0.64 | 0.1358 | 0.2528 | 0.16556 | 0.56866 | 0.0013373 | 0.81239
6109 | 1 | 0.00012019 | 0 | 0.00044044 | 0.00019032 | 0.00011416 | 0.62 | 0.1693 | 0.2854 | 0.1495 | 0.56682 | 0.01376 | 0.70537
6110 | 1 | 0.00011496 | 0 | 0.00048168 | 0.00021382 | 0.00011416 | 0.35 | 0.2054 | 0.3444 | 0.076538 | 0.54931 | 0.069123 | 0.65468
6111 | 1 | 0.00010786 | 0 | 0.00047394 | 0.00022322 | 0.00011416 | 0.09 | 0.2292 | 0.384 | 0.042173 | 0.53456 | 0.08559 | 0.51565
6112 | 1 | 0.00010659 | 0 | 0.00041316 | 0.00022322 | 0.00011416 | 0.07 | 0.2335 | 0.3225 | 0.029142 | 0.52258 | 0.056119 | 0.4564
6113 | 1 | 0.00010996 | 0 | 0.00032218 | 0.00016448 | 0.00011416 | 0.02 | 0.2303 | 0.2302 | 0.038599 | 0.53272 | 0.016808 | 0.3547
6114 | 1 | 0.00011747 | 0 | 0.00017016 | 0.00011748 | 0.00011416 | 0.09 | 0.2177 | 0.1957 | 0.042338 | 0.53917 | 0.00097493 | 0.13309
6115 | 1 | 0.00012711 | 0 | 0 | 8.8113e-05 | 0.00011416 | 0 | 0.2242 | 0.2176 | 0.05218 | 0.54654 | 0.00062252 | 0
6116 | 1 | 0.00013429 | 0 | 0 | 5.8742e-05 | 0.00011416 | 0 | 0.2299 | 0.1873 | 0.14027 | 0.56313 | 0.020896 | 0
6117 | 1 | 0.00014134 | 0 | 0 | 3.7595e-05 | 0.00011416 | 0 | 0.2301 | 0.152 | 0.17216 | 0.55392 | 0.038885 | 0
6118 | 1 | 0.0001317 | 0 | 0 | 2.3497e-05 | 0.00011416 | 0 | 0.2316 | 0.0746 | 0.13251 | 0.56774 | 0.030151 | 0
6119 | 1 | 0.00012202 | 0 | 0 | 9.3987e-06 | 0.00011416 | 0 | 0.2331 | 0.0357 | 0.075054 | 0.553 | 0.01376 | 0
6120 | 1 | 0.00011402 | 0 | 0 | 5.8742e-06 | 0.00011416 | 0 | 0.2394 | 0.0353 | 0.07071 | 0.55853 | 0.0013373 | 0
6121 | 1 | 0.00010549 | 0 | 0 | 2.3497e-06 | 0.00011416 | 0 | 0.2468 | 0.0383 | 0.0717 | 0.56959 | 0.022727 | 0
6122 | 1 | 9.9177e-05 | 0 | 0 | 1.1748e-06 | 0.00011416 | 0 | 0.2468 | 0.0468 | 0.055479 | 0.54286 | 0.10674 | 0
6123 | 1 | 9.5668e-05 | 0 | 0 | 1.4098e-05 | 0.00011416 | 0 | 0.2466 | 0.098 | 0.065596 | 0.54562 | 0.1339 | 0
6124 | 1 | 9.3651e-05 | 0 | 0 | 3.7595e-05 | 0.00011416 | 0 | 0.2516 | 0.1193 | 0.038434 | 0.53272 | 0.085976 | 0
6125 | 1 | 9.2786e-05 | 0 | 0 | 9.3987e-05 | 0.00011416 | 0 | 0.2608 | 0.0966 | 0.038159 | 0.52535 | 0.025498 | 0
6126 | 1 | 9.3651e-05 | 0 | 0 | 0.0001821 | 0.00011416 | 0 | 0.2767 | 0.13 | 0.032331 | 0.51613 | 0.0011286 | 0
6127 | 1 | 9.4599e-05 | 0 | 0 | 0.0001586 | 0.00011416 | 0 | 0.2821 | 0.1317 | 0.048166 | 0.51889 | 0.0018864 | 0
6128 | 1 | 9.4878e-05 | 0 | 0 | 0.00014685 | 0.00011416 | 0.1 | 0.3182 | 0.0656 | 0.046682 | 0.51889 | 0.036909 | 0.10346
6129 | 1 | 0.00010347 | 0 | 0 | 0.00016448 | 0.00011416 | 0.35 | 0.3881 | 0.0094 | 0.044427 | 0.51152 | 0.060161 | 0.39441
6130 | 1 | 0.00011288 | 0 | 0 | 0.00018797 | 0.00011416 | 0.57 | 0.4449 | 0.0086 | 0.036949 | 0.51521 | 0.042662 | 0.75358
6131 | 1 | 0.00011434 | 0 | 8.5145e-05 | 0.00020677 | 0.00011416 | 0.73 | 0.4955 | 0.0679 | 0.046737 | 0.52811 | 0.01707 | 0.96693
6132 | 1 | 0.0001095 | 0 | 0.00024731 | 0.00018797 | 0.00011416 | 0.81 | 0.5411 | 0.1585 | 0.049706 | 0.53641 | 0.0013373 | 0.97207
6133 | 1 | 0.00010686 | 0 | 0.00036583 | 0.00019032 | 0.00011416 | 0.8 | 0.5773 | 0.3911 | 0.046297 | 0.53641 | 0.03493 | 1
6134 | 1 | 0.00010419 | 0 | 0.00042763 | 0.00021382 | 0.00011416 | 0.76 | 0.6151 | 0.6582 | 0.048056 | 0.52903 | 0.15599 | 0.96522
6135 | 1 | 9.6758e-05 | 0 | 0.00043372 | 0.00022322 | 0.00011416 | 0.67 | 0.6423 | 0.8316 | 0.041733 | 0.51521 | 0.19764 | 0.82638
6136 | 1 | 9.4771e-05 | 0 | 0.00039895 | 0.00022322 | 0.00011416 | 0.52 | 0.6534 | 0.8783 | 0.035025 | 0.51705 | 0.1249 | 0.58998
6137 | 1 | 9.8348e-05 | 0 | 0.00030632 | 0.00016448 | 0.00011416 | 0.33 | 0.6309 | 0.8388 | 0.033046 | 0.51797 | 0.036762 | 0.35751
6138 | 1 | 0.00010899 | 0 | 0.00011243 | 0.00011748 | 0.00011416 | 0.1 | 0.564 | 0.8294 | 0.045582 | 0.52535 | 0.0012976 | 0.1299
6139 | 1 | 0.00011584 | 0 | 0 | 8.8113e-05 | 0.00011416 | 0 | 0.5119 | 0.855 | 0.060813 | 0.53364 | 0.0042308 | 0
6140 | 1 | 0.0001271 | 0 | 0 | 5.8742e-05 | 0.00011416 | 0 | 0.5022 | 0.7949 | 0.10046 | 0.53456 | 0.059529 | 0
6141 | 1 | 0.00013867 | 0 | 0 | 3.7595e-05 | 0.00011416 | 0 | 0.5007 | 0.7588 | 0.16204 | 0.56498 | 0.088053 | 0
6142 | 1 | 0.00013142 | 0 | 0 | 2.3497e-05 | 0.00011416 | 0 | 0.4855 | 0.7751 | 0.14224 | 0.57788 | 0.058228 | 0
6143 | 1 | 0.00012164 | 0 | 0 | 9.3987e-06 | 0.00011416 | 0 | 0.4772 | 0.7843 | 0.077363 | 0.54101 | 0.020871 | 0
6144 | 1 | 0.00011189 | 0 | 0 | 5.8742e-06 | 0.00011416 | 0 | 0.4662 | 0.7695 | 0.031066 | 0.51429 | 0.0013373 | 0
6145 | 1 | 0.000105 | 0 | 0 | 2.3497e-06 | 0.00011416 | 0 | 0.4419 | 0.8116 | 0.039314 | 0.51336 | 0.050866 | 0
6146 | 1 | 9.9985e-05 | 0 | 0 | 1.1748e-06 | 0.00011416 | 0 | 0.417 | 0.8264 | 0.041238 | 0.5106 | 0.21846 | 0
6147 | 1 | 9.8701e-05 | 0 | 0 | 1.4098e-05 | 0.00011416 | 0 | 0.3786 | 0.8977 | 0.020729 | 0.49677 | 0.27895 | 0
6148 | 1 | 9.8649e-05 | 3.7744e-06 | 0 | 3.7595e-05 | 0.00011416 | 0 | 0.339 | 0.9555 | 0.025348 | 0.49862 | 0.17408 | 0
6149 | 1 | 9.9935e-05 | 1.3507e-05 | 0 | 9.3987e-05 | 0.00011416 | 0 | 0.3055 | 0.9682 | 0.031121 | 0.50691 | 0.050934 | 0
6150 | 1 | 0.00011057 | 2.2091e-05 | 0 | 0.0001821 | 0.00011416 | 0 | 0.2717 | 0.9461 | 0.045472 | 0.49585 | 0.0014827 | 0
6151 | 1 | 0.00013023 | 6.3647e-06 | 0 | 0.0001586 | 0.00011416 | 0 | 0.2363 | 0.9424 | 0.12817 | 0.50968 | 0.0079894 | 0
6152 | 1 | 0.00014006 | 0 | 0 | 0.00014685 | 0.00011416 | 0.05 | 0.2511 | 0.9402 | 0.15396 | 0.52442 | 0.089897 | 0.090335
6153 | 1 | 0.0001467 | 0 | 0 | 0.00016448 | 0.00011416 | 0.21 | 0.2753 | 0.9633 | 0.15797 | 0.55207 | 0.12346 | 0.056238
6154 | 1 | 0.00015319 | 0 | 0 | 0.00018797 | 0.00011416 | 0.55 | 0.2853 | 0.9768 | 0.14406 | 0.5659 | 0.077184 | 0.10653
6155 | 1 | 0.00015601 | 0 | 0 | 0.00020677 | 0.00011416 | 0.62 | 0.2809 | 0.9785 | 0.15594 | 0.57512 | 0.025199 | 0.46431
6156 | 1 | 0.00015459 | 0 | 8.9079e-05 | 0.00018797 | 0.00011416 | 0.73 | 0.277 | 0.9774 | 0.14362 | 0.58433 | 0.0013373 | 0.84234
6157 | 1 | 0.00015013 | 0 | 0.00020074 | 0.00019032 | 0.00011416 | 0.82 | 0.2771 | 0.9733 | 0.12525 | 0.58986 | 0.068568 | 0.95232
6158 | 1 | 0.00014022 | 0 | 0.00027422 | 0.00021382 | 0.00011416 | 0.79 | 0.28 | 0.9684 | 0.08671 | 0.57235 | 0.28635 | 0.85291
6159 | 1 | 0.0001357 | 0 | 0.00029832 | 0.00022322 | 0.00011416 | 0.7 | 0.2828 | 0.9587 | 0.046517 | 0.57327 | 0.36769 | 0.74141
6160 | 1 | 0.00013649 | 0 | 0.00026914 | 0.00022322 | 0.00011416 | 0.36 | 0.2703 | 0.945 | 0.038159 | 0.57235 | 0.22739 | 0.55689
6161 | 1 | 0.00014184 | 0 | 0.00017702 | 0.00016448 | 0.00011416 | 0.25 | 0.2502 | 0.9247 | 0.05152 | 0.59631 | 0.066242 | 0.34268
6162 | 1 | 0.00014782 | 0 | 1.3958e-06 | 0.00011748 | 0.00011416 | 0.1 | 0.2098 | 0.8799 | 0.085501 | 0.61475 | 0.0016614 | 0.13249
6163 | 1 | 0.00014669 | 0 | 0 | 8.8113e-05 | 0.00011416 | 0 | 0.1695 | 0.8575 | 0.15148 | 0.62949 | 0.012788 | 0
6164 | 1 | 0.00015465 | 0 | 0 | 5.8742e-05 | 0.00011416 | 0 | 0.158 | 0.8879 | 0.21823 | 0.63963 | 0.12432 | 0
6165 | 1 | 0.00016042 | 0 | 0 | 3.7595e-05 | 0.00011416 | 0 | 0.1491 | 0.9029 | 0.23451 | 0.62949 | 0.16196 | 0
6166 | 1 | 0.00014311 | 0 | 0 | 2.3497e-05 | 0.00011416 | 0 | 0.1495 | 0.8929 | 0.14835 | 0.61751 | 0.097148 | 0
6167 | 1 | 0.00012883 | 0 | 0 | 9.3987e-06 | 0.00011416 | 0 | 0.1544 | 0.8755 | 0.056964 | 0.59816 | 0.029515 | 0
6168 | 1 | 0.00012121 | 0 | 0 | 5.8742e-06 | 0.00011416 | 0 | 0.1604 | 0.8638 | 0.099192 | 0.58249 | 0.0013373 | 0
6169 | 1 | 0.00011237 | 2.1832e-06 | 0 | 2.3497e-06 | 0.00011416 | 0 | 0.1703 | 0.8464 | 0.073129 | 0.5871 | 0.089964 | 0
6170 | 1 | 0.000106 | 1.1693e-05 | 0 | 1.1748e-06 | 0.00011416 | 0 | 0.1851 | 0.7984 | 0.056964 | 0.55853 | 0.36702 | 0
6171 | 1 | 0.00010191 | 1.9871e-05 | 0 | 1.4098e-05 | 0.00011416 | 0 | 0.215 | 0.7539 | 0.043163 | 0.56129 | 0.47351 | 0
6172 | 1 | 9.9258e-05 | 3.0232e-05 | 0 | 3.7595e-05 | 0.00011416 | 0 | 0.2338 | 0.7236 | 0.033211 | 0.55853 | 0.2906 | 0
6173 | 1 | 9.8487e-05 | 4.1741e-05 | 0 | 9.3987e-05 | 0.00011416 | 0 | 0.2551 | 0.7458 | 0.027052 | 0.55115 | 0.084345 | 0
6174 | 1 | 0.00010823 | 5.0622e-05 | 0 | 0.0001821 | 0.00011416 | 0 | 0.2869 | 0.6967 | 0.055039 | 0.56221 | 0.0018538 | 0
6175 | 1 | 0.00012987 | 3.1602e-05 | 0 | 0.0001586 | 0.00011416 | 0 | 0.3077 | 0.6156 | 0.11431 | 0.56682 | 0.019201 | 0
6176 | 1 | 0.00014433 | 0 | 0 | 0.00014685 | 0.00011416 | 0.14 | 0.3361 | 0.4099 | 0.14329 | 0.57419 | 0.16657 | 0.19418
6177 | 1 | 0.00015108 | 0 | 0 | 0.00016448 | 0.00011416 | 0.41 | 0.4495 | 0.3238 | 0.16402 | 0.57696 | 0.20773 | 0.39286
6178 | 1 | 0.00015614 | 0 | 0 | 0.00018797 | 0.00011416 | 0.6 | 0.5056 | 0.2516 | 0.12998 | 0.56866 | 0.12029 | 0.22733
6179 | 1 | 0.00015856 | 0 | 0 | 0.00020677 | 0.00011416 | 0.7 | 0.5354 | 0.3293 | 0.11937 | 0.57512 | 0.034298 | 0.75452
6180 | 1 | 0.00015947 | 0 | 5.7355e-05 | 0.00018797 | 0.00011416 | 0.82 | 0.5635 | 0.4172 | 0.087205 | 0.5871 | 0.0013373 | 0.69467
6181 | 1 | 0.00015598 | 0 | 0.00013248 | 0.00019032 | 0.00011416 | 0.86 | 0.5988 | 0.6116 | 0.058833 | 0.55668 | 0.1154 | 0.91832
6182 | 1 | 0.00014725 | 0 | 0.000201 | 0.00021382 | 0.00011416 | 0.77 | 0.6509 | 0.7666 | 0.05284 | 0.55023 | 0.46157 | 0.76115
6183 | 1 | 0.00014315 | 0 | 0.00021064 | 0.00022322 | 0.00011416 | 0.67 | 0.703 | 0.707 | 0.043163 | 0.56498 | 0.59791 | 0.86532
6184 | 1 | 0.00014575 | 0 | 0.00015062 | 0.00022322 | 0.00011416 | 0.42 | 0.7278 | 0.5193 | 0.05284 | 0.5871 | 0.36456 | 0.0089143
6185 | 1 | 0.00015103 | 0 | 3.8195e-05 | 0.00016448 | 0.00011416 | 0.15 | 0.7066 | 0.5607 | 0.052785 | 0.61106 | 0.10548 | 0.14177
6186 | 1 | 0.00015148 | 0 | 0 | 0.00011748 | 0.00011416 | 0.09 | 0.6698 | 0.6967 | 0.059493 | 0.61567 | 0.0020606 | 0.012736
6187 | 1 | 0.00015136 | 0 | 0 | 8.8113e-05 | 0.00011416 | 0 | 0.6484 | 0.7958 | 0.065376 | 0.61935 | 0.027465 | 0
6188 | 1 | 0.00016195 | 0 | 0 | 5.8742e-05 | 0.00011416 | 0 | 0.6224 | 0.8324 | 0.12053 | 0.63871 | 0.21744 | 0
6189 | 1 | 0.00016294 | 0 | 0 | 3.7595e-05 | 0.00011416 | 0 | 0.6041 | 0.8444 | 0.11123 | 0.64147 | 0.26141 | 0
6190 | 1 | 0.00014584 | 0 | 0 | 2.3497e-05 | 0.00011416 | 0 | 0.5992 | 0.8889 | 0.056744 | 0.647 | 0.14684 | 0
6191 | 1 | 0.00013099 | 0 | 0 | 9.3987e-06 | 0.00011416 | 0 | 0.6055 | 0.9162 | 0.041403 | 0.64793 | 0.039572 | 0
6192 | 1 | 0.00012267 | 0 | 0 | 5.8742e-06 | 0.00011416 | 0 | 0.6112 | 0.8766 | 0.055699 | 0.63594 | 0.0013373 | 0
6193 | 1 | 0.00011551 | 0 | 0 | 2.3497e-06 | 0.00011416 | 0 | 0.6119 | 0.876 | 0.051795 | 0.61935 | 0.13735 | 0
6194 | 1 | 0.00011082 | 0 | 0 | 1.1748e-06 | 0.00011416 | 0 | 0.6112 | 0.8416 | 0.03662 | 0.62212 | 0.54226 | 0
6195 | 1 | 0.00010867 | 0 | 0 | 1.4098e-05 | 0.00011416 | 0 | 0.6117 | 0.7888 | 0.03508 | 0.62673 | 0.70429 | 0
6196 | 1 | 0.00010783 | 0 | 0 | 3.7595e-05 | 0.00011416 | 0 | 0.6209 | 0.7569 | 0.022654 | 0.62488 | 0.42759 | 0
6197 | 1 | 0.00010965 | 0 | 0 | 9.3987e-05 | 0.00011416 | 0 | 0.6379 | 0.7269 | 0.021774 | 0.62581 | 0.12346 | 0
6198 | 1 | 0.00012154 | 0 | 0 | 0.0001821 | 0.00011416 | 0 | 0.6559 | 0.5649 | 0.043768 | 0.63226 | 0.0022254 | 0
6199 | 1 | 0.00014037 | 0 | 0 | 0.0001586 | 0.00011416 | 0 | 0.6701 | 0.5803 | 0.073019 | 0.61475 | 0.035018 | 0
6200 | 1 | 0.0001479 | 0 | 0 | 0.00014685 | 0.00011416 | 0.09 | 0.7274 | 0.6209 | 0.076043 | 0.61659 | 0.26174 | 0.071916
6201 | 1 | 0.0001546 | 0 | 0 | 0.00016448 | 0.00011416 | 0.14 | 0.7982 | 0.8588 | 0.076868 | 0.6129 | 0.30723 | 0.15124
6202 | 1 | 0.00015989 | 0 | 0 | 0.00018797 | 0.00011416 | 0.38 | 0.8228 | 0.8116 | 0.083356 | 0.64977 | 0.16913 | 0
6203 | 1 | 0.00015601 | 0 | 0.0001439 | 0.00020677 | 0.00011416 | 0.35 | 0.8387 | 0.8484 | 0.056414 | 0.68203 | 0.043863 | 0.0014151
6204 | 1 | 0.00015271 | 0 | 0.00027269 | 0.00018797 | 0.00011416 | 0.29 | 0.8501 | 0.9754 | 0.051025 | 0.68295 | 0.0013373 | 0
6205 | 1 | 0.00014843 | 0 | 0.00036748 | 0.00019032 | 0.00011416 | 0.42 | 0.8563 | 0.978 | 0.052125 | 0.67742 | 0.15763 | 0.013795
6206 | 1 | 0.00013997 | 0 | 0.000402 | 0.00021382 | 0.00011416 | 0.47 | 0.8575 | 0.9628 | 0.046462 | 0.66267 | 0.61627 | 0
6207 | 1 | 0.00013686 | 0 | 0.00038068 | 0.00022322 | 0.00011416 | 0.05 | 0.8535 | 0.9415 | 0.0535 | 0.65438 | 0.80203 | 0
6208 | 1 | 0.00014083 | 0 | 0.00029845 | 0.00022322 | 0.00011416 | 0.2 | 0.8377 | 0.9752 | 0.048056 | 0.64055 | 0.48536 | 0.069197
6209 | 1 | 0.00014785 | 0 | 0.00016877 | 0.00016448 | 0.00011416 | 0.12 | 0.8038 | 0.9783 | 0.045252 | 0.64608 | 0.13991 | 0
6210 | 1 | 0.00015401 | 0 | 0 | 0.00011748 | 0.00011416 | 0.08 | 0.7253 | 0.9458 | 0.053335 | 0.64977 | 0.0023692 | 0
6211 | 1 | 0.0001534 | 0 | 0 | 8.8113e-05 | 0.00011416 | 0 | 0.622 | 0.9194 | 0.061802 | 0.65991 | 0.04228 | 0
6212 | 1 | 0.00016233 | 0 | 0 | 5.8742e-05 | 0.00011416 | 0 | 0.5427 | 0.8709 | 0.14494 | 0.69032 | 0.30296 | 0
6213 | 1 | 0.00016333 | 0 | 0 | 3.7595e-05 | 0.00011416 | 0 | 0.4871 | 0.8338 | 0.1892 | 0.70138 | 0.34926 | 0
6214 | 1 | 0.00014569 | 0 | 0 | 2.3497e-05 | 0.00011416 | 0 | 0.4662 | 0.8001 | 0.10381 | 0.66452 | 0.18935 | 0
6215 | 1 | 0.00013151 | 0 | 0 | 9.3987e-06 | 0.00011416 | 0 | 0.4573 | 0.7343 | 0.07093 | 0.64608 | 0.047668 | 0
6216 | 1 | 0.00012355 | 0 | 0 | 5.8742e-06 | 0.00011416 | 0 | 0.4553 | 0.6209 | 0.044152 | 0.61567 | 0.0013373 | 0
6217 | 1 | 0.00011502 | 0 | 0 | 2.3497e-06 | 0.00011416 | 0 | 0.4682 | 0.4376 | 0.03563 | 0.61382 | 0.1707 | 0
6218 | 1 | 0.00011022 | 0 | 0 | 1.1748e-06 | 0.00011416 | 0 | 0.4821 | 0.3854 | 0.025843 | 0.62212 | 0.66376 | 0
6219 | 1 | 0.00010722 | 1.6356e-05 | 0 | 1.4098e-05 | 0.00011416 | 0 | 0.4834 | 0.5193 | 0.029911 | 0.62857 | 0.8648 | 0
6220 | 1 | 0.00010314 | 3.6523e-05 | 0 | 3.7595e-05 | 0.00011416 | 0 | 0.4501 | 0.6366 | 0.029856 | 0.63687 | 0.52239 | 0
6221 | 1 | 0.00010036 | 5.5765e-05 | 0 | 9.3987e-05 | 0.00011416 | 0 | 0.3982 | 0.6142 | 0.03354 | 0.64608 | 0.15046 | 0
6222 | 1 | 0.00010548 | 7.6525e-05 | 0 | 0.0001821 | 0.00011416 | 0 | 0.3578 | 0.5048 | 0.045307 | 0.65899 | 0.0024584 | 0
6223 | 1 | 0.00012473 | 6.8199e-05 | 0 | 0.0001586 | 0.00011416 | 0 | 0.3265 | 0.4698 | 0.068126 | 0.66728 | 0.047084 | 0
6224 | 1 | 0.00014122 | 1.5172e-05 | 0 | 0.00014685 | 0.00011416 | 0.2 | 0.3504 | 0.4172 | 0.063012 | 0.68018 | 0.32965 | 0.14004
6225 | 1 | 0.00014963 | 0 | 0 | 0.00016448 | 0.00011416 | 0.44 | 0.3486 | 0.4727 | 0.097377 | 0.7023 | 0.37624 | 0.28305
6226 | 1 | 0.00015333 | 0 | 0 | 0.00018797 | 0.00011416 | 0.63 | 0.3112 | 0.5033 | 0.096552 | 0.73088 | 0.20222 | 0.52588
6227 | 1 | 0.00015534 | 0 | 0 | 0.00020677 | 0.00011416 | 0.75 | 0.2637 | 0.5437 | 0.094628 | 0.73364 | 0.050053 | 0.68718
6228 | 1 | 0.00015749 | 0 | 0 | 0.00018797 | 0.00011416 | 0.81 | 0.2272 | 0.594 | 0.11442 | 0.75115 | 0.0013373 | 0.90389
6229 | 1 | 0.00015463 | 0 | 5.6721e-05 | 0.00019032 | 0.00011416 | 0.82 | 0.2075 | 0.6301 | 0.13361 | 0.75392 | 0.17981 | 0.98238
6230 | 1 | 0.00014663 | 0 | 0.00011116 | 0.00021382 | 0.00011416 | 0.77 | 0.2028 | 0.6557 | 0.079397 | 0.69309 | 0.69673 | 0.94292
6231 | 1 | 0.00014288 | 0 | 0.0001175 | 0.00022322 | 0.00011416 | 0.67 | 0.2062 | 0.6705 | 0.043987 | 0.67834 | 0.90842 | 0.81719
6232 | 1 | 0.00014535 | 0 | 7.4359e-05 | 0.00022322 | 0.00011416 | 0.51 | 0.2122 | 0.6619 | 0.040358 | 0.67465 | 0.5481 | 0.58938
6233 | 1 | 0.00014938 | 0 | 0 | 0.00016448 | 0.00011416 | 0.32 | 0.2152 | 0.6443 | 0.049706 | 0.69954 | 0.15777 | 0.34047
6234 | 1 | 0.00014733 | 0 | 0 | 0.00011748 | 0.00011416 | 0.1 | 0.1994 | 0.5705 | 0.072524 | 0.7106 | 0.0025191 | 0.12678
6235 | 1 | 0.00014615 | 0 | 0 | 8.8113e-05 | 0.00011416 | 0 | 0.19 | 0.5844 | 0.10942 | 0.72258 | 0.050481 | 0
6236 | 1 | 0.00015599 | 0 | 0 | 5.8742e-05 | 0.00011416 | 0 | 0.1943 | 0.6314 | 0.2129 | 0.74286 | 0.34828 | 0
6237 | 1 | 0.00015997 | 0 | 0 | 3.7595e-05 | 0.00011416 | 0 | 0.1879 | 0.6417 | 0.23671 | 0.73917 | 0.39498 | 0
6238 | 1 | 0.00013915 | 1.865e-05 | 0 | 2.3497e-05 | 0.00011416 | 0 | 0.1764 | 0.6656 | 0.18733 | 0.72258 | 0.21111 | 0
6239 | 1 | 0.0001211 | 3.8484e-05 | 0 | 9.3987e-06 | 0.00011416 | 0 | 0.166 | 0.7002 | 0.091219 | 0.68203 | 0.051687 | 0
6240 | 1 | 0.00010925 | 5.6394e-05 | 0 | 5.8742e-06 | 0.00011416 | 0 | 0.1577 | 0.7312 | 0.051465 | 0.65438 | 0.0013373 | 0
6241 | 1 | 9.8009e-05 | 7.238e-05 | 0 | 2.3497e-06 | 0.00011416 | 0 | 0.1522 | 0.7354 | 0.03541 | 0.64424 | 0.17981 | 0
6242 | 1 | 9.041e-05 | 8.6627e-05 | 0 | 1.1748e-06 | 0.00011416 | 0 | 0.1465 | 0.728 | 0.03431 | 0.63594 | 0.69673 | 0
6243 | 1 | 8.5825e-05 | 9.9467e-05 | 0 | 1.4098e-05 | 0.00011416 | 0 | 0.1425 | 0.7081 | 0.034695 | 0.63041 | 0.90842 | 0
6244 | 1 | 8.2758e-05 | 0.00010975 | 0 | 3.7595e-05 | 0.00011416 | 0 | 0.1413 | 0.7312 | 0.040908 | 0.63226 | 0.5481 | 0
6245 | 1 | 8.295e-05 | 0.00011716 | 0 | 9.3987e-05 | 0.00011416 | 0 | 0.1409 | 0.7137 | 0.042448 | 0.63502 | 0.15777 | 0
6246 | 1 | 9.3855e-05 | 0.00012208 | 0 | 0.0001821 | 0.00011416 | 0 | 0.1398 | 0.7695 | 0.069115 | 0.65991 | 0.0025191 | 0
6247 | 1 | 0.00011751 | 9.6322e-05 | 0 | 0.0001586 | 0.00011416 | 0 | 0.1286 | 0.7779 | 0.14736 | 0.67465 | 0.050481 | 0
6248 | 1 | 0.00014031 | 1.8798e-05 | 0 | 0.00014685 | 0.00011416 | 0.14 | 0.0941 | 0.729 | 0.18948 | 0.6765 | 0.34828 | 0.10444
6249 | 1 | 0.00014932 | 0 | 0 | 0.00016448 | 0.00011416 | 0.42 | 0.0831 | 0.7301 | 0.21427 | 0.66636 | 0.39498 | 0.3859
6250 | 1 | 0.00015342 | 0 | 0 | 0.00018797 | 0.00011416 | 0.59 | 0.0777 | 0.7984 | 0.18832 | 0.67373 | 0.21111 | 0.66502
6251 | 1 | 0.00015646 | 0 | 0 | 0.00020677 | 0.00011416 | 0.73 | 0.0634 | 0.7966 | 0.17551 | 0.67281 | 0.051687 | 0.66085
6252 | 1 | 0.00015821 | 0 | 1.472e-05 | 0.00018797 | 0.00011416 | 0.79 | 0.0552 | 0.7657 | 0.16479 | 0.68848 | 0.0013373 | 0.91964
6253 | 1 | 0.00015369 | 0 | 9.72e-05 | 0.00019032 | 0.00011416 | 0.78 | 0.0537 | 0.7193 | 0.16121 | 0.66452 | 0.1707 | 0.96476
6254 | 1 | 0.00014572 | 0 | 0.00013996 | 0.00021382 | 0.00011416 | 0.75 | 0.0567 | 0.7047 | 0.081377 | 0.66175 | 0.66376 | 0.87632
6255 | 1 | 0.00014168 | 0 | 0.00014047 | 0.00022322 | 0.00011416 | 0.66 | 0.0627 | 0.7115 | 0.072249 | 0.64055 | 0.8648 | 0.73313
6256 | 1 | 0.00014291 | 0 | 9.8976e-05 | 0.00022322 | 0.00011416 | 0.5 | 0.0741 | 0.7104 | 0.07104 | 0.64885 | 0.52239 | 0.53607
6257 | 1 | 0.00014723 | 0 | 1.1167e-05 | 0.00016448 | 0.00011416 | 0.31 | 0.0933 | 0.6705 | 0.06884 | 0.65438 | 0.15046 | 0.33733
6258 | 1 | 0.00014587 | 0 | 0 | 0.00011748 | 0.00011416 | 0.09 | 0.1295 | 0.5885 | 0.054819 | 0.65161 | 0.0024584 | 0.11533
6259 | 1 | 0.0001436 | 0 | 0 | 8.8113e-05 | 0.00011416 | 0 | 0.193 | 0.5691 | 0.081267 | 0.66544 | 0.047084 | 0
6260 | 1 | 0.00015188 | 0 | 0 | 5.8742e-05 | 0.00011416 | 0 | 0.2289 | 0.5494 | 0.14477 | 0.68479 | 0.32965 | 0
6261 | 1 | 0.00015531 | 0 | 0 | 3.7595e-05 | 0.00011416 | 0 | 0.2304 | 0.5062 | 0.19651 | 0.69309 | 0.37624 | 0
6262 | 1 | 0.0001402 | 0 | 0 | 2.3497e-05 | 0.00011416 | 0 | 0.2187 | 0.4566 | 0.12196 | 0.66544 | 0.20222 | 0
6263 | 1 | 0.00012503 | 1.5468e-05 | 0 | 9.3987e-06 | 0.00011416 | 0 | 0.206 | 0.3868 | 0.049266 | 0.62304 | 0.050053 | 0
6264 | 1 | 0.00011467 | 3.0898e-05 | 0 | 5.8742e-06 | 0.00011416 | 0 | 0.1963 | 0.313 | 0.041073 | 0.58065 | 0.0013373 | 0
6265 | 1 | 0.00010386 | 4.4553e-05 | 0 | 2.3497e-06 | 0.00011416 | 0 | 0.1921 | 0.2503 | 0.048221 | 0.58802 | 0.15763 | 0
6266 | 1 | 9.5083e-05 | 5.7097e-05 | 0 | 1.1748e-06 | 0.00011416 | 0 | 0.1912 | 0.2131 | 0.046407 | 0.58894 | 0.61627 | 0
6267 | 1 | 9.0489e-05 | 6.8236e-05 | 0 | 1.4098e-05 | 0.00011416 | 0 | 0.19 | 0.1623 | 0.041843 | 0.58802 | 0.80203 | 0
6268 | 1 | 8.7232e-05 | 7.7006e-05 | 0 | 3.7595e-05 | 0.00011416 | 0 | 0.1835 | 0.1233 | 0.042943 | 0.5871 | 0.48536 | 0
6269 | 1 | 8.4272e-05 | 8.3962e-05 | 0 | 9.3987e-05 | 0.00011416 | 0 | 0.1755 | 0.1099 | 0.047726 | 0.58986 | 0.13991 | 0
6270 | 1 | 8.4903e-05 | 9.0549e-05 | 0 | 0.0001821 | 0.00011416 | 0 | 0.1706 | 0.1145 | 0.041898 | 0.58157 | 0.0023692 | 0
6271 | 1 | 9.3382e-05 | 7.0604e-05 | 0 | 0.0001586 | 0.00011416 | 0 | 0.1595 | 0.1368 | 0.041678 | 0.57512 | 0.04228 | 0
6272 | 1 | 0.00011144 | 0 | 0 | 0.00014685 | 0.00011416 | 0.19 | 0.1268 | 0.0889 | 0.048166 | 0.59908 | 0.30296 | 0.17385
6273 | 1 | 0.00012408 | 0 | 0 | 0.00016448 | 0.00011416 | 0.41 | 0.1344 | 0.093 | 0.092759 | 0.63318 | 0.34926 | 0.42877
6274 | 1 | 0.00013245 | 0 | 0 | 0.00018797 | 0.00011416 | 0.58 | 0.1271 | 0.0571 | 0.098367 | 0.6424 | 0.18935 | 0.64161
6275 | 1 | 0.00013383 | 0 | 6.4208e-05 | 0.00020677 | 0.00011416 | 0.7 | 0.1142 | 0.0315 | 0.11316 | 0.64147 | 0.047668 | 0.86775
6276 | 1 | 0.00012793 | 0 | 0.00020798 | 0.00018797 | 0.00011416 | 0.76 | 0.1056 | 0.0171 | 0.10909 | 0.64608 | 0.0013373 | 0.96821
6277 | 1 | 0.00012466 | 0 | 0.00030784 | 0.00019032 | 0.00011416 | 0.76 | 0.102 | 0.0143 | 0.12047 | 0.6424 | 0.13351 | 1
6278 | 1 | 0.00011714 | 0 | 0.00036418 | 0.00021382 | 0.00011416 | 0.72 | 0.1026 | 0.0212 | 0.08935 | 0.62212 | 0.5282 | 0.97145
6279 | 1 | 0.00010944 | 0 | 0.00037776 | 0.00022322 | 0.00011416 | 0.63 | 0.1088 | 0.034 | 0.065376 | 0.59631 | 0.68575 | 0.78429
6280 | 1 | 0.00010688 | 0 | 0.00034375 | 0.00022322 | 0.00011416 | 0.48 | 0.1223 | 0.0429 | 0.050311 | 0.5871 | 0.41662 | 0.56309
6281 | 1 | 0.00011012 | 0 | 0.00025137 | 0.00016448 | 0.00011416 | 0.3 | 0.1446 | 0.0473 | 0.048001 | 0.58433 | 0.12033 | 0.34649
6282 | 1 | 0.00011922 | 0 | 5.2026e-05 | 0.00011748 | 0.00011416 | 0.09 | 0.1864 | 0.0656 | 0.046132 | 0.58433 | 0.0021973 | 0.11703
6283 | 1 | 0.00012242 | 0 | 0 | 8.8113e-05 | 0.00011416 | 0 | 0.2536 | 0.0903 | 0.075274 | 0.59447 | 0.033674 | 0
6284 | 1 | 0.00013264 | 0 | 0 | 5.8742e-05 | 0.00011416 | 0 | 0.2897 | 0.113 | 0.17776 | 0.62212 | 0.25398 | 0
6285 | 1 | 0.00013874 | 0 | 0 | 3.7595e-05 | 0.00011416 | 0 | 0.2891 | 0.1283 | 0.21966 | 0.60922 | 0.29924 | 0
6286 | 1 | 0.00012827 | 0 | 0 | 2.3497e-05 | 0.00011416 | 0 | 0.2709 | 0.1493 | 0.13768 | 0.58986 | 0.16527 | 0
6287 | 1 | 0.00011857 | 0 | 0 | 9.3987e-06 | 0.00011416 | 0 | 0.2479 | 0.1791 | 0.0717 | 0.58525 | 0.043128 | 0
6288 | 1 | 0.00010973 | 0 | 0 | 5.8742e-06 | 0.00011416 | 0 | 0.2277 | 0.2021 | 0.044977 | 0.57327 | 0.0013373 | 0
6289 | 1 | 9.9943e-05 | 1.0176e-05 | 0 | 2.3497e-06 | 0.00011416 | 0 | 0.2126 | 0.2153 | 0.041183 | 0.56221 | 0.11199 | 0
6290 | 1 | 9.1305e-05 | 2.6199e-05 | 0 | 1.1748e-06 | 0.00011416 | 0 | 0.2001 | 0.212 | 0.03651 | 0.56498 | 0.44895 | 0
6291 | 1 | 8.4996e-05 | 4.026e-05 | 0 | 1.4098e-05 | 0.00011416 | 0 | 0.1899 | 0.1925 | 0.03541 | 0.56866 | 0.58129 | 0
6292 | 1 | 8.1223e-05 | 5.2435e-05 | 0 | 3.7595e-05 | 0.00011416 | 0 | 0.1764 | 0.1604 | 0.03552 | 0.57696 | 0.3547 | 0
6293 | 1 | 7.8616e-05 | 6.1797e-05 | 0 | 9.3987e-05 | 0.00011416 | 0 | 0.1672 | 0.1258 | 0.03673 | 0.57419 | 0.10266 | 0
6294 | 1 | 7.8799e-05 | 7.0197e-05 | 0 | 0.0001821 | 0.00011416 | 0 | 0.159 | 0.0995 | 0.039754 | 0.56866 | 0.0020339 | 0
6295 | 1 | 8.3146e-05 | 5.2435e-05 | 0 | 0.0001586 | 0.00011416 | 0 | 0.1479 | 0.0803 | 0.03629 | 0.55945 | 0.026323 | 0
6296 | 1 | 9.3605e-05 | 0 | 0 | 0.00014685 | 0.00011416 | 0.19 | 0.1122 | 0.0366 | 0.040304 | 0.5659 | 0.21058 | 0.17033
6297 | 1 | 0.00010356 | 0 | 0 | 0.00016448 | 0.00011416 | 0.4 | 0.0932 | 0.0135 | 0.058448 | 0.56221 | 0.25424 | 0.43586
6298 | 1 | 0.0001123 | 0 | 0 | 0.00018797 | 0.00011416 | 0.57 | 0.083 | 0.0127 | 0.054544 | 0.57235 | 0.14333 | 0.63116
6299 | 1 | 0.00010791 | 0 | 0.00019948 | 0.00020677 | 0.00011416 | 0.69 | 0.0782 | 0.0174 | 0.061802 | 0.57696 | 0.038885 | 0.8233
6300 | 1 | 0.00010188 | 0 | 0.00036025 | 0.00018797 | 0.00011416 | 0.76 | 0.0765 | 0.018 | 0.072854 | 0.57419 | 0.0013373 | 0.9331
6301 | 1 | 9.9848e-05 | 0 | 0.00046938 | 0.00019032 | 0.00011416 | 0.76 | 0.0786 | 0.0148 | 0.072414 | 0.57696 | 0.087075 | 0.97826
6302 | 1 | 9.6167e-05 | 0 | 0.00053168 | 0.00021382 | 0.00011416 | 0.72 | 0.0849 | 0.0113 | 0.073239 | 0.57419 | 0.3562 | 0.96936
6303 | 1 | 8.9828e-05 | 0 | 0.00054551 | 0.00022322 | 0.00011416 | 0.63 | 0.0936 | 0.009 | 0.075439 | 0.56498 | 0.4593 | 0.79673
6304 | 1 | 8.8837e-05 | 0 | 0.00050414 | 0.00022322 | 0.00011416 | 0.49 | 0.1002 | 0.0086 | 0.065156 | 0.5576 | 0.28213 | 0.57077
6305 | 1 | 9.2252e-05 | 0 | 0.00039591 | 0.00016448 | 0.00011416 | 0.3 | 0.105 | 0.0103 | 0.067796 | 0.56498 | 0.081921 | 0.35585
6306 | 1 | 0.00010591 | 0 | 0.00013222 | 0.00011748 | 0.00011416 | 0.09 | 0.1146 | 0.0287 | 0.093418 | 0.57327 | 0.001829 | 0.11043
6307 | 1 | 0.00011456 | 0 | 0 | 8.8113e-05 | 0.00011416 | 0 | 0.1316 | 0.061 | 0.13724 | 0.58157 | 0.018303 | 0
6308 | 1 | 0.00012761 | 0 | 0 | 5.8742e-05 | 0.00011416 | 0 | 0.118 | 0.074 | 0.18904 | 0.59908 | 0.16083 | 0
6309 | 1 | 0.00013711 | 0 | 0 | 3.7595e-05 | 0.00011416 | 0 | 0.093 | 0.0633 | 0.25425 | 0.60829 | 0.20159 | 0
6310 | 1 | 0.00012975 | 0 | 0 | 2.3497e-05 | 0.00011416 | 0 | 0.0772 | 0.0444 | 0.21163 | 0.61843 | 0.11721 | 0
6311 | 1 | 0.00011919 | 0 | 0 | 9.3987e-06 | 0.00011416 | 0 | 0.0672 | 0.0239 | 0.14967 | 0.60461 | 0.033674 | 0
6312 | 1 | 0.00010979 | 0 | 0 | 5.8742e-06 | 0.00011416 | 0 | 0.0601 | 0.0072 | 0.054215 | 0.57235 | 0.0013373 | 0
6313 | 1 | 0.00010225 | 0 | 0 | 2.3497e-06 | 0.00011416 | 0 | 0.0553 | 0.0008 | 0.029692 | 0.56406 | 0.06381 | 0
6314 | 1 | 9.8283e-05 | 0 | 0 | 1.1748e-06 | 0.00011416 | 0 | 0.0544 | 0 | 0.034365 | 0.56406 | 0.26822 | 0
6315 | 1 | 9.6696e-05 | 0 | 0 | 1.4098e-05 | 0.00011416 | 0 | 0.0568 | 0 | 0.030296 | 0.55945 | 0.34396 | 0
6316 | 1 | 9.7022e-05 | 0 | 0 | 3.7595e-05 | 0.00011416 | 0 | 0.0594 | 0.0031 | 0.028482 | 0.553 | 0.21317 | 0
6317 | 1 | 9.9941e-05 | 9.9911e-07 | 0 | 9.3987e-05 | 0.00011416 | 0 | 0.0657 | 0.018 | 0.032166 | 0.55207 | 0.062162 | 0
6318 | 1 | 0.00011166 | 1.1915e-05 | 0 | 0.0001821 | 0.00011416 | 0 | 0.0775 | 0.0402 | 0.098532 | 0.57512 | 0.0016155 | 0
6319 | 1 | 0.00013418 | 2.9973e-06 | 0 | 0.0001586 | 0.00011416 | 0 | 0.0871 | 0.0715 | 0.17095 | 0.59724 | 0.011446 | 0
6320 | 1 | 0.00014251 | 0 | 0 | 0.00014685 | 0.00011416 | 0.18 | 0.0656 | 0.0727 | 0.1804 | 0.59631 | 0.11501 | 0.16667
6321 | 1 | 0.00014852 | 0 | 0 | 0.00016448 | 0.00011416 | 0.4 | 0.0542 | 0.1138 | 0.21043 | 0.62673 | 0.15168 | 0.42771
6322 | 1 | 0.00014893 | 0 | 0.0001156 | 0.00018797 | 0.00011416 | 0.57 | 0.0883 | 0.1989 | 0.19618 | 0.62581 | 0.091868 | 0.65333
6323 | 1 | 0.00014139 | 0 | 0.00033817 | 0.00020677 | 0.00011416 | 0.69 | 0.1162 | 0.2663 | 0.18893 | 0.63318 | 0.028393 | 0.88037
6324 | 1 | 0.00013685 | 0 | 0.00049323 | 0.00018797 | 0.00011416 | 0.78 | 0.1445 | 0.3238 | 0.18029 | 0.61198 | 0.0013373 | 0.90051
6325 | 1 | 0.00013173 | 0 | 0.00060173 | 0.00019032 | 0.00011416 | 0.79 | 0.1748 | 0.4085 | 0.15033 | 0.59078 | 0.045108 | 0.89402
6326 | 1 | 0.00012388 | 0 | 0.0006601 | 0.00021382 | 0.00011416 | 0.56 | 0.2057 | 0.5033 | 0.089624 | 0.57235 | 0.19607 | 0.88666
6327 | 1 | 0.00012138 | 0 | 0.00066771 | 0.00022322 | 0.00011416 | 0.5 | 0.2308 | 0.5635 | 0.054929 | 0.56774 | 0.24976 | 0.68806
6328 | 1 | 0.00012391 | 0 | 0.00062279 | 0.00022322 | 0.00011416 | 0.41 | 0.2466 | 0.5899 | 0.031671 | 0.5576 | 0.15647 | 0.44618
6329 | 1 | 0.00013135 | 0 | 0.00050782 | 0.00016448 | 0.00011416 | 0.29 | 0.2477 | 0.5621 | 0.033101 | 0.56221 | 0.045866 | 0.34029
6330 | 1 | 0.00014461 | 0 | 0.00021521 | 0.00011748 | 0.00011416 | 0.08 | 0.2295 | 0.5465 | 0.044812 | 0.57788 | 0.0014192 | 0.10257
6331 | 1 | 0.00015464 | 0 | 0 | 8.8113e-05 | 0.00011416 | 0 | 0.2372 | 0.5981 | 0.12773 | 0.58525 | 0.0065588 | 0
6332 | 1 | 0.00016438 | 0 | 0 | 5.8742e-05 | 0.00011416 | 0 | 0.2197 | 0.5981 | 0.22395 | 0.60461 | 0.078843 | 0
6333 | 1 | 0.00016591 | 0 | 0 | 3.7595e-05 | 0.00011416 | 0 | 0.1874 | 0.5803 | 0.20702 | 0.5871 | 0.11077 | 0
6334 | 1 | 0.00014564 | 0 | 0 | 2.3497e-05 | 0.00011416 | 0 | 0.1718 | 0.5437 | 0.078793 | 0.56774 | 0.070468 | 0
6335 | 1 | 0.00013041 | 0 | 0 | 9.3987e-06 | 0.00011416 | 0 | 0.1675 | 0.4961 | 0.040853 | 0.54839 | 0.023696 | 0
6336 | 1 | 0.00012151 | 0 | 0 | 5.8742e-06 | 0.00011416 | 0 | 0.1659 | 0.4683 | 0.030296 | 0.52995 | 0.0013373 | 0
6337 | 1 | 0.00011392 | 0 | 0 | 2.3497e-06 | 0.00011416 | 0 | 0.1662 | 0.4771 | 0.032936 | 0.51336 | 0.029075 | 0
6338 | 1 | 0.00010888 | 0 | 0 | 1.1748e-06 | 0.00011416 | 0 | 0.1682 | 0.5522 | 0.027657 | 0.50415 | 0.13256 | 0
6339 | 1 | 0.00010612 | 2.5533e-06 | 0 | 1.4098e-05 | 0.00011416 | 0 | 0.1693 | 0.6669 | 0.024248 | 0.50323 | 0.16727 | 0
6340 | 1 | 0.0001038 | 1.5394e-05 | 0 | 3.7595e-05 | 0.00011416 | 0 | 0.171 | 0.707 | 0.028097 | 0.50783 | 0.1064 | 0
6341 | 1 | 0.00010363 | 2.8012e-05 | 0 | 9.3987e-05 | 0.00011416 | 0 | 0.1757 | 0.8034 | 0.029911 | 0.50046 | 0.031417 | 0
6342 | 1 | 0.00011214 | 3.9594e-05 | 0 | 0.0001821 | 0.00011416 | 0 | 0.1806 | 0.8511 | 0.070765 | 0.52442 | 0.0012206 | 0
6343 | 1 | 0.00013313 | 2.7642e-05 | 0 | 0.0001586 | 0.00011416 | 0 | 0.179 | 0.8556 | 0.11541 | 0.53733 | 0.0030341 | 0
6344 | 1 | 0.00014644 | 0 | 0 | 0.00014685 | 0.00011416 | 0.18 | 0.1403 | 0.8582 | 0.14818 | 0.56129 | 0.048587 | 0.16286
6345 | 1 | 0.00015285 | 0 | 0 | 0.00016448 | 0.00011416 | 0.41 | 0.1702 | 0.8556 | 0.20014 | 0.60184 | 0.074782 | 0.42093
6346 | 1 | 0.00015686 | 0 | 0 | 0.00018797 | 0.00011416 | 0.58 | 0.2283 | 0.8815 | 0.19162 | 0.6 | 0.050911 | 0.61885
6347 | 1 | 0.00015043 | 0 | 0.00020861 | 0.00020677 | 0.00011416 | 0.71 | 0.2593 | 0.8982 | 0.16655 | 0.58157 | 0.019119 | 0.82084
6348 | 1 | 0.00014758 | 0 | 0.00036596 | 0.00018797 | 0.00011416 | 0.78 | 0.2948 | 0.8992 | 0.15978 | 0.58802 | 0.0013373 | 0.91515
6349 | 1 | 0.00014247 | 0 | 0.00047191 | 0.00019032 | 0.00011416 | 0.81 | 0.3381 | 0.9006 | 0.099192 | 0.553 | 0.018372 | 0.92537
6350 | 1 | 0.0001343 | 0 | 0.00052737 | 0.00021382 | 0.00011416 | 0.75 | 0.3847 | 0.8944 | 0.05361 | 0.54378 | 0.088676 | 0.93304
6351 | 1 | 0.00013093 | 0 | 0.0005294 | 0.00022322 | 0.00011416 | 0.65 | 0.4247 | 0.8805 | 0.047287 | 0.52811 | 0.11065 | 0.77687
6352 | 1 | 0.00013503 | 0 | 0.00047166 | 0.00022322 | 0.00011416 | 0.49 | 0.4429 | 0.8726 | 0.042448 | 0.52627 | 0.071659 | 0.55451
6353 | 1 | 0.00014239 | 0 | 0.00034591 | 0.00016448 | 0.00011416 | 0.3 | 0.4351 | 0.8504 | 0.049761 | 0.52535 | 0.021338 | 0.33716
6354 | 1 | 0.00015134 | 0 | 8.7937e-05 | 0.00011748 | 0.00011416 | 0.08 | 0.3998 | 0.8059 | 0.05097 | 0.51982 | 0.0010584 | 0.10319
6355 | 1 | 0.00015445 | 0 | 0 | 8.8113e-05 | 0.00011416 | 0 | 0.3836 | 0.7247 | 0.10513 | 0.52995 | 0.0012111 | 0
6356 | 1 | 0.00016477 | 0 | 0 | 5.8742e-05 | 0.00011416 | 0 | 0.3724 | 0.6669 | 0.17018 | 0.54931 | 0.029044 | 0
6357 | 1 | 0.00016436 | 0 | 0 | 3.7595e-05 | 0.00011416 | 0 | 0.3444 | 0.6301 | 0.15253 | 0.54194 | 0.049941 | 0
6358 | 1 | 0.00014624 | 0 | 0 | 2.3497e-05 | 0.00011416 | 0 | 0.3113 | 0.6035 | 0.077198 | 0.52627 | 0.036744 | 0
6359 | 1 | 0.00013105 | 0 | 0 | 9.3987e-06 | 0.00011416 | 0 | 0.2735 | 0.5789 | 0.045197 | 0.51244 | 0.01554 | 0
6360 | 1 | 0.00012269 | 0 | 0 | 5.8742e-06 | 0.00011416 | 0 | 0.2401 | 0.5565 | 0.024798 | 0.4894 | 0.0013373 | 0
6361 | 1 | 0.00011387 | 7.6228e-06 | 0 | 2.3497e-06 | 0.00011416 | 0 | 0.2139 | 0.5408 | 0.027107 | 0.4894 | 0.012157 | 0
6362 | 1 | 0.00010603 | 2.2424e-05 | 0 | 1.1748e-06 | 0.00011416 | 0 | 0.2017 | 0.5091 | 0.026557 | 0.49677 | 0.062188 | 0
6363 | 1 | 0.00010129 | 3.5228e-05 | 0 | 1.4098e-05 | 0.00011416 | 0 | 0.1952 | 0.461 | 0.021169 | 0.49309 | 0.076735 | 0
6364 | 1 | 9.8812e-05 | 4.6995e-05 | 0 | 3.7595e-05 | 0.00011416 | 0 | 0.1913 | 0.3868 | 0.027382 | 0.50046 | 0.050594 | 0
6365 | 1 | 9.8877e-05 | 5.7282e-05 | 0 | 9.3987e-05 | 0.00011416 | 0 | 0.1893 | 0.313 | 0.029692 | 0.4977 | 0.015193 | 0
6366 | 1 | 0.00010794 | 6.6348e-05 | 0 | 0.0001821 | 0.00011416 | 0 | 0.1903 | 0.254 | 0.034255 | 0.48571 | 0.00094279 | 0
6367 | 1 | 0.00012861 | 5.7985e-05 | 0 | 0.0001586 | 0.00011416 | 0 | 0.1854 | 0.1883 | 0.096607 | 0.4977 | 0.00045479 | 0
6368 | 1 | 0.00014847 | 0 | 0 | 0.00014685 | 0.00011416 | 0.18 | 0.18 | 0.1061 | 0.15302 | 0.5318 | 0.01812 | 0.1589
6369 | 1 | 0.00015339 | 0 | 0 | 0.00016448 | 0.00011416 | 0.4 | 0.2103 | 0.1016 | 0.1908 | 0.54839 | 0.034965 | 0.3905
6370 | 1 | 0.00015557 | 0 | 0 | 0.00018797 | 0.00011416 | 0.57 | 0.2272 | 0.074 | 0.17502 | 0.55945 | 0.027752 | 0.63972
6371 | 1 | 0.00015845 | 0 | 0 | 0.00020677 | 0.00011416 | 0.7 | 0.2309 | 0.061 | 0.14268 | 0.54839 | 0.013088 | 0.80633
6372 | 1 | 0.00015547 | 0 | 0.00014326 | 0.00018797 | 0.00011416 | 0.76 | 0.2394 | 0.0561 | 0.13592 | 0.55392 | 0.0013373 | 0.91402
6373 | 1 | 0.00015102 | 0 | 0.00025201 | 0.00019032 | 0.00011416 | 0.77 | 0.2553 | 0.0644 | 0.12003 | 0.56129 | 0.0087032 | 0.94133
6374 | 1 | 0.00014223 | 0 | 0.00030835 | 0.00021382 | 0.00011416 | 0.74 | 0.2757 | 0.0842 | 0.05427 | 0.553 | 0.046912 | 0.89848
6375 | 1 | 0.00013883 | 0 | 0.00031101 | 0.00022322 | 0.00011416 | 0.64 | 0.2925 | 0.1242 | 0.045857 | 0.5576 | 0.057314 | 0.74819
6376 | 1 | 0.00014118 | 0 | 0.00025252 | 0.00022322 | 0.00011416 | 0.48 | 0.3012 | 0.1585 | 0.033211 | 0.53364 | 0.038394 | 0.54223
6377 | 1 | 0.00014642 | 0 | 0.00013057 | 0.00016448 | 0.00011416 | 0.29 | 0.2957 | 0.2165 | 0.0353 | 0.51797 | 0.011614 | 0.32887
6378 | 1 | 0.00015046 | 0 | 0 | 0.00011748 | 0.00011416 | 0.08 | 0.2615 | 0.3265 | 0.090009 | 0.52535 | 0.00086555 | 0.10167
6379 | 1 | 0.00015027 | 0 | 0 | 8.8113e-05 | 0.00011416 | 0 | 0.228 | 0.4114 | 0.16347 | 0.53456 | 0.00017275 | 0
6380 | 1 | 0.00016174 | 0 | 0 | 5.8742e-05 | 0.00011416 | 0 | 0.209 | 0.3868 | 0.21972 | 0.55392 | 0.012279 | 0
6381 | 1 | 0.00016198 | 0 | 0 | 3.7595e-05 | 0.00011416 | 0 | 0.1978 | 0.3528 | 0.19954 | 0.5447 | 0.026338 | 0
6382 | 1 | 0.00014452 | 0 | 0 | 2.3497e-05 | 0.00011416 | 0 | 0.1857 | 0.3403 | 0.13928 | 0.52903 | 0.022319 | 0
6383 | 1 | 0.00013064 | 0 | 0 | 9.3987e-06 | 0.00011416 | 0 | 0.1779 | 0.3782 | 0.052455 | 0.52074 | 0.011505 | 0
6384 | 1 | 0.00012207 | 2.4793e-06 | 0 | 5.8742e-06 | 0.00011416 | 0 | 0.1695 | 0.4639 | 0.032056 | 0.50138 | 0.0013373 | 0
6385 | 1 | 0.00011108 | 1.9168e-05 | 0 | 2.3497e-06 | 0.00011416 | 0 | 0.1576 | 0.5222 | 0.031616 | 0.49862 | 0.0081022 | 0
6386 | 1 | 0.000104 | 3.5117e-05 | 0 | 1.1748e-06 | 0.00011416 | 0 | 0.1441 | 0.5536 | 0.032221 | 0.51336 | 0.044193 | 0
6387 | 1 | 9.8916e-05 | 4.829e-05 | 0 | 1.4098e-05 | 0.00011416 | 0 | 0.1301 | 0.5719 | 0.030351 | 0.51521 | 0.053873 | 0
6388 | 1 | 9.6444e-05 | 5.8874e-05 | 0 | 3.7595e-05 | 0.00011416 | 0 | 0.119 | 0.5579 | 0.03607 | 0.50968 | 0.036217 | 0
6389 | 1 | 9.6276e-05 | 6.8421e-05 | 0 | 9.3987e-05 | 0.00011416 | 0 | 0.1101 | 0.5048 | 0.03354 | 0.5106 | 0.010974 | 0
6390 | 1 | 0.00010421 | 7.6043e-05 | 0 | 0.0001821 | 0.00011416 | 0 | 0.1037 | 0.4639 | 0.048881 | 0.51982 | 0.00085063 | 0
6391 | 1 | 0.00012397 | 6.6829e-05 | 0 | 0.0001586 | 0.00011416 | 0 | 0.0952 | 0.4595 | 0.1445 | 0.5318 | 0.00013621 | 0
6392 | 1 | 0.00014338 | 1.1841e-06 | 0 | 0.00014685 | 0.00011416 | 0.18 | 0.0632 | 0.3486 | 0.18948 | 0.55115 | 0.011287 | 0.16709
6393 | 1 | 0.00014807 | 0 | 0 | 0.00016448 | 0.00011416 | 0.4 | 0.0474 | 0.2932 | 0.17881 | 0.54286 | 0.024803 | 0.42598
6394 | 1 | 0.00015255 | 0 | 0 | 0.00018797 | 0.00011416 | 0.57 | 0.0438 | 0.3472 | 0.16424 | 0.54009 | 0.021325 | 0.62898
6395 | 1 | 0.00015493 | 0 | 1.0278e-05 | 0.00020677 | 0.00011416 | 0.7 | 0.0434 | 0.3669 | 0.176 | 0.54931 | 0.011204 | 0.8643
6396 | 1 | 0.00014924 | 0 | 0.00018882 | 0.00018797 | 0.00011416 | 0.74 | 0.0471 | 0.374 | 0.19151 | 0.55853 | 0.0013373 | 0.94636
6397 | 1 | 0.00014332 | 0 | 0.00031952 | 0.00019032 | 0.00011416 | 0.75 | 0.0558 | 0.3854 | 0.18783 | 0.55853 | 0.0093331 | 0.93882
6398 | 1 | 0.00013363 | 0 | 0.00039768 | 0.00021382 | 0.00011416 | 0.71 | 0.0683 | 0.3998 | 0.14329 | 0.55392 | 0.04974 | 0.92849
6399 | 1 | 0.00013001 | 0 | 0.00041862 | 0.00022322 | 0.00011416 | 0.63 | 0.0824 | 0.3854 | 0.11151 | 0.54562 | 0.0609 | 0.75802
6400 | 1 | 0.00013139 | 0 | 0.00038677 | 0.00022322 | 0.00011416 | 0.48 | 0.0964 | 0.3598 | 0.11123 | 0.54009 | 0.040656 | 0.52034
6401 | 1 | 0.00013732 | 0 | 0.00028525 | 0.00016448 | 0.00011416 | 0.29 | 0.1084 | 0.3375 | 0.13416 | 0.54654 | 0.012279 | 0.30884
6402 | 1 | 0.0001486 | 0 | 2.3983e-05 | 0.00011748 | 0.00011416 | 0.08 | 0.1339 | 0.3375 | 0.15407 | 0.55392 | 0.00088065 | 0.092252
6403 | 1 | 0.00015002 | 0 | 0 | 8.8113e-05 | 0.00011416 | 0 | 0.1761 | 0.3655 | 0.24045 | 0.5576 | 0.0002153 | 0
6404 | 1 | 0.00016207 | 0 | 0 | 5.8742e-05 | 0.00011416 | 0 | 0.1938 | 0.3403 | 0.28042 | 0.56406 | 0.013328 | 0
6405 | 1 | 0.0001609 | 0 | 0 | 3.7595e-05 | 0.00011416 | 0 | 0.1982 | 0.3024 | 0.26217 | 0.57143 | 0.027934 | 0
6406 | 1 | 0.00014377 | 0 | 0 | 2.3497e-05 | 0.00011416 | 0 | 0.1904 | 0.2651 | 0.15297 | 0.54562 | 0.023343 | 0
6407 | 1 | 0.00012971 | 0 | 0 | 9.3987e-06 | 0.00011416 | 0 | 0.1792 | 0.2455 | 0.065706 | 0.52166 | 0.01181 | 0
6408 | 1 | 0.00012133 | 0 | 0 | 5.8742e-06 | 0.00011416 | 0 | 0.1676 | 0.254 | 0.039974 | 0.51797 | 0.0013373 | 0
6409 | 1 | 0.0001138 | 0 | 0 | 2.3497e-06 | 0.00011416 | 0 | 0.1571 | 0.2601 | 0.03607 | 0.51244 | 0.012942 | 0
6410 | 1 | 0.00010746 | 8.918e-06 | 0 | 1.1748e-06 | 0.00011416 | 0 | 0.1497 | 0.2516 | 0.030736 | 0.50415 | 0.065594 | 0
6411 | 1 | 0.00010286 | 1.9834e-05 | 0 | 1.4098e-05 | 0.00011416 | 0 | 0.1416 | 0.2244 | 0.026228 | 0.50046 | 0.081082 | 0
6412 | 1 | 0.00010008 | 3.1528e-05 | 0 | 3.7595e-05 | 0.00011416 | 0 | 0.1373 | 0.2054 | 0.027052 | 0.50138 | 0.053309 | 0
6413 | 1 | 0.00010008 | 4.2592e-05 | 0 | 9.3987e-05 | 0.00011416 | 0 | 0.133 | 0.2054 | 0.028482 | 0.49677 | 0.015987 | 0
6414 | 1 | 0.00010886 | 5.2657e-05 | 0 | 0.0001821 | 0.00011416 | 0 | 0.1296 | 0.2233 | 0.067246 | 0.5023 | 0.00095877 | 0
6415 | 1 | 0.00012915 | 4.2185e-05 | 0 | 0.0001586 | 0.00011416 | 0 | 0.1256 | 0.2302 | 0.12426 | 0.52535 | 0.00053427 | 0
6416 | 1 | 0.00014492 | 0 | 0 | 0.00014685 | 0.00011416 | 0.18 | 0.0895 | 0.1474 | 0.1881 | 0.56682 | 0.019475 | 0.17557
6417 | 1 | 0.00014943 | 0 | 0 | 0.00016448 | 0.00011416 | 0.4 | 0.0642 | 0.1334 | 0.19343 | 0.57696 | 0.03689 | 0.40457
6418 | 1 | 0.00015199 | 0 | 4.3778e-05 | 0.00018797 | 0.00011416 | 0.58 | 0.0681 | 0.1016 | 0.16864 | 0.56866 | 0.028935 | 0.58442
6419 | 1 | 0.00014406 | 0 | 0.00027866 | 0.00020677 | 0.00011416 | 0.7 | 0.0652 | 0.065 | 0.15841 | 0.56313 | 0.013421 | 0.76189
6420 | 1 | 0.00013912 | 0 | 0.00043753 | 0.00018797 | 0.00011416 | 0.75 | 0.0637 | 0.0513 | 0.16825 | 0.56406 | 0.0013373 | 0.8649
6421 | 1 | 0.00013418 | 0 | 0.00053536 | 0.00019032 | 0.00011416 | 0.75 | 0.0646 | 0.0478 | 0.14125 | 0.54378 | 0.018372 | 0.87292
6422 | 1 | 0.00012634 | 0 | 0.00057723 | 0.00021382 | 0.00011416 | 0.72 | 0.0699 | 0.0524 | 0.10002 | 0.54378 | 0.088676 | 0.89357
6423 | 1 | 0.00012305 | 0 | 0.00056353 | 0.00022322 | 0.00011416 | 0.63 | 0.0814 | 0.0656 | 0.078957 | 0.54562 | 0.11065 | 0.72893
6424 | 1 | 0.00012572 | 0 | 0.00049869 | 0.00022322 | 0.00011416 | 0.48 | 0.0951 | 0.0889 | 0.075384 | 0.54839 | 0.071659 | 0.50768
6425 | 1 | 0.00013239 | 0 | 0.0003718 | 0.00016448 | 0.00011416 | 0.29 | 0.112 | 0.1258 | 0.095123 | 0.5576 | 0.021338 | 0.27798
6426 | 1 | 0.00014261 | 0 | 0.00011776 | 0.00011748 | 0.00011416 | 0.07 | 0.1341 | 0.2165 | 0.10848 | 0.55668 | 0.0010584 | 0.059603
6427 | 1 | 0.00014793 | 0 | 0 | 8.8113e-05 | 0.00011416 | 0 | 0.1751 | 0.3655 | 0.1748 | 0.56221 | 0.0012111 | 0
6428 | 1 | 0.00015816 | 0 | 0 | 5.8742e-05 | 0.00011416 | 0 | 0.1848 | 0.4932 | 0.23209 | 0.58065 | 0.029044 | 0
6429 | 1 | 0.00015738 | 0 | 0 | 3.7595e-05 | 0.00011416 | 0 | 0.175 | 0.5394 | 0.2245 | 0.57327 | 0.049941 | 0
6430 | 1 | 0.00014135 | 0 | 0 | 2.3497e-05 | 0.00011416 | 0 | 0.1626 | 0.5422 | 0.10997 | 0.54931 | 0.036744 | 0
6431 | 1 | 0.00012974 | 0 | 0 | 9.3987e-06 | 0.00011416 | 0 | 0.1489 | 0.5294 | 0.094518 | 0.51889 | 0.01554 | 0
6432 | 1 | 0.00012286 | 0 | 0 | 5.8742e-06 | 0.00011416 | 0 | 0.1307 | 0.5106 | 0.078573 | 0.48848 | 0.0013373 | 0
6433 | 1 | 0.00011526 | 0 | 0 | 2.3497e-06 | 0.00011416 | 0 | 0.1155 | 0.4756 | 0.064387 | 0.48111 | 0.025142 | 0
6434 | 1 | 0.00010868 | 0 | 0 | 1.1748e-06 | 0.00011416 | 0 | 0.1045 | 0.4493 | 0.030681 | 0.47005 | 0.11662 | 0
6435 | 1 | 0.00010516 | 0 | 0 | 1.4098e-05 | 0.00011416 | 0 | 0.097 | 0.4376 | 0.023698 | 0.47005 | 0.14666 | 0
6436 | 1 | 0.00010234 | 1.4432e-06 | 0 | 3.7595e-05 | 0.00011416 | 0 | 0.0915 | 0.4405 | 0.020729 | 0.46912 | 0.0938 | 0
6437 | 1 | 9.8995e-05 | 1.2359e-05 | 0 | 9.3987e-05 | 0.00011416 | 0 | 0.0891 | 0.4551 | 0.023533 | 0.48018 | 0.027767 | 0
6438 | 1 | 9.9636e-05 | 1.9538e-05 | 0 | 0.0001821 | 0.00011416 | 0 | 0.091 | 0.4873 | 0.031616 | 0.46912 | 0.0011648 | 0
6439 | 1 | 0.00010728 | 9.288e-06 | 0 | 0.0001586 | 0.00011416 | 0 | 0.0954 | 0.4844 | 0.063287 | 0.47005 | 0.0023023 | 0
6440 | 1 | 0.00011348 | 0 | 0 | 0.00014685 | 0.00011416 | 0.19 | 0.0792 | 0.3157 | 0.10865 | 0.47373 | 0.041324 | 0.19348
6441 | 1 | 0.00012552 | 0 | 0 | 0.00016448 | 0.00011416 | 0.31 | 0.0612 | 0.3037 | 0.16501 | 0.51521 | 0.065756 | 0.36819
6442 | 1 | 0.00013465 | 0 | 0 | 0.00018797 | 0.00011416 | 0.54 | 0.055 | 0.3683 | 0.17688 | 0.52258 | 0.045845 | 0.59469
6443 | 1 | 0.00012875 | 0 | 0.00017714 | 0.00020677 | 0.00011416 | 0.71 | 0.038 | 0.3811 | 0.16759 | 0.51982 | 0.017871 | 0.7483
6444 | 1 | 0.00012165 | 0 | 0.00032891 | 0.00018797 | 0.00011416 | 0.75 | 0.0267 | 0.3626 | 0.1467 | 0.5235 | 0.0013373 | 0.84731
6445 | 1 | 0.00011999 | 0 | 0.00039603 | 0.00019032 | 0.00011416 | 0.75 | 0.0292 | 0.3334 | 0.11734 | 0.52719 | 0.03493 | 0.80781
6446 | 1 | 0.00011516 | 0 | 0.00040618 | 0.00021382 | 0.00011416 | 0.66 | 0.0373 | 0.317 | 0.076318 | 0.51705 | 0.15599 | 0.89252
6447 | 1 | 0.00010999 | 0 | 0.00037103 | 0.00022322 | 0.00011416 | 0.57 | 0.0462 | 0.3293 | 0.045087 | 0.49954 | 0.19764 | 0.65188
6448 | 1 | 0.000109 | 0 | 0.00030365 | 0.00022322 | 0.00011416 | 0.17 | 0.0579 | 0.3797 | 0.037609 | 0.48111 | 0.1249 | 0.63332
6449 | 1 | 0.00011318 | 0 | 0.0001996 | 0.00016448 | 0.00011416 | 0.14 | 0.0723 | 0.4259 | 0.041348 | 0.49493 | 0.036762 | 0.018453
6450 | 1 | 0.00012229 | 0 | 0 | 0.00011748 | 0.00011416 | 0.04 | 0.1028 | 0.5135 | 0.038929 | 0.49217 | 0.0012976 | 0.00351
6451 | 1 | 0.00012485 | 0 | 0 | 8.8113e-05 | 0.00011416 | 0 | 0.1504 | 0.6544 | 0.10381 | 0.50876 | 0.0042308 | 0
6452 | 1 | 0.00013722 | 0 | 0 | 5.8742e-05 | 0.00011416 | 0 | 0.1698 | 0.7104 | 0.16996 | 0.49954 | 0.059529 | 0
6453 | 1 | 0.00014049 | 0 | 0 | 3.7595e-05 | 0.00011416 | 0 | 0.1661 | 0.6874 | 0.19712 | 0.5023 | 0.088053 | 0
6454 | 1 | 0.000129 | 0 | 0 | 2.3497e-05 | 0.00011416 | 0 | 0.1586 | 0.6417 | 0.11409 | 0.48387 | 0.058228 | 0
6455 | 1 | 0.00011993 | 0 | 0 | 9.3987e-06 | 0.00011416 | 0 | 0.1546 | 0.6102 | 0.06862 | 0.47097 | 0.020871 | 0
6456 | 1 | 0.00011137 | 0 | 0 | 5.8742e-06 | 0.00011416 | 0 | 0.152 | 0.5872 | 0.10914 | 0.48295 | 0.0013373 | 0
6457 | 1 | 0.00010392 | 0 | 0 | 2.3497e-06 | 0.00011416 | 0 | 0.1527 | 0.5733 | 0.11486 | 0.48848 | 0.04329 | 0
6458 | 1 | 9.8637e-05 | 0 | 0 | 1.1748e-06 | 0.00011416 | 0 | 0.1511 | 0.5677 | 0.096333 | 0.47834 | 0.18897 | 0
6459 | 1 | 9.4988e-05 | 0 | 0 | 1.4098e-05 | 0.00011416 | 0 | 0.1482 | 0.555 | 0.062352 | 0.48479 | 0.2405 | 0
6460 | 1 | 9.2943e-05 | 1.0731e-06 | 0 | 3.7595e-05 | 0.00011416 | 0 | 0.1389 | 0.5422 | 0.050311 | 0.47005 | 0.15088 | 0
6461 | 1 | 8.9641e-05 | 1.3062e-05 | 0 | 9.3987e-05 | 0.00011416 | 0 | 0.1284 | 0.5091 | 0.051355 | 0.47005 | 0.044255 | 0
6462 | 1 | 8.8825e-05 | 2.3979e-05 | 0 | 0.0001821 | 0.00011416 | 0 | 0.1248 | 0.4771 | 0.094188 | 0.48203 | 0.0013984 | 0
6463 | 1 | 9.1233e-05 | 2.3202e-05 | 0 | 0.0001586 | 0.00011416 | 0 | 0.1242 | 0.4727 | 0.11063 | 0.49309 | 0.006123 | 0
6464 | 1 | 9.5732e-05 | 0 | 0 | 0.00014685 | 0.00011416 | 0.12 | 0.1003 | 0.4464 | 0.10398 | 0.48479 | 0.07537 | 0.16369
6465 | 1 | 0.00010491 | 0 | 0 | 0.00016448 | 0.00011416 | 0.24 | 0.0941 | 0.4698 | 0.090449 | 0.4977 | 0.10674 | 0.41753
6466 | 1 | 0.00011374 | 0 | 0 | 0.00018797 | 0.00011416 | 0.19 | 0.0901 | 0.5222 | 0.055919 | 0.51705 | 0.068319 | 0.61597
6467 | 1 | 0.00011218 | 0 | 0.00011205 | 0.00020677 | 0.00011416 | 0.68 | 0.0796 | 0.6089 | 0.040084 | 0.51152 | 0.023208 | 0.86123
6468 | 1 | 0.00010868 | 0 | 0.00024325 | 0.00018797 | 0.00011416 | 0.74 | 0.0748 | 0.6456 | 0.037169 | 0.50138 | 0.0013373 | 0.94194
6469 | 1 | 0.00010731 | 0 | 0.00031495 | 0.00019032 | 0.00011416 | 0.73 | 0.0811 | 0.6582 | 0.032881 | 0.49124 | 0.052888 | 0.95013
6470 | 1 | 0.00010552 | 0 | 0.0003388 | 0.00021382 | 0.00011416 | 0.67 | 0.0947 | 0.6717 | 0.030626 | 0.48848 | 0.22628 | 0.9531
6471 | 1 | 0.00010017 | 0 | 0.00032066 | 0.00022322 | 0.00011416 | 0.47 | 0.1138 | 0.699 | 0.041183 | 0.46452 | 0.28916 | 0
6472 | 1 | 9.9175e-05 | 0 | 0.00026038 | 0.00022322 | 0.00011416 | 0.36 | 0.1397 | 0.7236 | 0.03398 | 0.45899 | 0.18023 | 0.0082791
6473 | 1 | 0.00010294 | 0 | 0.00015595 | 0.00016448 | 0.00011416 | 0.17 | 0.175 | 0.6838 | 0.029802 | 0.45346 | 0.052702 | 0
6474 | 1 | 0.00011091 | 0 | 0 | 0.00011748 | 0.00011416 | 0.07 | 0.2251 | 0.6557 | 0.032386 | 0.45899 | 0.0015043 | 0.036972
6475 | 1 | 0.00011539 | 0 | 0 | 8.8113e-05 | 0.00011416 | 0 | 0.2889 | 0.7126 | 0.053335 | 0.47189 | 0.0085089 | 0
6476 | 1 | 0.00013091 | 0 | 0 | 5.8742e-05 | 0.00011416 | 0 | 0.2939 | 0.7627 | 0.1346 | 0.47558 | 0.0938 | 0
6477 | 1 | 0.00013614 | 0 | 0 | 3.7595e-05 | 0.00011416 | 0 | 0.2704 | 0.7559 | 0.15802 | 0.46728 | 0.12789 | 0
6478 | 1 | 0.00012785 | 0 | 0 | 2.3497e-05 | 0.00011416 | 0 | 0.2381 | 0.7529 | 0.13086 | 0.46359 | 0.079513 | 0
6479 | 1 | 0.00011822 | 0 | 0 | 9.3987e-06 | 0.00011416 | 0 | 0.2062 | 0.7608 | 0.056304 | 0.45714 | 0.025714 | 0
6480 | 1 | 0.00010889 | 0 | 0 | 5.8742e-06 | 0.00011416 | 0 | 0.1839 | 0.7657 | 0.03431 | 0.42949 | 0.0013373 | 0
6481 | 1 | 9.9392e-05 | 9.9541e-06 | 0 | 2.3497e-06 | 0.00011416 | 0 | 0.173 | 0.7539 | 0.024248 | 0.42581 | 0.06381 | 0
6482 | 1 | 9.3101e-05 | 2.4719e-05 | 0 | 1.1748e-06 | 0.00011416 | 0 | 0.1681 | 0.7333 | 0.023423 | 0.42488 | 0.26822 | 0
6483 | 1 | 8.8929e-05 | 3.8484e-05 | 0 | 1.4098e-05 | 0.00011416 | 0 | 0.1682 | 0.7137 | 0.026063 | 0.42581 | 0.34396 | 0
6484 | 1 | 8.6386e-05 | 5.0363e-05 | 0 | 3.7595e-05 | 0.00011416 | 0 | 0.1752 | 0.699 | 0.020124 | 0.4212 | 0.21317 | 0
6485 | 1 | 8.8271e-05 | 6.0576e-05 | 0 | 9.3987e-05 | 0.00011416 | 0 | 0.1856 | 0.6921 | 0.022928 | 0.42212 | 0.062162 | 0
6486 | 1 | 0.00010063 | 6.9605e-05 | 0 | 0.0001821 | 0.00011416 | 0 | 0.1919 | 0.6885 | 0.036949 | 0.42212 | 0.0016155 | 0
6487 | 1 | 0.00012267 | 6.3647e-05 | 0 | 0.0001586 | 0.00011416 | 0 | 0.1931 | 0.6705 | 0.13015 | 0.44147 | 0.011446 | 0
6488 | 1 | 0.00014471 | 0 | 0 | 0.00014685 | 0.00011416 | 0.16 | 0.1801 | 0.5451 | 0.17155 | 0.45346 | 0.11501 | 0.032236
6489 | 1 | 0.00015019 | 0 | 0 | 0.00016448 | 0.00011416 | 0.33 | 0.2 | 0.6129 | 0.17782 | 0.46175 | 0.15168 | 0.1285
6490 | 1 | 0.00015526 | 0 | 0 | 0.00018797 | 0.00011416 | 0.5 | 0.2116 | 0.6862 | 0.17315 | 0.46636 | 0.091868 | 0.054689
6491 | 1 | 0.00015672 | 0 | 0 | 0.00020677 | 0.00011416 | 0.57 | 0.1956 | 0.8234 | 0.15764 | 0.46175 | 0.028393 | 0.30342
6492 | 1 | 0.00015478 | 0 | 0.00010177 | 0.00018797 | 0.00011416 | 0.78 | 0.1777 | 0.8638 | 0.15901 | 0.47926 | 0.0013373 | 0.41175
6493 | 1 | 0.00015172 | 0 | 0.00017803 | 0.00019032 | 0.00011416 | 0.77 | 0.1669 | 0.8632 | 0.13642 | 0.4765 | 0.071033 | 0.42264
6494 | 1 | 0.00014477 | 0 | 0.00020519 | 0.00021382 | 0.00011416 | 0.36 | 0.1636 | 0.8491 | 0.10172 | 0.46452 | 0.29571 | 0.27952
6495 | 1 | 0.0001416 | 0 | 0.00018996 | 0.00022322 | 0.00011416 | 0.03 | 0.1677 | 0.8478 | 0.099852 | 0.4682 | 0.37996 | 0.80145
6496 | 1 | 0.00014421 | 0 | 0.00013755 | 0.00022322 | 0.00011416 | 0.14 | 0.1786 | 0.8367 | 0.092759 | 0.46728 | 0.23473 | 0.58557
6497 | 1 | 0.00014915 | 0 | 4.3397e-05 | 0.00016448 | 0.00011416 | 0.06 | 0.1912 | 0.7468 | 0.094683 | 0.47373 | 0.068347 | 0.27459
6498 | 1 | 0.00014916 | 0 | 0 | 0.00011748 | 0.00011416 | 0.01 | 0.2063 | 0.7417 | 0.11508 | 0.48571 | 0.0016847 | 0
6499 | 1 | 0.0001489 | 0 | 0 | 8.8113e-05 | 0.00011416 | 0 | 0.2425 | 0.8148 | 0.15511 | 0.4894 | 0.013496 | 0
6500 | 1 | 0.00016252 | 0 | 0 | 5.8742e-05 | 0.00011416 | 0 | 0.2522 | 0.814 | 0.23715 | 0.49032 | 0.12916 | 0
6501 | 1 | 0.00016161 | 0 | 0 | 3.7595e-05 | 0.00011416 | 0 | 0.2405 | 0.7852 | 0.22104 | 0.4894 | 0.16727 | 0
6502 | 1 | 0.00014271 | 0 | 0 | 2.3497e-05 | 0.00011416 | 0 | 0.2326 | 0.7569 | 0.14345 | 0.45991 | 0.099862 | 0
6503 | 1 | 0.00012843 | 0 | 0 | 9.3987e-06 | 0.00011416 | 0 | 0.2246 | 0.7396 | 0.047506 | 0.44147 | 0.030087 | 0
6504 | 1 | 0.00011873 | 6.9568e-06 | 0 | 5.8742e-06 | 0.00011416 | 0 | 0.2142 | 0.7247 | 0.03651 | 0.43594 | 0.0013373 | 0
6505 | 1 | 0.0001095 | 1.7059e-05 | 0 | 2.3497e-06 | 0.00011416 | 0 | 0.2013 | 0.7115 | 0.036235 | 0.43134 | 0.078782 | 0
6506 | 1 | 0.00010301 | 2.5829e-05 | 0 | 1.1748e-06 | 0.00011416 | 0 | 0.187 | 0.7093 | 0.023753 | 0.4341 | 0.32501 | 0
6507 | 1 | 9.9801e-05 | 3.5561e-05 | 0 | 1.4098e-05 | 0.00011416 | 0 | 0.17 | 0.7059 | 0.024138 | 0.43502 | 0.41838 | 0
6508 | 1 | 9.7676e-05 | 4.5663e-05 | 0 | 3.7595e-05 | 0.00011416 | 0 | 0.1495 | 0.6979 | 0.023423 | 0.43779 | 0.25771 | 0
6509 | 1 | 9.8146e-05 | 5.4174e-05 | 0 | 9.3987e-05 | 0.00011416 | 0 | 0.1322 | 0.6921 | 0.025183 | 0.44055 | 0.074929 | 0
6510 | 1 | 0.00010816 | 6.213e-05 | 0 | 0.0001821 | 0.00011416 | 0 | 0.1208 | 0.707 | 0.075219 | 0.42765 | 0.0017558 | 0
6511 | 1 | 0.00012856 | 5.9133e-05 | 0 | 0.0001586 | 0.00011416 | 0 | 0.1095 | 0.7002 | 0.18596 | 0.45069 | 0.015778 | 0
6512 | 1 | 0.00014795 | 2.5533e-06 | 0 | 0.00014685 | 0.00011416 | 0.18 | 0.0795 | 0.6209 | 0.20625 | 0.46728 | 0.14442 | 0.15661
6513 | 1 | 0.0001521 | 0 | 0 | 0.00016448 | 0.00011416 | 0.26 | 0.065 | 0.7657 | 0.22961 | 0.50138 | 0.1839 | 0.41601
6514 | 1 | 0.00015617 | 0 | 0 | 0.00018797 | 0.00011416 | 0.62 | 0.0797 | 0.8884 | 0.24754 | 0.51889 | 0.10831 | 0.49103
6515 | 1 | 0.00015752 | 0 | 0 | 0.00020677 | 0.00011416 | 0.16 | 0.0886 | 0.9266 | 0.2295 | 0.51521 | 0.031847 | 0.75842
6516 | 1 | 0.00015976 | 0 | 0 | 0.00018797 | 0.00011416 | 0.69 | 0.0923 | 0.9552 | 0.24853 | 0.52166 | 0.0013373 | 0.75463
6517 | 1 | 0.00015953 | 0 | 0 | 0.00019032 | 0.00011416 | 0.66 | 0.0995 | 0.9658 | 0.2355 | 0.50507 | 0.084249 | 0.86578
6518 | 1 | 0.0001528 | 0 | 0 | 0.00021382 | 0.00011416 | 0.71 | 0.1082 | 0.9624 | 0.17133 | 0.49585 | 0.34559 | 0.7793
6519 | 1 | 0.0001499 | 0 | 0 | 0.00022322 | 0.00011416 | 0.54 | 0.1182 | 0.9515 | 0.16726 | 0.50599 | 0.44538 | 0.66784
6520 | 1 | 0.00014877 | 0 | 0 | 0.00022322 | 0.00011416 | 0.29 | 0.1344 | 0.9315 | 0.15165 | 0.49124 | 0.27383 | 0.067258
6521 | 1 | 0.00014945 | 0 | 0 | 0.00016448 | 0.00011416 | 0.15 | 0.159 | 0.8894 | 0.14653 | 0.49677 | 0.079544 | 0.069387
6522 | 1 | 0.00014784 | 0 | 0 | 0.00011748 | 0.00011416 | 0.02 | 0.1866 | 0.8478 | 0.14021 | 0.50323 | 0.0018044 | 0.10085
6523 | 1 | 0.00014929 | 0 | 0 | 8.8113e-05 | 0.00011416 | 0 | 0.2137 | 0.8156 | 0.16913 | 0.50507 | 0.017434 | 0
6524 | 1 | 0.00016396 | 0 | 0 | 5.8742e-05 | 0.00011416 | 0 | 0.2178 | 0.814 | 0.22956 | 0.52258 | 0.15523 | 0
6525 | 1 | 0.00016118 | 0 | 0 | 3.7595e-05 | 0.00011416 | 0 | 0.2047 | 0.8009 | 0.20933 | 0.51152 | 0.19557 | 0
6526 | 1 | 0.00014216 | 0 | 0 | 2.3497e-05 | 0.00011416 | 0 | 0.1916 | 0.7843 | 0.11222 | 0.50323 | 0.11419 | 0
6527 | 1 | 0.00012677 | 3.5524e-06 | 0 | 9.3987e-06 | 0.00011416 | 0 | 0.1767 | 0.7569 | 0.042393 | 0.49677 | 0.033057 | 0
6528 | 1 | 0.00011668 | 1.384e-05 | 0 | 5.8742e-06 | 0.00011416 | 0 | 0.1685 | 0.7269 | 0.042448 | 0.48664 | 0.0013373 | 0
6529 | 1 | 0.00010796 | 2.52e-05 | 0 | 2.3497e-06 | 0.00011416 | 0 | 0.1573 | 0.7025 | 0.031011 | 0.48111 | 0.087075 | 0
6530 | 1 | 0.00010001 | 3.8151e-05 | 0 | 1.1748e-06 | 0.00011416 | 0 | 0.1453 | 0.6897 | 0.019739 | 0.47097 | 0.3562 | 0
6531 | 1 | 9.7074e-05 | 4.9734e-05 | 0 | 1.4098e-05 | 0.00011416 | 0 | 0.1351 | 0.6742 | 0.023808 | 0.4765 | 0.4593 | 0
6532 | 1 | 9.4208e-05 | 5.9725e-05 | 0 | 3.7595e-05 | 0.00011416 | 0 | 0.1238 | 0.6557 | 0.026557 | 0.48295 | 0.28213 | 0
6533 | 1 | 9.4813e-05 | 6.8754e-05 | 0 | 9.3987e-05 | 0.00011416 | 0 | 0.1128 | 0.6468 | 0.028647 | 0.4765 | 0.081921 | 0
6534 | 1 | 0.00010429 | 7.7561e-05 | 0 | 0.0001821 | 0.00011416 | 0 | 0.1071 | 0.6379 | 0.061692 | 0.47281 | 0.001829 | 0
6535 | 1 | 0.00012512 | 7.6154e-05 | 0 | 0.0001586 | 0.00011416 | 0 | 0.0992 | 0.643 | 0.17469 | 0.49309 | 0.018303 | 0
6536 | 1 | 0.00014233 | 2.9862e-05 | 0 | 0.00014685 | 0.00011416 | 0.1 | 0.0777 | 0.5733 | 0.2184 | 0.47281 | 0.16083 | 0.065074
6537 | 1 | 0.000151 | 0 | 0 | 0.00016448 | 0.00011416 | 0.19 | 0.0819 | 0.7081 | 0.2333 | 0.46636 | 0.20159 | 0.40008
6538 | 1 | 0.00015494 | 0 | 0 | 0.00018797 | 0.00011416 | 0.57 | 0.0922 | 0.7225 | 0.26035 | 0.46083 | 0.11721 | 0.61346
6539 | 1 | 0.00015678 | 0 | 0 | 0.00020677 | 0.00011416 | 0.7 | 0.0951 | 0.7779 | 0.21543 | 0.47005 | 0.033674 | 0.82736
6540 | 1 | 0.00015907 | 0 | 0 | 0.00018797 | 0.00011416 | 0.04 | 0.098 | 0.7549 | 0.23203 | 0.45806 | 0.0013373 | 0
6541 | 1 | 0.00015854 | 0 | 0 | 0.00019032 | 0.00011416 | 0.58 | 0.0992 | 0.6802 | 0.17908 | 0.4553 | 0.087075 | 0.68704
6542 | 1 | 0.00015054 | 0 | 2.4998e-05 | 0.00021382 | 0.00011416 | 0.66 | 0.1012 | 0.6262 | 0.12069 | 0.44516 | 0.3562 | 0.2199
6543 | 1 | 0.00014607 | 0 | 3.8575e-05 | 0.00022322 | 0.00011416 | 0.56 | 0.1022 | 0.6262 | 0.099742 | 0.45069 | 0.4593 | 0
6544 | 1 | 0.00014735 | 0 | 8.7556e-06 | 0.00022322 | 0.00011416 | 0.48 | 0.0979 | 0.6594 | 0.10623 | 0.45346 | 0.28213 | 0.30495
6545 | 1 | 0.00014863 | 0 | 0 | 0.00016448 | 0.00011416 | 0.27 | 0.0862 | 0.6532 | 0.12229 | 0.44516 | 0.081921 | 0.20908
6546 | 1 | 0.0001475 | 0 | 0 | 0.00011748 | 0.00011416 | 0.06 | 0.0729 | 0.7081 | 0.14219 | 0.45069 | 0.001829 | 0
6547 | 1 | 0.00014875 | 0 | 0 | 8.8113e-05 | 0.00011416 | 0 | 0.0735 | 0.7914 | 0.22258 | 0.447 | 0.018303 | 0
6548 | 1 | 0.00016301 | 0 | 0 | 5.8742e-05 | 0.00011416 | 0 | 0.0703 | 0.7733 | 0.28779 | 0.45899 | 0.16083 | 0
6549 | 1 | 0.00016126 | 0 | 0 | 3.7595e-05 | 0.00011416 | 0 | 0.0647 | 0.7488 | 0.27278 | 0.45806 | 0.20159 | 0
6550 | 1 | 0.00014336 | 0 | 0 | 2.3497e-05 | 0.00011416 | 0 | 0.066 | 0.699 | 0.24463 | 0.45069 | 0.11721 | 0
6551 | 1 | 0.00012914 | 0 | 0 | 9.3987e-06 | 0.00011416 | 0 | 0.0759 | 0.6632 | 0.14103 | 0.43134 | 0.033674 | 0
6552 | 1 | 0.00011948 | 8.0299e-06 | 0 | 5.8742e-06 | 0.00011416 | 0 | 0.0888 | 0.6022 | 0.11503 | 0.41751 | 0.0013373 | 0
6553 | 1 | 0.00011008 | 1.4876e-05 | 0 | 2.3497e-06 | 0.00011416 | 0 | 0.0987 | 0.5747 | 0.083686 | 0.4129 | 0.084249 | 0
6554 | 1 | 0.000103 | 2.4201e-05 | 0 | 1.1748e-06 | 0.00011416 | 0 | 0.1038 | 0.5635 | 0.043273 | 0.40276 | 0.34559 | 0
6555 | 1 | 9.8516e-05 | 3.5228e-05 | 0 | 1.4098e-05 | 0.00011416 | 0 | 0.1114 | 0.5565 | 0.038269 | 0.39816 | 0.44538 | 0
6556 | 1 | 9.5232e-05 | 4.792e-05 | 0 | 3.7595e-05 | 0.00011416 | 0 | 0.1107 | 0.5565 | 0.033925 | 0.39539 | 0.27383 | 0
6557 | 1 | 9.4294e-05 | 6.5201e-05 | 0 | 9.3987e-05 | 0.00011416 | 0 | 0.1127 | 0.5308 | 0.041018 | 0.40461 | 0.079544 | 0
6558 | 1 | 0.00010271 | 8.0151e-05 | 0 | 0.0001821 | 0.00011416 | 0 | 0.1228 | 0.5149 | 0.090339 | 0.40922 | 0.0018044 | 0
6559 | 1 | 0.00012261 | 8.3333e-05 | 0 | 0.0001586 | 0.00011416 | 0 | 0.1294 | 0.5062 | 0.2157 | 0.41106 | 0.017434 | 0
6560 | 1 | 0.00014443 | 1.2396e-05 | 0 | 0.00014685 | 0.00011416 | 0 | 0.0941 | 0.3911 | 0.23291 | 0.41659 | 0.15523 | 0
6561 | 1 | 0.00015035 | 0 | 0 | 0.00016448 | 0.00011416 | 0.38 | 0.0668 | 0.423 | 0.24248 | 0.447 | 0.19557 | 0.35494
6562 | 1 | 0.00015326 | 0 | 0 | 0.00018797 | 0.00011416 | 0.56 | 0.0944 | 0.4376 | 0.24402 | 0.45438 | 0.11419 | 0.58278
6563 | 1 | 0.00015561 | 0 | 0 | 0.00020677 | 0.00011416 | 0.65 | 0.1186 | 0.5265 | 0.22027 | 0.43779 | 0.033057 | 0.7319
6564 | 1 | 0.00015391 | 0 | 0.00010951 | 0.00018797 | 0.00011416 | 0.75 | 0.1382 | 0.5816 | 0.20724 | 0.43687 | 0.0013373 | 0.79742
6565 | 1 | 0.00014908 | 0 | 0.00018374 | 0.00019032 | 0.00011416 | 0.69 | 0.1517 | 0.5593 | 0.17001 | 0.44516 | 0.081485 | 0.52129
6566 | 1 | 0.00014301 | 0 | 0.00021902 | 0.00021382 | 0.00011416 | 0.69 | 0.1625 | 0.5733 | 0.12723 | 0.46912 | 0.3352 | 0.61641
6567 | 1 | 0.00013996 | 0 | 0.00020696 | 0.00022322 | 0.00011416 | 0.56 | 0.173 | 0.6301 | 0.11404 | 0.46083 | 0.43173 | 0.12277
6568 | 1 | 0.00014238 | 0 | 0.00014872 | 0.00022322 | 0.00011416 | 0.23 | 0.1871 | 0.6956 | 0.10672 | 0.44332 | 0.26569 | 0.33856
6569 | 1 | 0.00014843 | 0 | 3.8195e-05 | 0.00016448 | 0.00011416 | 0.28 | 0.1988 | 0.7081 | 0.091329 | 0.45899 | 0.077214 | 0.26428
6570 | 1 | 0.00014853 | 0 | 0 | 0.00011748 | 0.00011416 | 0.06 | 0.2025 | 0.6766 | 0.078188 | 0.46912 | 0.00178 | 0
6571 | 1 | 0.00015035 | 0 | 0 | 8.8113e-05 | 0.00011416 | 0 | 0.2284 | 0.7171 | 0.19404 | 0.47742 | 0.016592 | 0
6572 | 1 | 0.00016368 | 0 | 0 | 5.8742e-05 | 0.00011416 | 0 | 0.2174 | 0.7301 | 0.23319 | 0.49124 | 0.14976 | 0
6573 | 1 | 0.00016168 | 0 | 0 | 3.7595e-05 | 0.00011416 | 0 | 0.1829 | 0.7104 | 0.23313 | 0.48203 | 0.18967 | 0
6574 | 1 | 0.00014302 | 0 | 0 | 2.3497e-05 | 0.00011416 | 0 | 0.1473 | 0.6814 | 0.12987 | 0.47926 | 0.11122 | 0
6575 | 1 | 0.00012573 | 1.5542e-05 | 0 | 9.3987e-06 | 0.00011416 | 0 | 0.1188 | 0.6456 | 0.056194 | 0.46636 | 0.032448 | 0
6576 | 1 | 0.00011494 | 2.9418e-05 | 0 | 5.8742e-06 | 0.00011416 | 0 | 0.0995 | 0.6619 | 0.055534 | 0.45899 | 0.0013373 | 0
6577 | 1 | 0.0001048 | 4.2185e-05 | 0 | 2.3497e-06 | 0.00011416 | 0 | 0.0882 | 0.6417 | 0.032221 | 0.44793 | 0.078782 | 0
6578 | 1 | 9.7891e-05 | 5.3804e-05 | 0 | 1.1748e-06 | 0.00011416 | 0 | 0.0838 | 0.594 | 0.023423 | 0.43871 | 0.32501 | 0
6579 | 1 | 9.2759e-05 | 6.5238e-05 | 0 | 1.4098e-05 | 0.00011416 | 0 | 0.0827 | 0.5816 | 0.022654 | 0.43502 | 0.41838 | 0
6580 | 1 | 9.0292e-05 | 7.782e-05 | 0 | 3.7595e-05 | 0.00011416 | 0 | 0.0833 | 0.5607 | 0.030296 | 0.43779 | 0.25771 | 0
6581 | 1 | 9.0456e-05 | 9.0068e-05 | 0 | 9.3987e-05 | 0.00011416 | 0 | 0.0868 | 0.5536 | 0.033925 | 0.43502 | 0.074929 | 0
6582 | 1 | 9.9953e-05 | 9.8838e-05 | 0 | 0.0001821 | 0.00011416 | 0 | 0.0911 | 0.525 | 0.058008 | 0.43871 | 0.0017558 | 0
6583 | 1 | 0.00012036 | 9.5804e-05 | 0 | 0.0001586 | 0.00011416 | 0 | 0.0921 | 0.4844 | 0.16512 | 0.44424 | 0.015778 | 0
6584 | 1 | 0.00014299 | 2.6606e-05 | 0 | 0.00014685 | 0.00011416 | 0.17 | 0.0638 | 0.4508 | 0.23088 | 0.45438 | 0.14442 | 0.12527
6585 | 1 | 0.00015279 | 0 | 0 | 0.00016448 | 0.00011416 | 0.38 | 0.0626 | 0.4449 | 0.25029 | 0.48111 | 0.1839 | 0.40152
6586 | 1 | 0.0001564 | 0 | 0 | 0.00018797 | 0.00011416 | 0.57 | 0.1092 | 0.3797 | 0.2377 | 0.47189 | 0.10831 | 0.0016046
6587 | 1 | 0.0001579 | 0 | 0 | 0.00020677 | 0.00011416 | 0.28 | 0.1354 | 0.2997 | 0.21939 | 0.4682 | 0.031847 | 0.11495
6588 | 1 | 0.00015962 | 0 | 1.2309e-05 | 0.00018797 | 0.00011416 | 0.33 | 0.1621 | 0.3184 | 0.17782 | 0.48571 | 0.0013373 | 0.21409
6589 | 1 | 0.0001545 | 0 | 0.0001104 | 0.00019032 | 0.00011416 | 0.45 | 0.1868 | 0.3375 | 0.14186 | 0.49493 | 0.071033 | 0.43144
6590 | 1 | 0.00014578 | 0 | 0.0001642 | 0.00021382 | 0.00011416 | 0.2 | 0.2073 | 0.2945 | 0.073789 | 0.49954 | 0.29571 | 0.61388
6591 | 1 | 0.00014113 | 0 | 0.00017131 | 0.00022322 | 0.00011416 | 0.33 | 0.2174 | 0.2337 | 0.059548 | 0.4894 | 0.37996 | 0.60312
6592 | 1 | 0.00014121 | 0 | 0.0001293 | 0.00022322 | 0.00011416 | 0.32 | 0.2166 | 0.1672 | 0.051135 | 0.48848 | 0.23473 | 0.49026
6593 | 1 | 0.00014562 | 0 | 2.7536e-05 | 0.00016448 | 0.00011416 | 0.29 | 0.2042 | 0.1009 | 0.060318 | 0.49217 | 0.068347 | 0.2701
6594 | 1 | 0.00014534 | 0 | 0 | 0.00011748 | 0.00011416 | 0.06 | 0.1837 | 0.061 | 0.064057 | 0.49493 | 0.0016847 | 0
6595 | 1 | 0.00014794 | 0 | 0 | 8.8113e-05 | 0.00011416 | 0 | 0.1962 | 0.0529 | 0.15682 | 0.49677 | 0.013496 | 0
6596 | 1 | 0.00015954 | 0 | 0 | 5.8742e-05 | 0.00011416 | 0 | 0.1883 | 0.0498 | 0.2184 | 0.50876 | 0.12916 | 0
6597 | 1 | 0.00015671 | 0 | 0 | 3.7595e-05 | 0.00011416 | 0 | 0.1711 | 0.0439 | 0.19168 | 0.4977 | 0.16727 | 0
6598 | 1 | 0.00013993 | 0 | 0 | 2.3497e-05 | 0.00011416 | 0 | 0.1562 | 0.0295 | 0.12564 | 0.47834 | 0.099862 | 0
6599 | 1 | 0.00012796 | 1.7762e-06 | 0 | 9.3987e-06 | 0.00011416 | 0 | 0.1497 | 0.0202 | 0.067136 | 0.47558 | 0.030087 | 0
6600 | 1 | 0.00011783 | 1.2544e-05 | 0 | 5.8742e-06 | 0.00011416 | 0 | 0.152 | 0.0186 | 0.06895 | 0.44885 | 0.0013373 | 0
6601 | 1 | 0.0001084 | 2.1129e-05 | 0 | 2.3497e-06 | 0.00011416 | 0 | 0.1561 | 0.0108 | 0.036839 | 0.43226 | 0.06616 | 0
6602 | 1 | 0.00010078 | 2.6939e-05 | 0 | 1.1748e-06 | 0.00011416 | 0 | 0.1572 | 0.0043 | 0.027437 | 0.42765 | 0.27718 | 0
6603 | 1 | 9.5882e-05 | 3.1861e-05 | 0 | 1.4098e-05 | 0.00011416 | 0 | 0.1547 | 0.003 | 0.027877 | 0.43041 | 0.3557 | 0
6604 | 1 | 9.3369e-05 | 3.5746e-05 | 0 | 3.7595e-05 | 0.00011416 | 0 | 0.1501 | 0.0048 | 0.032826 | 0.43134 | 0.2202 | 0
6605 | 1 | 9.2274e-05 | 4.052e-05 | 0 | 9.3987e-05 | 0.00011416 | 0 | 0.1478 | 0.011 | 0.030131 | 0.42488 | 0.06418 | 0
6606 | 1 | 9.3731e-05 | 4.4183e-05 | 0 | 0.0001821 | 0.00011416 | 0 | 0.1418 | 0.0171 | 0.031726 | 0.42857 | 0.0016383 | 0
6607 | 1 | 0.00010047 | 4.3406e-05 | 0 | 0.0001586 | 0.00011416 | 0 | 0.1317 | 0.013 | 0.073019 | 0.43134 | 0.012104 | 0
6608 | 1 | 0.00011364 | 1.7762e-06 | 0 | 0.00014685 | 0.00011416 | 0.07 | 0.0933 | 0.0148 | 0.082696 | 0.46175 | 0.11961 | 0.02935
6609 | 1 | 0.00012573 | 0 | 0 | 0.00016448 | 0.00011416 | 0.03 | 0.0888 | 0.0177 | 0.12762 | 0.48664 | 0.15676 | 0.057219
6610 | 1 | 0.00013488 | 0 | 0 | 0.00018797 | 0.00011416 | 0.06 | 0.1306 | 0.0265 | 0.18046 | 0.49677 | 0.094484 | 0.0016157
6611 | 1 | 0.00013745 | 0 | 0 | 0.00020677 | 0.00011416 | 0.24 | 0.1826 | 0.0323 | 0.15852 | 0.49862 | 0.02895 | 0.25627
6612 | 1 | 0.00013786 | 0 | 0 | 0.00018797 | 0.00011416 | 0.21 | 0.2283 | 0.0225 | 0.13686 | 0.48203 | 0.0013373 | 0.15113
6613 | 1 | 0.00013586 | 0 | 4.8981e-05 | 0.00019032 | 0.00011416 | 0.51 | 0.2577 | 0.0168 | 0.12641 | 0.47465 | 0.057093 | 0.35117
6614 | 1 | 0.0001303 | 0 | 8.616e-05 | 0.00021382 | 0.00011416 | 0.6 | 0.2725 | 0.0229 | 0.071865 | 0.4765 | 0.24249 | 0.2546
6615 | 1 | 0.00012221 | 0 | 8.1973e-05 | 0.00022322 | 0.00011416 | 0.37 | 0.2646 | 0.0276 | 0.040249 | 0.46636 | 0.31032 | 0.51327
6616 | 1 | 0.00012058 | 0 | 3.0581e-05 | 0.00022322 | 0.00011416 | 0.38 | 0.2256 | 0.0392 | 0.043163 | 0.4682 | 0.19297 | 0.15892
6617 | 1 | 0.00012083 | 0 | 0 | 0.00016448 | 0.00011416 | 0.2 | 0.1591 | 0.0862 | 0.061308 | 0.46728 | 0.056361 | 0.039847
6618 | 1 | 0.0001211 | 0 | 0 | 0.00011748 | 0.00011416 | 0.04 | 0.1119 | 0.229 | 0.080497 | 0.46636 | 0.0015481 | 0
6619 | 1 | 0.00012453 | 0 | 0 | 8.8113e-05 | 0.00011416 | 0 | 0.0982 | 0.3868 | 0.14257 | 0.48571 | 0.0096143 | 0
6620 | 1 | 0.00013829 | 0 | 0 | 5.8742e-05 | 0.00011416 | 0 | 0.0836 | 0.4245 | 0.23473 | 0.49585 | 0.10194 | 0
6621 | 1 | 0.00013938 | 0 | 0 | 3.7595e-05 | 0.00011416 | 0 | 0.0804 | 0.364 | 0.2482 | 0.50046 | 0.13708 | 0
6622 | 1 | 0.00012843 | 0 | 0 | 2.3497e-05 | 0.00011416 | 0 | 0.0906 | 0.2828 | 0.18508 | 0.48756 | 0.084313 | 0
6623 | 1 | 0.00011799 | 0 | 0 | 9.3987e-06 | 0.00011416 | 0 | 0.1106 | 0.2577 | 0.12685 | 0.47189 | 0.026764 | 0
6624 | 1 | 0.00010964 | 0 | 0 | 5.8742e-06 | 0.00011416 | 0 | 0.1302 | 0.3037 | 0.090504 | 0.46544 | 0.0013373 | 0
6625 | 1 | 0.00010197 | 0 | 0 | 2.3497e-06 | 0.00011416 | 0 | 0.151 | 0.2564 | 0.084896 | 0.4682 | 0.050866 | 0
6626 | 1 | 9.5639e-05 | 0 | 0 | 1.1748e-06 | 0.00011416 | 0 | 0.175 | 0.1662 | 0.065651 | 0.45899 | 0.21846 | 0
6627 | 1 | 9.1812e-05 | 2.4423e-06 | 0 | 1.4098e-05 | 0.00011416 | 0 | 0.201 | 0.0796 | 0.054709 | 0.44793 | 0.27895 | 0
6628 | 1 | 8.9341e-05 | 8.2889e-06 | 0 | 3.7595e-05 | 0.00011416 | 0 | 0.2263 | 0.0809 | 0.038104 | 0.45253 | 0.17408 | 0
6629 | 1 | 8.7476e-05 | 1.2803e-05 | 0 | 9.3987e-05 | 0.00011416 | 0 | 0.2565 | 0.1711 | 0.029032 | 0.45438 | 0.050934 | 0
6630 | 1 | 8.9148e-05 | 1.4839e-05 | 0 | 0.0001821 | 0.00011416 | 0 | 0.2964 | 0.3556 | 0.027327 | 0.45253 | 0.0014827 | 0
6631 | 1 | 9.327e-05 | 9.6951e-06 | 0 | 0.0001586 | 0.00011416 | 0 | 0.3418 | 0.5789 | 0.019025 | 0.44424 | 0.0079894 | 0
6632 | 1 | 9.5755e-05 | 0 | 0 | 0.00014685 | 0.00011416 | 0.18 | 0.3382 | 0.5479 | 0.022654 | 0.4553 | 0.089897 | 0.085644
6633 | 1 | 0.00010465 | 0 | 0 | 0.00016448 | 0.00011416 | 0.07 | 0.3979 | 0.4917 | 0.038159 | 0.46728 | 0.12346 | 0.010508
6634 | 1 | 0.0001157 | 0 | 0 | 0.00018797 | 0.00011416 | 0.15 | 0.5301 | 0.728 | 0.03618 | 0.46544 | 0.077184 | 0.45209
6635 | 1 | 0.0001196 | 0 | 0 | 0.00020677 | 0.00011416 | 0.59 | 0.5935 | 0.8409 | 0.029637 | 0.44332 | 0.025199 | 0.092753
6636 | 1 | 0.00011673 | 0 | 0.00012106 | 0.00018797 | 0.00011416 | 0.61 | 0.6221 | 0.8977 | 0.040413 | 0.44424 | 0.0013373 | 0.029161
6637 | 1 | 0.00011374 | 0 | 0.00024731 | 0.00019032 | 0.00011416 | 0.64 | 0.6407 | 0.902 | 0.034365 | 0.43594 | 0.041522 | 0.18556
6638 | 1 | 0.00010856 | 0 | 0.00031736 | 0.00021382 | 0.00011416 | 0.36 | 0.6537 | 0.8697 | 0.034145 | 0.43318 | 0.18203 | 0
6639 | 1 | 0.00010105 | 0 | 0.00032383 | 0.00022322 | 0.00011416 | 0.18 | 0.6574 | 0.8777 | 0.047177 | 0.44332 | 0.23148 | 0.0029417
6640 | 1 | 9.9036e-05 | 0 | 0.00026939 | 0.00022322 | 0.00011416 | 0.19 | 0.6423 | 0.9244 | 0.048386 | 0.45438 | 0.14542 | 0
6641 | 1 | 0.00010341 | 0 | 0.00016395 | 0.00016448 | 0.00011416 | 0.07 | 0.5902 | 0.9335 | 0.045142 | 0.45622 | 0.042682 | 0
6642 | 1 | 0.00011215 | 0 | 0 | 0.00011748 | 0.00011416 | 0.02 | 0.5178 | 0.9301 | 0.049431 | 0.45899 | 0.0013779 | 0
6643 | 1 | 0.00011997 | 0 | 0 | 8.8113e-05 | 0.00011416 | 0 | 0.4741 | 0.8904 | 0.064552 | 0.47373 | 0.0057069 | 0
6644 | 1 | 0.00013586 | 0 | 0 | 5.8742e-05 | 0.00011416 | 0 | 0.4512 | 0.8743 | 0.0877 | 0.49032 | 0.072001 | 0
6645 | 1 | 0.00013868 | 0 | 0 | 3.7595e-05 | 0.00011416 | 0 | 0.4378 | 0.8504 | 0.072414 | 0.48111 | 0.10281 | 0
6646 | 1 | 0.0001311 | 0 | 0 | 2.3497e-05 | 0.00011416 | 0 | 0.4411 | 0.8203 | 0.077968 | 0.48387 | 0.066214 | 0
6647 | 1 | 0.00012033 | 0 | 0 | 9.3987e-06 | 0.00011416 | 0 | 0.4496 | 0.7779 | 0.063837 | 0.47834 | 0.022727 | 0
6648 | 1 | 0.00011056 | 0 | 0 | 5.8742e-06 | 0.00011416 | 0 | 0.4653 | 0.7588 | 0.03662 | 0.48203 | 0.0013373 | 0
6649 | 1 | 0.00010383 | 0 | 0 | 2.3497e-06 | 0.00011416 | 0 | 0.4914 | 0.7059 | 0.030901 | 0.49585 | 0.03493 | 0
6650 | 1 | 0.00010011 | 0 | 0 | 1.1748e-06 | 0.00011416 | 0 | 0.5148 | 0.6909 | 0.026447 | 0.52166 | 0.15599 | 0
6651 | 1 | 9.8317e-05 | 0 | 0 | 1.4098e-05 | 0.00011416 | 0 | 0.5314 | 0.6754 | 0.023258 | 0.51889 | 0.19764 | 0
6652 | 1 | 9.8399e-05 | 0 | 0 | 3.7595e-05 | 0.00011416 | 0 | 0.528 | 0.6582 | 0.025898 | 0.54101 | 0.1249 | 0
6653 | 1 | 0.00010215 | 0 | 0 | 9.3987e-05 | 0.00011416 | 0 | 0.5281 | 0.6594 | 0.023753 | 0.53088 | 0.036762 | 0
6654 | 1 | 0.00011592 | 0 | 0 | 0.0001821 | 0.00011416 | 0 | 0.5409 | 0.6921 | 0.045252 | 0.54747 | 0.0012976 | 0
6655 | 1 | 0.00013774 | 0 | 0 | 0.0001586 | 0.00011416 | 0 | 0.5531 | 0.7647 | 0.049321 | 0.553 | 0.0042308 | 0
6656 | 1 | 0.00014953 | 0 | 0 | 0.00014685 | 0.00011416 | 0.2 | 0.552 | 0.7949 | 0.064991 | 0.553 | 0.059529 | 0.17939
6657 | 1 | 0.00015488 | 0 | 0 | 0.00016448 | 0.00011416 | 0.35 | 0.6245 | 0.7269 | 0.063177 | 0.57788 | 0.088053 | 0.47455
6658 | 1 | 0.00016087 | 0 | 0 | 0.00018797 | 0.00011416 | 0.58 | 0.7354 | 0.673 | 0.077363 | 0.59447 | 0.058228 | 0.0098614
6659 | 1 | 0.00015914 | 0 | 8.6033e-05 | 0.00020677 | 0.00011416 | 0.16 | 0.7975 | 0.7958 | 0.085776 | 0.59908 | 0.020871 | 0.0063291
6660 | 1 | 0.00015631 | 0 | 0.00020709 | 0.00018797 | 0.00011416 | 0.12 | 0.8155 | 0.8755 | 0.057184 | 0.60369 | 0.0013373 | 0
6661 | 1 | 0.00015158 | 0 | 0.00028386 | 0.00019032 | 0.00011416 | 0.09 | 0.8055 | 0.8929 | 0.043493 | 0.61567 | 0.026411 | 0
6662 | 1 | 0.00014286 | 0 | 0.00032548 | 0.00021382 | 0.00011416 | 0.04 | 0.7969 | 0.8868 | 0.048166 | 0.63226 | 0.12178 | 0.20953
6663 | 1 | 0.00013959 | 0 | 0.00031317 | 0.00022322 | 0.00011416 | 0.07 | 0.7727 | 0.8203 | 0.048001 | 0.62949 | 0.15333 | 0.005928
6664 | 1 | 0.00014043 | 0 | 0.00025163 | 0.00022322 | 0.00011416 | 0.08 | 0.742 | 0.5279 | 0.043328 | 0.65069 | 0.097883 | 0.0014709
6665 | 1 | 0.00014717 | 0 | 0.00013057 | 0.00016448 | 0.00011416 | 0.1 | 0.7035 | 0.3279 | 0.05251 | 0.66083 | 0.02895 | 0.039357
6666 | 1 | 0.00015139 | 0 | 0 | 0.00011748 | 0.00011416 | 0.04 | 0.6479 | 0.5265 | 0.077913 | 0.65806 | 0.0011832 | 0
6667 | 1 | 0.00015495 | 0 | 0 | 8.8113e-05 | 0.00011416 | 0 | 0.6073 | 0.7081 | 0.14626 | 0.67373 | 0.0025314 | 0
6668 | 1 | 0.00016756 | 0 | 0 | 5.8742e-05 | 0.00011416 | 0 | 0.5958 | 0.7406 | 0.18469 | 0.68295 | 0.043658 | 0
6669 | 1 | 0.0001625 | 0 | 0 | 3.7595e-05 | 0.00011416 | 0 | 0.6022 | 0.7949 | 0.1649 | 0.68756 | 0.068679 | 0
6670 | 1 | 0.0001447 | 0 | 0 | 2.3497e-05 | 0.00011416 | 0 | 0.6037 | 0.7852 | 0.099577 | 0.67373 | 0.047495 | 0
6671 | 1 | 0.00012942 | 0 | 0 | 9.3987e-06 | 0.00011416 | 0 | 0.611 | 0.7723 | 0.05141 | 0.64977 | 0.01828 | 0
6672 | 1 | 0.00012112 | 0 | 0 | 5.8742e-06 | 0.00011416 | 0 | 0.6109 | 0.7215 | 0.037829 | 0.63041 | 0.0013373 | 0
6673 | 1 | 0.00011364 | 0 | 0 | 2.3497e-06 | 0.00011416 | 0 | 0.6019 | 0.6944 | 0.036235 | 0.62488 | 0.020473 | 0
6674 | 1 | 0.00010966 | 0 | 0 | 1.1748e-06 | 0.00011416 | 0 | 0.5896 | 0.707 | 0.033815 | 0.63594 | 0.097428 | 0
6675 | 1 | 0.00010696 | 0 | 0 | 1.4098e-05 | 0.00011416 | 0 | 0.5782 | 0.7385 | 0.03629 | 0.63594 | 0.12191 | 0
6676 | 1 | 0.00010607 | 0 | 0 | 3.7595e-05 | 0.00011416 | 0 | 0.5652 | 0.8484 | 0.03541 | 0.63594 | 0.0786 | 0
6677 | 1 | 0.0001084 | 0 | 0 | 9.3987e-05 | 0.00011416 | 0 | 0.5534 | 0.9504 | 0.034145 | 0.62949 | 0.023356 | 0
6678 | 1 | 0.00011913 | 0 | 0 | 0.0001821 | 0.00011416 | 0 | 0.5381 | 0.9624 | 0.037994 | 0.62765 | 0.0010931 | 0
6679 | 1 | 0.0001411 | 0 | 0 | 0.0001586 | 0.00011416 | 0 | 0.5272 | 0.9736 | 0.067631 | 0.64793 | 0.0015239 | 0
6680 | 1 | 0.00015135 | 0 | 0 | 0.00014685 | 0.00011416 | 0.1 | 0.5171 | 0.972 | 0.060483 | 0.64885 | 0.032819 | 0.18782
6681 | 1 | 0.00015637 | 0 | 0 | 0.00016448 | 0.00011416 | 0.37 | 0.6145 | 0.967 | 0.065651 | 0.6765 | 0.054893 | 0.16644
6682 | 1 | 0.00016052 | 0 | 0 | 0.00018797 | 0.00011416 | 0.34 | 0.6831 | 0.9576 | 0.062242 | 0.67834 | 0.039629 | 0.16234
6683 | 1 | 0.0001629 | 0 | 0 | 0.00020677 | 0.00011416 | 0.35 | 0.6926 | 0.9628 | 0.053995 | 0.68387 | 0.016293 | 0.27687
6684 | 1 | 0.0001636 | 0 | 3.2865e-05 | 0.00018797 | 0.00011416 | 0.55 | 0.6743 | 0.9786 | 0.047232 | 0.68479 | 0.0013373 | 0.16137
6685 | 1 | 0.00015957 | 0 | 0.00010177 | 0.00019032 | 0.00011416 | 0.51 | 0.6548 | 0.9777 | 0.048276 | 0.67926 | 0.015499 | 0.22414
6686 | 1 | 0.00015125 | 0 | 0.00012829 | 0.00021382 | 0.00011416 | 0.36 | 0.6385 | 0.9822 | 0.039754 | 0.67558 | 0.076556 | 0.40636
6687 | 1 | 0.00014754 | 0 | 0.00011217 | 0.00022322 | 0.00011416 | 0.45 | 0.6152 | 0.9878 | 0.035135 | 0.66912 | 0.095102 | 0.50668
6688 | 1 | 0.00014941 | 0 | 5.6975e-05 | 0.00022322 | 0.00011416 | 0.41 | 0.5762 | 0.9897 | 0.042228 | 0.68111 | 0.062032 | 0.32848
6689 | 1 | 0.00015245 | 0 | 0 | 0.00016448 | 0.00011416 | 0.22 | 0.5122 | 0.9836 | 0.059328 | 0.6894 | 0.018534 | 0.11657
6690 | 1 | 0.00015028 | 0 | 0 | 0.00011748 | 0.00011416 | 0.05 | 0.4055 | 0.9765 | 0.075548 | 0.71613 | 0.0010078 | 0
6691 | 1 | 0.00015258 | 0 | 0 | 8.8113e-05 | 0.00011416 | 0 | 0.3356 | 0.9624 | 0.1616 | 0.71521 | 0.00082711 | 0
6692 | 1 | 0.00016607 | 0 | 0 | 5.8742e-05 | 0.00011416 | 0 | 0.3002 | 0.9412 | 0.28245 | 0.71336 | 0.023942 | 0
6693 | 1 | 0.00016195 | 0 | 0 | 3.7595e-05 | 0.00011416 | 0 | 0.2731 | 0.9229 | 0.29587 | 0.70599 | 0.043087 | 0
6694 | 1 | 0.0001425 | 6.6977e-06 | 0 | 2.3497e-05 | 0.00011416 | 0 | 0.2502 | 0.9125 | 0.20135 | 0.6765 | 0.032684 | 0
6695 | 1 | 0.00012436 | 2.2684e-05 | 0 | 9.3987e-06 | 0.00011416 | 0 | 0.2343 | 0.8958 | 0.13779 | 0.6765 | 0.014455 | 0
6696 | 1 | 0.00011297 | 3.6153e-05 | 0 | 5.8742e-06 | 0.00011416 | 0 | 0.2175 | 0.868 | 0.058723 | 0.65714 | 0.0013373 | 0
6697 | 1 | 0.00010298 | 4.8734e-05 | 0 | 2.3497e-06 | 0.00011416 | 0 | 0.203 | 0.8294 | 0.047946 | 0.64055 | 0.010683 | 0
6698 | 1 | 9.5596e-05 | 6.3906e-05 | 0 | 1.1748e-06 | 0.00011416 | 0 | 0.1895 | 0.7761 | 0.031946 | 0.61751 | 0.055732 | 0
6699 | 1 | 9.1082e-05 | 8.0151e-05 | 0 | 1.4098e-05 | 0.00011416 | 0 | 0.1761 | 0.7488 | 0.032716 | 0.60184 | 0.068513 | 0
6700 | 1 | 8.8078e-05 | 9.1918e-05 | 0 | 3.7595e-05 | 0.00011416 | 0 | 0.1578 | 0.7115 | 0.030186 | 0.59724 | 0.045444 | 0
6701 | 1 | 8.8648e-05 | 0.00010076 | 0 | 9.3987e-05 | 0.00011416 | 0 | 0.143 | 0.6681 | 0.049046 | 0.60922 | 0.013684 | 0
6702 | 1 | 9.8331e-05 | 0.00010864 | 0 | 0.0001821 | 0.00011416 | 0 | 0.1331 | 0.6116 | 0.092374 | 0.62857 | 0.00091137 | 0
6703 | 1 | 0.00011935 | 0.00010864 | 0 | 0.0001586 | 0.00011416 | 0 | 0.1197 | 0.555 | 0.22544 | 0.64793 | 0.00032027 | 0
6704 | 1 | 0.00013831 | 5.8911e-05 | 0 | 0.00014685 | 0.00011416 | 0.18 | 0.0922 | 0.4493 | 0.26134 | 0.63502 | 0.015602 | 0.14861
6705 | 1 | 0.00015267 | 0 | 0 | 0.00016448 | 0.00011416 | 0.34 | 0.0736 | 0.3103 | 0.26107 | 0.63041 | 0.031318 | 0.30392
6706 | 1 | 0.00015651 | 0 | 0 | 0.00018797 | 0.00011416 | 0.54 | 0.0596 | 0.3403 | 0.25139 | 0.647 | 0.025484 | 0.51404
6707 | 1 | 0.0001583 | 0 | 0 | 0.00020677 | 0.00011416 | 0.62 | 0.0542 | 0.374 | 0.25397 | 0.65346 | 0.012438 | 0.62117
6708 | 1 | 0.00016028 | 0 | 0 | 0.00018797 | 0.00011416 | 0.55 | 0.0552 | 0.3911 | 0.2454 | 0.66083 | 0.0013373 | 0.34794
6709 | 1 | 0.0001603 | 0 | 0 | 0.00019032 | 0.00011416 | 0.68 | 0.0578 | 0.3868 | 0.235 | 0.65714 | 0.0075296 | 0.32805
6710 | 1 | 0.00015307 | 0 | 0 | 0.00021382 | 0.00011416 | 0.66 | 0.0622 | 0.3782 | 0.19063 | 0.62396 | 0.041581 | 0.57967
6711 | 1 | 0.00014799 | 0 | 0 | 0.00022322 | 0.00011416 | 0.59 | 0.0696 | 0.3612 | 0.13587 | 0.61659 | 0.050571 | 0.47393
6712 | 1 | 0.00014717 | 0 | 0 | 0.00022322 | 0.00011416 | 0.45 | 0.0812 | 0.3265 | 0.12207 | 0.61567 | 0.034124 | 0.37741
6713 | 1 | 0.00014709 | 0 | 0 | 0.00016448 | 0.00011416 | 0.19 | 0.1034 | 0.2919 | 0.13823 | 0.62028 | 0.010357 | 0.33465
6714 | 1 | 0.0001454 | 0 | 0 | 0.00011748 | 0.00011416 | 0.05 | 0.1432 | 0.3334 | 0.13845 | 0.61751 | 0.00083588 | 0
6715 | 1 | 0.0001492 | 0 | 0 | 8.8113e-05 | 0.00011416 | 0 | 0.1964 | 0.3725 | 0.1925 | 0.60461 | 0.00010522 | 0
6716 | 1 | 0.00016335 | 3.4784e-06 | 0 | 5.8742e-05 | 0.00011416 | 0 | 0.2062 | 0.3669 | 0.246 | 0.60553 | 0.01035 | 0
6717 | 1 | 0.00015489 | 2.4682e-05 | 0 | 3.7595e-05 | 0.00011416 | 0 | 0.1931 | 0.3306 | 0.22654 | 0.59539 | 0.023329 | 0
6718 | 1 | 0.00013272 | 4.4812e-05 | 0 | 2.3497e-05 | 0.00011416 | 0 | 0.1736 | 0.2651 | 0.1258 | 0.58618 | 0.020362 | 0
6719 | 1 | 0.00011513 | 6.3869e-05 | 0 | 9.3987e-06 | 0.00011416 | 0 | 0.1664 | 0.1925 | 0.065706 | 0.56866 | 0.010909 | 0
6720 | 1 | 0.00010349 | 7.7487e-05 | 0 | 5.8742e-06 | 0.00011416 | 0 | 0.1714 | 0.1325 | 0.040304 | 0.553 | 0.0013373 | 0
6721 | 1 | 9.3468e-05 | 8.7478e-05 | 0 | 2.3497e-06 | 0.00011416 | 0 | 0.1757 | 0.0952 | 0.029032 | 0.53456 | 0.0050674 | 0
6722 | 1 | 8.6943e-05 | 9.8135e-05 | 0 | 1.1748e-06 | 0.00011416 | 0 | 0.1722 | 0.0758 | 0.027162 | 0.5235 | 0.030055 | 0
6723 | 1 | 8.4e-05 | 0.00010709 | 0 | 1.4098e-05 | 0.00011416 | 0 | 0.1646 | 0.0667 | 0.025678 | 0.52166 | 0.036072 | 0
6724 | 1 | 8.2218e-05 | 0.00011371 | 0 | 3.7595e-05 | 0.00011416 | 0 | 0.156 | 0.0621 | 0.027877 | 0.51982 | 0.024859 | 0
6725 | 1 | 8.3476e-05 | 0.00011904 | 0 | 9.3987e-05 | 0.00011416 | 0 | 0.1487 | 0.0633 | 0.024853 | 0.51889 | 0.0076188 | 0
6726 | 1 | 9.5024e-05 | 0.00012441 | 0 | 0.0001821 | 0.00011416 | 0 | 0.1446 | 0.0667 | 0.043603 | 0.52627 | 0.00076468 | 0
6727 | 1 | 0.00011473 | 0.00012348 | 0 | 0.0001586 | 0.00011416 | 0 | 0.1411 | 0.0709 | 0.14158 | 0.54839 | 1.7578e-05 | 0
6728 | 1 | 0.00013493 | 7.1344e-05 | 0 | 0.00014685 | 0.00011416 | 0.11 | 0.1223 | 0.065 | 0.21438 | 0.56037 | 0.0064322 | 0.10992
6729 | 1 | 0.00015049 | 8.5479e-06 | 0 | 0.00016448 | 0.00011416 | 0.17 | 0.1099 | 0.0268 | 0.22566 | 0.5871 | 0.01683 | 0.1335
6730 | 1 | 0.00015475 | 0 | 0 | 0.00018797 | 0.00011416 | 0.41 | 0.0857 | 0.0117 | 0.21207 | 0.58157 | 0.015976 | 0.5028
6731 | 1 | 0.00015694 | 0 | 0 | 0.00020677 | 0.00011416 | 0.4 | 0.057 | 0.0048 | 0.19497 | 0.59078 | 0.00951 | 0.83278
6732 | 1 | 0.00015839 | 0 | 0 | 0.00018797 | 0.00011416 | 0.43 | 0.0404 | 0.0009 | 0.19223 | 0.59355 | 0.0013373 | 0.63383
6733 | 1 | 0.00015796 | 0 | 0 | 0.00019032 | 0.00011416 | 0.24 | 0.0364 | 0.0001 | 0.21532 | 0.59355 | 0.0042568 | 0.71665
6734 | 1 | 0.00015085 | 0 | 0 | 0.00021382 | 0.00011416 | 0.45 | 0.0378 | 0.0001 | 0.19701 | 0.56313 | 0.026119 | 0.60275
6735 | 1 | 0.00014546 | 0 | 0 | 0.00022322 | 0.00011416 | 0.45 | 0.045 | 0.0009 | 0.17831 | 0.57327 | 0.031154 | 0.62191
6736 | 1 | 0.00014494 | 0 | 0 | 0.00022322 | 0.00011416 | 0.45 | 0.059 | 0.0048 | 0.16336 | 0.56313 | 0.021683 | 0.49784
6737 | 1 | 0.00014531 | 0 | 0 | 0.00016448 | 0.00011416 | 0.25 | 0.0843 | 0.0162 | 0.16979 | 0.55484 | 0.0066753 | 0.27689
6738 | 1 | 0.00014351 | 0 | 0 | 0.00011748 | 0.00011416 | 0.05 | 0.1305 | 0.0406 | 0.17617 | 0.56313 | 0.00073737 | 0
6739 | 1 | 0.0001475 | 0 | 0 | 8.8113e-05 | 0.00011416 | 0 | 0.1938 | 0.0896 | 0.27294 | 0.57051 | 5.3757e-06 | 0
6740 | 1 | 0.0001591 | 1.4691e-05 | 0 | 5.8742e-05 | 0.00011416 | 0 | 0.2109 | 0.1711 | 0.28366 | 0.56129 | 0.0051952 | 0
6741 | 1 | 0.00015133 | 3.3304e-05 | 0 | 3.7595e-05 | 0.00011416 | 0 | 0.2033 | 0.2651 | 0.22857 | 0.54286 | 0.014612 | 0
6742 | 1 | 0.00013095 | 4.9808e-05 | 0 | 2.3497e-05 | 0.00011416 | 0 | 0.1899 | 0.3252 | 0.12152 | 0.52903 | 0.014416 | 0
6743 | 1 | 0.0001129 | 6.5053e-05 | 0 | 9.3987e-06 | 0.00011416 | 0 | 0.1734 | 0.343 | 0.048001 | 0.51613 | 0.0089859 | 0
6744 | 1 | 0.00010292 | 7.9522e-05 | 0 | 5.8742e-06 | 0.00011416 | 0 | 0.1522 | 0.3197 | 0.044042 | 0.51152 | 0.0013373 | 0
6745 | 1 | 9.3145e-05 | 9.3546e-05 | 0 | 2.3497e-06 | 0.00011416 | 0 | 0.1316 | 0.2867 | 0.042723 | 0.5106 | 0.0059748 | 0
6746 | 1 | 8.5304e-05 | 0.00010646 | 0 | 1.1748e-06 | 0.00011416 | 0 | 0.1127 | 0.2688 | 0.028977 | 0.5106 | 0.034368 | 0
6747 | 1 | 8.1554e-05 | 0.00011719 | 0 | 1.4098e-05 | 0.00011416 | 0 | 0.0984 | 0.2676 | 0.030571 | 0.5023 | 0.041482 | 0
6748 | 1 | 7.8981e-05 | 0.00012478 | 0 | 3.7595e-05 | 0.00011416 | 0 | 0.0861 | 0.2701 | 0.029527 | 0.50783 | 0.028332 | 0
6749 | 1 | 7.9854e-05 | 0.00012977 | 0 | 9.3987e-05 | 0.00011416 | 0 | 0.0744 | 0.2764 | 0.037389 | 0.4977 | 0.0086474 | 0
6750 | 1 | 8.8925e-05 | 0.00013466 | 0 | 0.0001821 | 0.00011416 | 0 | 0.0694 | 0.3037 | 0.072799 | 0.50323 | 0.00079265 | 0
6751 | 1 | 0.00010768 | 0.00013536 | 0 | 0.0001586 | 0.00011416 | 0 | 0.0669 | 0.3669 | 0.15923 | 0.50968 | 4.1009e-05 | 0
6752 | 1 | 0.00012571 | 8.6146e-05 | 0 | 0.00014685 | 0.00011416 | 0.16 | 0.0519 | 0.3157 | 0.22472 | 0.52903 | 0.0078515 | 0.040694
6753 | 1 | 0.00014435 | 1.5246e-05 | 0 | 0.00016448 | 0.00011416 | 0.39 | 0.033 | 0.2153 | 0.2234 | 0.54009 | 0.019261 | 0.12942
6754 | 1 | 0.00015064 | 0 | 0 | 0.00018797 | 0.00011416 | 0.56 | 0.0274 | 0.2854 | 0.23451 | 0.5447 | 0.017646 | 0.36091
6755 | 1 | 0.00015185 | 0 | 0 | 0.00020677 | 0.00011416 | 0.64 | 0.0327 | 0.3711 | 0.22643 | 0.553 | 0.010054 | 0.74717
6756 | 1 | 0.00015241 | 0 | 0 | 0.00018797 | 0.00011416 | 0.61 | 0.04 | 0.3472 | 0.21257 | 0.5659 | 0.0013373 | 0.84402
6757 | 1 | 0.00015247 | 0 | 0 | 0.00019032 | 0.00011416 | 0.4 | 0.044 | 0.343 | 0.20262 | 0.56221 | 0.0093331 | 0.47571
6758 | 1 | 0.00014606 | 0 | 0 | 0.00021382 | 0.00011416 | 0.66 | 0.0467 | 0.3598 | 0.12652 | 0.57327 | 0.04974 | 0.43167
6759 | 1 | 0.00014172 | 0 | 0 | 0.00022322 | 0.00011416 | 0.58 | 0.0485 | 0.3754 | 0.095178 | 0.56682 | 0.0609 | 0.55304
6760 | 1 | 0.00014025 | 0 | 0 | 0.00022322 | 0.00011416 | 0.39 | 0.0481 | 0.3911 | 0.089569 | 0.55668 | 0.040656 | 0.26996
6761 | 1 | 0.00013949 | 0 | 0 | 0.00016448 | 0.00011416 | 0.26 | 0.049 | 0.3868 | 0.1026 | 0.55392 | 0.012279 | 0.26364
6762 | 1 | 0.00013781 | 0 | 0 | 0.00011748 | 0.00011416 | 0.04 | 0.0648 | 0.4946 | 0.13724 | 0.56129 | 0.00088065 | 0
6763 | 1 | 0.00014169 | 0 | 0 | 8.8113e-05 | 0.00011416 | 0 | 0.0766 | 0.6494 | 0.22285 | 0.57327 | 0.0002153 | 0
6764 | 1 | 0.00015371 | 6.8828e-06 | 0 | 5.8742e-05 | 0.00011416 | 0 | 0.0726 | 0.7204 | 0.29147 | 0.56959 | 0.013328 | 0
6765 | 1 | 0.00014648 | 2.7753e-05 | 0 | 3.7595e-05 | 0.00011416 | 0 | 0.0728 | 0.7258 | 0.26458 | 0.55853 | 0.027934 | 0
6766 | 1 | 0.00012983 | 4.3036e-05 | 0 | 2.3497e-05 | 0.00011416 | 0 | 0.0829 | 0.6681 | 0.14472 | 0.54562 | 0.023343 | 0
6767 | 1 | 0.00011557 | 5.4655e-05 | 0 | 9.3987e-06 | 0.00011416 | 0 | 0.0987 | 0.5789 | 0.091054 | 0.53456 | 0.01181 | 0
6768 | 1 | 0.00010521 | 6.6792e-05 | 0 | 5.8742e-06 | 0.00011416 | 0 | 0.1164 | 0.5663 | 0.083631 | 0.54194 | 0.0013373 | 0
6769 | 1 | 9.5069e-05 | 7.7968e-05 | 0 | 2.3497e-06 | 0.00011416 | 0 | 0.1341 | 0.5844 | 0.063892 | 0.52258 | 0.015499 | 0
6770 | 1 | 8.72e-05 | 8.8514e-05 | 0 | 1.1748e-06 | 0.00011416 | 0 | 0.1468 | 0.6089 | 0.037444 | 0.51889 | 0.076556 | 0
6771 | 1 | 8.1803e-05 | 9.7506e-05 | 0 | 1.4098e-05 | 0.00011416 | 0 | 0.1515 | 0.6049 | 0.024083 | 0.51152 | 0.095102 | 0
6772 | 1 | 7.8142e-05 | 0.00010494 | 0 | 3.7595e-05 | 0.00011416 | 0 | 0.1503 | 0.6089 | 0.022599 | 0.50691 | 0.062032 | 0
6773 | 1 | 7.5925e-05 | 0.00011027 | 0 | 9.3987e-05 | 0.00011416 | 0 | 0.1517 | 0.6196 | 0.020179 | 0.50323 | 0.018534 | 0
6774 | 1 | 7.7696e-05 | 0.00011575 | 0 | 0.0001821 | 0.00011416 | 0 | 0.1548 | 0.6301 | 0.025898 | 0.49954 | 0.0010078 | 0
6775 | 1 | 8.4595e-05 | 0.00011697 | 0 | 0.0001586 | 0.00011416 | 0 | 0.1614 | 0.5967 | 0.042998 | 0.50046 | 0.00082711 | 0
6776 | 1 | 0.00010094 | 5.6098e-05 | 0 | 0.00014685 | 0.00011416 | 0.16 | 0.1452 | 0.5789 | 0.057459 | 0.50968 | 0.023942 | 0.098046
6777 | 1 | 0.00012219 | 0 | 0 | 0.00016448 | 0.00011416 | 0.37 | 0.1089 | 0.6392 | 0.075329 | 0.53272 | 0.043087 | 0.13273
6778 | 1 | 0.00013109 | 0 | 0 | 0.00018797 | 0.00011416 | 0.38 | 0.1314 | 0.6392 | 0.12146 | 0.53641 | 0.032684 | 0.36026
6779 | 1 | 0.00013301 | 0 | 0 | 0.00020677 | 0.00011416 | 0.47 | 0.164 | 0.6182 | 0.12685 | 0.53548 | 0.014455 | 0.75834
6780 | 1 | 0.00013278 | 0 | 0 | 0.00018797 | 0.00011416 | 0.74 | 0.1727 | 0.6262 | 0.12251 | 0.54009 | 0.0013373 | 0.55683
6781 | 1 | 0.00013215 | 0 | 1.9161e-05 | 0.00019032 | 0.00011416 | 0.76 | 0.1731 | 0.6327 | 0.11019 | 0.51521 | 0.023914 | 0.00156
6782 | 1 | 0.00012745 | 0 | 5.4183e-05 | 0.00021382 | 0.00011416 | 0.4 | 0.1719 | 0.6196 | 0.079507 | 0.52535 | 0.11161 | 0.50497
6783 | 1 | 0.00012075 | 0 | 4.4032e-05 | 0.00022322 | 0.00011416 | 0.4 | 0.1688 | 0.6076 | 0.036565 | 0.52811 | 0.14018 | 0.42056
6784 | 1 | 0.0001186 | 0 | 0 | 0.00022322 | 0.00011416 | 0.43 | 0.1658 | 0.5844 | 0.032991 | 0.52995 | 0.089831 | 0.20036
6785 | 1 | 0.00011796 | 0 | 0 | 0.00016448 | 0.00011416 | 0.11 | 0.1613 | 0.538 | 0.040798 | 0.53641 | 0.026617 | 0.018642
6786 | 1 | 0.00011835 | 0 | 0 | 0.00011748 | 0.00011416 | 0.01 | 0.1726 | 0.6826 | 0.049046 | 0.54654 | 0.0011466 | 0
6787 | 1 | 0.00012419 | 0 | 0 | 8.8113e-05 | 0.00011416 | 0 | 0.1996 | 0.7385 | 0.12421 | 0.54931 | 0.0020875 | 0
6788 | 1 | 0.0001385 | 0 | 0 | 5.8742e-05 | 0.00011416 | 0 | 0.2034 | 0.7013 | 0.187 | 0.56406 | 0.039075 | 0
6789 | 1 | 0.00013781 | 0 | 0 | 3.7595e-05 | 0.00011416 | 0 | 0.1985 | 0.6582 | 0.19673 | 0.56866 | 0.062917 | 0
6790 | 1 | 0.00012669 | 9.251e-07 | 0 | 2.3497e-05 | 0.00011416 | 0 | 0.1941 | 0.643 | 0.11514 | 0.53825 | 0.044234 | 0
6791 | 1 | 0.00011421 | 1.2507e-05 | 0 | 9.3987e-06 | 0.00011416 | 0 | 0.1888 | 0.6417 | 0.069445 | 0.52627 | 0.017467 | 0
6792 | 1 | 0.00010411 | 2.2202e-05 | 0 | 5.8742e-06 | 0.00011416 | 0 | 0.1884 | 0.6301 | 0.039754 | 0.50138 | 0.0013373 | 0
6793 | 1 | 9.5525e-05 | 3.0491e-05 | 0 | 2.3497e-06 | 0.00011416 | 0 | 0.1904 | 0.6102 | 0.029692 | 0.50046 | 0.036507 | 0
6794 | 1 | 8.8521e-05 | 3.7078e-05 | 0 | 1.1748e-06 | 0.00011416 | 0 | 0.1865 | 0.5719 | 0.031506 | 0.49954 | 0.16225 | 0
6795 | 1 | 8.3878e-05 | 4.2333e-05 | 0 | 1.4098e-05 | 0.00011416 | 0 | 0.1808 | 0.5522 | 0.029087 | 0.47926 | 0.20577 | 0
6796 | 1 | 8.1489e-05 | 4.8512e-05 | 0 | 3.7595e-05 | 0.00011416 | 0 | 0.1742 | 0.5479 | 0.028757 | 0.48295 | 0.12983 | 0
6797 | 1 | 8.0513e-05 | 5.3915e-05 | 0 | 9.3987e-05 | 0.00011416 | 0 | 0.1642 | 0.5593 | 0.031781 | 0.48387 | 0.038187 | 0
6798 | 1 | 8.0953e-05 | 5.7948e-05 | 0 | 0.0001821 | 0.00011416 | 0 | 0.1562 | 0.5719 | 0.027657 | 0.48387 | 0.0013174 | 0
6799 | 1 | 8.4607e-05 | 5.6172e-05 | 0 | 0.0001586 | 0.00011416 | 0 | 0.1505 | 0.5844 | 0.028812 | 0.48387 | 0.0045725 | 0
6800 | 1 | 9.3885e-05 | 9.9171e-06 | 0 | 0.00014685 | 0.00011416 | 0.03 | 0.1184 | 0.5607 | 0.024303 | 0.48479 | 0.062499 | 0.015065
6801 | 1 | 0.00010476 | 0 | 0 | 0.00016448 | 0.00011416 | 0.14 | 0.0989 | 0.5422 | 0.040029 | 0.49585 | 0.091599 | 0.29868
6802 | 1 | 0.00011352 | 0 | 0 | 0.00018797 | 0.00011416 | 0.53 | 0.1199 | 0.6619 | 0.067136 | 0.50876 | 0.060161 | 0.28389
6803 | 1 | 0.00011809 | 0 | 0 | 0.00020677 | 0.00011416 | 0.49 | 0.1419 | 0.729 | 0.093913 | 0.51336 | 0.021325 | 0
6804 | 1 | 0.0001192 | 0 | 0 | 0.00018797 | 0.00011416 | 0.66 | 0.1662 | 0.7539 | 0.099082 | 0.5106 | 0.0013373 | 0.0015934
6805 | 1 | 0.00012062 | 0 | 0 | 0.00019032 | 0.00011416 | 0.52 | 0.1883 | 0.7396 | 0.078243 | 0.50415 | 0.052888 | 0.35247
6806 | 1 | 0.00011933 | 0 | 0 | 0.00021382 | 0.00011416 | 0.52 | 0.2038 | 0.7126 | 0.063287 | 0.50046 | 0.22628 | 0.15174
6807 | 1 | 0.0001124 | 0 | 0 | 0.00022322 | 0.00011416 | 0.39 | 0.2101 | 0.6885 | 0.051795 | 0.4894 | 0.28916 | 0.64964
6808 | 1 | 0.00010787 | 0 | 0 | 0.00022322 | 0.00011416 | 0.25 | 0.2061 | 0.6705 | 0.037774 | 0.49124 | 0.18023 | 0.29153
6809 | 1 | 0.00010601 | 0 | 0 | 0.00016448 | 0.00011416 | 0.08 | 0.1814 | 0.5926 | 0.03387 | 0.49677 | 0.052702 | 0.23927
6810 | 1 | 0.00010627 | 0 | 0 | 0.00011748 | 0.00011416 | 0.03 | 0.1506 | 0.6129 | 0.058723 | 0.49585 | 0.0015043 | 0
6811 | 1 | 0.000114 | 0 | 0 | 8.8113e-05 | 0.00011416 | 0 | 0.14 | 0.673 | 0.12069 | 0.49677 | 0.0085089 | 0
6812 | 1 | 0.00012861 | 0 | 0 | 5.8742e-05 | 0.00011416 | 0 | 0.1359 | 0.6717 | 0.1991 | 0.53456 | 0.0938 | 0
6813 | 1 | 0.00013058 | 0 | 0 | 3.7595e-05 | 0.00011416 | 0 | 0.1373 | 0.6102 | 0.20449 | 0.53917 | 0.12789 | 0
6814 | 1 | 0.00012342 | 0 | 0 | 2.3497e-05 | 0.00011416 | 0 | 0.1367 | 0.5844 | 0.14367 | 0.53364 | 0.079513 | 0
6815 | 1 | 0.00011506 | 0 | 0 | 9.3987e-06 | 0.00011416 | 0 | 0.1407 | 0.5761 | 0.11398 | 0.50415 | 0.025714 | 0
6816 | 1 | 0.00010721 | 0 | 0 | 5.8742e-06 | 0.00011416 | 0 | 0.1439 | 0.5775 | 0.096278 | 0.49493 | 0.0013373 | 0
6817 | 1 | 9.8691e-05 | 4.2925e-06 | 0 | 2.3497e-06 | 0.00011416 | 0 | 0.1458 | 0.5775 | 0.083191 | 0.4977 | 0.071033 | 0
6818 | 1 | 9.1207e-05 | 1.2951e-05 | 0 | 1.1748e-06 | 0.00011416 | 0 | 0.1439 | 0.5649 | 0.03409 | 0.51244 | 0.29571 | 0
6819 | 1 | 8.6956e-05 | 2.2313e-05 | 0 | 1.4098e-05 | 0.00011416 | 0 | 0.1403 | 0.5508 | 0.031671 | 0.51613 | 0.37996 | 0
6820 | 1 | 8.4096e-05 | 3.1009e-05 | 0 | 3.7595e-05 | 0.00011416 | 0 | 0.1408 | 0.5437 | 0.037059 | 0.52258 | 0.23473 | 0
6821 | 1 | 8.2694e-05 | 3.8669e-05 | 0 | 9.3987e-05 | 0.00011416 | 0 | 0.1426 | 0.5522 | 0.026942 | 0.52442 | 0.068347 | 0
6822 | 1 | 8.4041e-05 | 4.5404e-05 | 0 | 0.0001821 | 0.00011416 | 0 | 0.1459 | 0.5733 | 0.057019 | 0.51429 | 0.0016847 | 0
6823 | 1 | 8.8947e-05 | 4.6773e-05 | 0 | 0.0001586 | 0.00011416 | 0 | 0.1514 | 0.5775 | 0.099797 | 0.52166 | 0.013496 | 0
6824 | 1 | 9.9602e-05 | 0 | 0 | 0.00014685 | 0.00011416 | 0.18 | 0.1398 | 0.5649 | 0.065266 | 0.52535 | 0.12916 | 0.018018
6825 | 1 | 0.00010764 | 0 | 0 | 0.00016448 | 0.00011416 | 0.22 | 0.1386 | 0.5926 | 0.083191 | 0.52903 | 0.16727 | 0.13573
6826 | 1 | 0.00011743 | 0 | 0 | 0.00018797 | 0.00011416 | 0.21 | 0.1665 | 0.6632 | 0.12014 | 0.54194 | 0.099862 | 0.029473
6827 | 1 | 0.00012216 | 0 | 0 | 0.00020677 | 0.00011416 | 0.34 | 0.1867 | 0.6979 | 0.10233 | 0.54101 | 0.030087 | 0.0016491
6828 | 1 | 0.00012342 | 0 | 0 | 0.00018797 | 0.00011416 | 0.52 | 0.1972 | 0.6802 | 0.08638 | 0.54378 | 0.0013373 | 0
6829 | 1 | 0.0001257 | 0 | 0 | 0.00019032 | 0.00011416 | 0.22 | 0.2047 | 0.6532 | 0.066751 | 0.53456 | 0.092915 | 0.012603
6830 | 1 | 0.00012307 | 0 | 1.4339e-05 | 0.00021382 | 0.00011416 | 0.05 | 0.2167 | 0.634 | 0.050036 | 0.53272 | 0.37805 | 0.30837
6831 | 1 | 0.00011571 | 0 | 2.7916e-06 | 0.00022322 | 0.00011416 | 0.39 | 0.2348 | 0.6235 | 0.050421 | 0.52719 | 0.48802 | 0
6832 | 1 | 0.00011181 | 0 | 0 | 0.00022322 | 0.00011416 | 0.24 | 0.2481 | 0.6102 | 0.047726 | 0.53456 | 0.29924 | 0
6833 | 1 | 0.0001101 | 0 | 0 | 0.00016448 | 0.00011416 | 0.01 | 0.247 | 0.5236 | 0.054599 | 0.54009 | 0.086816 | 0.25372
6834 | 1 | 0.00011141 | 0 | 0 | 0.00011748 | 0.00011416 | 0.03 | 0.2341 | 0.5885 | 0.060813 | 0.55945 | 0.0018789 | 0
6835 | 1 | 0.00011959 | 0 | 0 | 8.8113e-05 | 0.00011416 | 0 | 0.2383 | 0.7059 | 0.1092 | 0.57604 | 0.020128 | 0
6836 | 1 | 0.00013634 | 0 | 0 | 5.8742e-05 | 0.00011416 | 0 | 0.2387 | 0.6956 | 0.14257 | 0.58525 | 0.17244 | 0
6837 | 1 | 0.00013721 | 0 | 0 | 3.7595e-05 | 0.00011416 | 0 | 0.2321 | 0.6814 | 0.13845 | 0.60369 | 0.214 | 0
6838 | 1 | 0.00012657 | 0 | 0 | 2.3497e-05 | 0.00011416 | 0 | 0.228 | 0.6619 | 0.11481 | 0.58618 | 0.12342 | 0
6839 | 1 | 0.00011386 | 8.4369e-06 | 0 | 9.3987e-06 | 0.00011416 | 0 | 0.229 | 0.6262 | 0.055534 | 0.5659 | 0.03493 | 0
6840 | 1 | 0.00010216 | 2.0685e-05 | 0 | 5.8742e-06 | 0.00011416 | 0 | 0.2344 | 0.5967 | 0.038324 | 0.53733 | 0.0013373 | 0
6841 | 1 | 9.3056e-05 | 3.1009e-05 | 0 | 2.3497e-06 | 0.00011416 | 0 | 0.2401 | 0.5649 | 0.028317 | 0.5318 | 0.1154 | 0
6842 | 1 | 8.656e-05 | 4.0964e-05 | 0 | 1.1748e-06 | 0.00011416 | 0 | 0.2477 | 0.5236 | 0.019739 | 0.52627 | 0.46157 | 0
6843 | 1 | 8.3714e-05 | 4.9067e-05 | 0 | 1.4098e-05 | 0.00011416 | 0 | 0.2573 | 0.4815 | 0.017265 | 0.5235 | 0.59791 | 0
6844 | 1 | 8.2026e-05 | 5.6394e-05 | 0 | 3.7595e-05 | 0.00011416 | 0 | 0.2548 | 0.439 | 0.021499 | 0.51521 | 0.36456 | 0
6845 | 1 | 8.4672e-05 | 6.4646e-05 | 0 | 9.3987e-05 | 0.00011416 | 0 | 0.2537 | 0.407 | 0.022764 | 0.51521 | 0.10548 | 0
6846 | 1 | 9.7395e-05 | 7.3564e-05 | 0 | 0.0001821 | 0.00011416 | 0 | 0.2541 | 0.442 | 0.049816 | 0.53917 | 0.0020606 | 0
6847 | 1 | 0.00011907 | 7.9818e-05 | 0 | 0.0001586 | 0.00011416 | 0 | 0.246 | 0.4786 | 0.081872 | 0.55023 | 0.027465 | 0
6848 | 1 | 0.0001394 | 4.4368e-05 | 0 | 0.00014685 | 0.00011416 | 0.1 | 0.2365 | 0.439 | 0.13064 | 0.57696 | 0.21744 | 0.052795
6849 | 1 | 0.0001516 | 0 | 0 | 0.00016448 | 0.00011416 | 0.27 | 0.2482 | 0.3811 | 0.13367 | 0.58618 | 0.26141 | 0.067671
6850 | 1 | 0.00015546 | 0 | 0 | 0.00018797 | 0.00011416 | 0.57 | 0.2513 | 0.5337 | 0.14351 | 0.59447 | 0.14684 | 0.26909
6851 | 1 | 0.00015628 | 0 | 0 | 0.00020677 | 0.00011416 | 0.46 | 0.2329 | 0.5004 | 0.13928 | 0.58249 | 0.039572 | 0.72618
6852 | 1 | 0.0001591 | 0 | 0 | 0.00018797 | 0.00011416 | 0.38 | 0.2228 | 0.4566 | 0.092484 | 0.57972 | 0.0013373 | 0.44045
6853 | 1 | 0.00015914 | 0 | 0 | 0.00019032 | 0.00011416 | 0.45 | 0.2264 | 0.4434 | 0.076318 | 0.56682 | 0.13351 | 0
6854 | 1 | 0.0001515 | 0 | 0 | 0.00021382 | 0.00011416 | 0.62 | 0.2391 | 0.4712 | 0.066586 | 0.56866 | 0.5282 | 0.0015711
6855 | 1 | 0.00014678 | 0 | 0 | 0.00022322 | 0.00011416 | 0.04 | 0.2553 | 0.5308 | 0.11536 | 0.56682 | 0.68575 | 0
6856 | 1 | 0.0001455 | 0 | 0 | 0.00022322 | 0.00011416 | 0.07 | 0.2661 | 0.594 | 0.077088 | 0.5659 | 0.41662 | 0.084741
6857 | 1 | 0.00014527 | 0 | 0 | 0.00016448 | 0.00011416 | 0.14 | 0.2701 | 0.6182 | 0.085006 | 0.5659 | 0.12033 | 0.033975
6858 | 1 | 0.00014459 | 0 | 0 | 0.00011748 | 0.00011416 | 0.02 | 0.2614 | 0.6778 | 0.095068 | 0.56959 | 0.0021973 | 0
6859 | 1 | 0.00014703 | 1.8798e-05 | 0 | 8.8113e-05 | 0.00011416 | 0 | 0.2786 | 0.7247 | 0.23896 | 0.58894 | 0.033674 | 0
6860 | 1 | 0.00015536 | 4.3184e-05 | 0 | 5.8742e-05 | 0.00011416 | 0 | 0.2844 | 0.7137 | 0.21268 | 0.57512 | 0.25398 | 0
6861 | 1 | 0.00014684 | 6.2685e-05 | 0 | 3.7595e-05 | 0.00011416 | 0 | 0.2766 | 0.6874 | 0.17826 | 0.56682 | 0.29924 | 0
6862 | 1 | 0.0001256 | 7.8079e-05 | 0 | 2.3497e-05 | 0.00011416 | 0 | 0.2647 | 0.6693 | 0.074394 | 0.52074 | 0.16527 | 0
6863 | 1 | 0.0001083 | 9.1289e-05 | 0 | 9.3987e-06 | 0.00011416 | 0 | 0.2555 | 0.6301 | 0.039809 | 0.51244 | 0.043128 | 0
6864 | 1 | 9.6636e-05 | 0.00010443 | 0 | 5.8742e-06 | 0.00011416 | 0 | 0.2499 | 0.5872 | 0.0342 | 0.49677 | 0.0013373 | 0
6865 | 1 | 8.6538e-05 | 0.00011741 | 0 | 2.3497e-06 | 0.00011416 | 0 | 0.2472 | 0.5663 | 0.029307 | 0.47926 | 0.15342 | 0
6866 | 1 | 7.9494e-05 | 0.00013014 | 0 | 1.1748e-06 | 0.00011416 | 0 | 0.2489 | 0.538 | 0.027547 | 0.4682 | 0.60096 | 0
6867 | 1 | 7.5165e-05 | 0.0001448 | 0 | 1.4098e-05 | 0.00011416 | 0 | 0.2485 | 0.512 | 0.021939 | 0.46636 | 0.7818 | 0
6868 | 1 | 7.2197e-05 | 0.00015723 | 0 | 3.7595e-05 | 0.00011416 | 0 | 0.2462 | 0.499 | 0.018585 | 0.46452 | 0.47341 | 0
6869 | 1 | 7.2452e-05 | 0.00016848 | 0 | 9.3987e-05 | 0.00011416 | 0 | 0.2474 | 0.4975 | 0.029417 | 0.46267 | 0.13651 | 0
6870 | 1 | 8.1585e-05 | 0.00017917 | 0 | 0.0001821 | 0.00011416 | 0 | 0.2588 | 0.4902 | 0.036894 | 0.46912 | 0.0023399 | 0
6871 | 1 | 0.00010201 | 0.00018831 | 0 | 0.0001586 | 0.00011416 | 0 | 0.2698 | 0.4303 | 0.070655 | 0.49585 | 0.040754 | 0
6872 | 1 | 0.00012097 | 0.00014865 | 0 | 0.00014685 | 0.00011416 | 0.16 | 0.2716 | 0.2739 | 0.091494 | 0.50968 | 0.29439 | 0.13546
6873 | 1 | 0.00013633 | 8.6146e-05 | 0 | 0.00016448 | 0.00011416 | 0.41 | 0.2848 | 0.2054 | 0.13724 | 0.50968 | 0.34057 | 0.37553
6874 | 1 | 0.00015098 | 2.1906e-05 | 0 | 0.00018797 | 0.00011416 | 0.6 | 0.2757 | 0.3024 | 0.12536 | 0.51797 | 0.18518 | 0.6058
6875 | 1 | 0.00015664 | 0 | 0 | 0.00020677 | 0.00011416 | 0.69 | 0.2654 | 0.374 | 0.12311 | 0.52627 | 0.04689 | 0.81941
6876 | 1 | 0.00015847 | 0 | 0 | 0.00018797 | 0.00011416 | 0.75 | 0.2598 | 0.317 | 0.10678 | 0.52627 | 0.0013373 | 0.92487
6877 | 1 | 0.00015644 | 0 | 0 | 0.00019032 | 0.00011416 | 0.75 | 0.2604 | 0.288 | 0.081267 | 0.51152 | 0.16191 | 0.81861
6878 | 1 | 0.00014907 | 0 | 0 | 0.00021382 | 0.00011416 | 0.72 | 0.2664 | 0.2932 | 0.061363 | 0.50876 | 0.63184 | 0.80042
6879 | 1 | 0.00014482 | 0 | 0 | 0.00022322 | 0.00011416 | 0.62 | 0.2752 | 0.3211 | 0.046407 | 0.50876 | 0.8226 | 0.69892
6880 | 1 | 0.00014383 | 0 | 0 | 0.00022322 | 0.00011416 | 0.46 | 0.2852 | 0.3811 | 0.038984 | 0.5106 | 0.4975 | 0.53034
6881 | 1 | 0.00014377 | 0 | 0 | 0.00016448 | 0.00011416 | 0.24 | 0.2863 | 0.4288 | 0.041953 | 0.51889 | 0.14337 | 0.26587
6882 | 1 | 0.00014232 | 0 | 0 | 0.00011748 | 0.00011416 | 0.03 | 0.2861 | 0.5607 | 0.085611 | 0.53548 | 0.0023987 | 0
6883 | 1 | 0.00013867 | 5.2028e-05 | 0 | 8.8113e-05 | 0.00011416 | 0 | 0.3041 | 0.6468 | 0.19811 | 0.53088 | 0.043843 | 0
6884 | 1 | 0.00014819 | 8.1816e-05 | 0 | 5.8742e-05 | 0.00011416 | 0 | 0.2984 | 0.6209 | 0.21708 | 0.54747 | 0.31169 | 0
6885 | 1 | 0.00013838 | 0.0001092 | 0 | 3.7595e-05 | 0.00011416 | 0 | 0.2852 | 0.5954 | 0.1572 | 0.54286 | 0.35811 | 0
6886 | 1 | 0.00011466 | 0.00013969 | 0 | 2.3497e-05 | 0.00011416 | 0 | 0.2701 | 0.5705 | 0.074394 | 0.49032 | 0.19357 | 0
6887 | 1 | 9.6154e-05 | 0.0001616 | 0 | 9.3987e-06 | 0.00011416 | 0 | 0.2575 | 0.5365 | 0.045197 | 0.47005 | 0.048455 | 0
6888 | 1 | 8.3675e-05 | 0.00018014 | 0 | 5.8742e-06 | 0.00011416 | 0 | 0.2417 | 0.5149 | 0.033211 | 0.47373 | 0.0013373 | 0
6889 | 1 | 7.1954e-05 | 0.00019701 | 0 | 2.3497e-06 | 0.00011416 | 0 | 0.2233 | 0.5077 | 0.027657 | 0.46544 | 0.16627 | 0
6890 | 1 | 6.3899e-05 | 0.00021133 | 0 | 1.1748e-06 | 0.00011416 | 0 | 0.2053 | 0.4975 | 0.024193 | 0.46175 | 0.64767 | 0
6891 | 1 | 5.9652e-05 | 0.00022362 | 0 | 1.4098e-05 | 0.00011416 | 0 | 0.186 | 0.4742 | 0.026667 | 0.46728 | 0.84353 | 0
6892 | 1 | 5.6977e-05 | 0.00023453 | 0 | 3.7595e-05 | 0.00011416 | 0 | 0.1705 | 0.4888 | 0.026942 | 0.47005 | 0.50985 | 0
6893 | 1 | 5.7621e-05 | 0.0002436 | 0 | 9.3987e-05 | 0.00011416 | 0 | 0.1579 | 0.4917 | 0.026063 | 0.47005 | 0.14689 | 0
6894 | 1 | 6.7659e-05 | 0.00025037 | 0 | 0.0001821 | 0.00011416 | 0 | 0.1462 | 0.5236 | 0.032881 | 0.46636 | 0.0024284 | 0
6895 | 1 | 8.8045e-05 | 0.00025555 | 0 | 0.0001586 | 0.00011416 | 0 | 0.1371 | 0.5536 | 0.1368 | 0.4682 | 0.045444 | 0
6896 | 1 | 0.00010941 | 0.00020619 | 0 | 0.00014685 | 0.00011416 | 0.15 | 0.1068 | 0.4815 | 0.21081 | 0.48295 | 0.32058 | 0.12799
6897 | 1 | 0.0001283 | 0.00012456 | 0 | 0.00016448 | 0.00011416 | 0.39 | 0.0678 | 0.3389 | 0.25788 | 0.4977 | 0.3671 | 0.33439
6898 | 1 | 0.00014786 | 3.5672e-05 | 0 | 0.00018797 | 0.00011416 | 0.57 | 0.0577 | 0.357 | 0.24759 | 0.51336 | 0.19786 | 0.55201
6899 | 1 | 0.00015492 | 0 | 0 | 0.00020677 | 0.00011416 | 0.68 | 0.0502 | 0.3768 | 0.2052 | 0.51336 | 0.04925 | 0.7085
6900 | 1 | 0.00015606 | 0 | 0 | 0.00018797 | 0.00011416 | 0.71 | 0.0485 | 0.3612 | 0.20091 | 0.52811 | 0.0013373 | 0.81429
6901 | 1 | 0.00015594 | 0 | 0 | 0.00019032 | 0.00011416 | 0.65 | 0.0535 | 0.3361 | 0.19899 | 0.52166 | 0.16627 | 0.72868
6902 | 1 | 0.00014951 | 0 | 0 | 0.00021382 | 0.00011416 | 0.66 | 0.0636 | 0.3157 | 0.13141 | 0.51244 | 0.64767 | 0.63714
6903 | 1 | 0.00014557 | 0 | 0 | 0.00022322 | 0.00011416 | 0.59 | 0.0751 | 0.2802 | 0.12141 | 0.51797 | 0.84353 | 0.51708
6904 | 1 | 0.00014467 | 0 | 0 | 0.00022322 | 0.00011416 | 0.36 | 0.0833 | 0.2663 | 0.11321 | 0.52995 | 0.50985 | 0.43443
6905 | 1 | 0.00014489 | 0 | 0 | 0.00016448 | 0.00011416 | 0.21 | 0.087 | 0.301 | 0.11068 | 0.53917 | 0.14689 | 0.24474
6906 | 1 | 0.00014345 | 0 | 0 | 0.00011748 | 0.00011416 | 0.01 | 0.1048 | 0.4027 | 0.16831 | 0.54747 | 0.0024284 | 0
6907 | 1 | 0.00014163 | 4.6995e-05 | 0 | 8.8113e-05 | 0.00011416 | 0 | 0.1246 | 0.4551 | 0.26348 | 0.56129 | 0.045444 | 0
6908 | 1 | 0.00015172 | 6.9864e-05 | 0 | 5.8742e-05 | 0.00011416 | 0 | 0.1227 | 0.439 | 0.30698 | 0.55484 | 0.32058 | 0
6909 | 1 | 0.00014298 | 8.7626e-05 | 0 | 3.7595e-05 | 0.00011416 | 0 | 0.119 | 0.3969 | 0.26118 | 0.5318 | 0.3671 | 0
6910 | 1 | 0.00012248 | 0.0001052 | 0 | 2.3497e-05 | 0.00011416 | 0 | 0.118 | 0.3334 | 0.17249 | 0.50046 | 0.19786 | 0
6911 | 1 | 0.00010487 | 0.00012019 | 0 | 9.3987e-06 | 0.00011416 | 0 | 0.114 | 0.2614 | 0.069335 | 0.48479 | 0.04925 | 0
6912 | 1 | 9.2663e-05 | 0.00013333 | 0 | 5.8742e-06 | 0.00011416 | 0 | 0.1073 | 0.1873 | 0.064002 | 0.47465 | 0.0013373 | 0
6913 | 1 | 8.1685e-05 | 0.00014713 | 0 | 2.3497e-06 | 0.00011416 | 0 | 0.1041 | 0.1242 | 0.047726 | 0.47097 | 0.15342 | 0
6914 | 1 | 7.4503e-05 | 0.00015978 | 0 | 1.1748e-06 | 0.00011416 | 0 | 0.1032 | 0.0709 | 0.043218 | 0.45991 | 0.60096 | 0
6915 | 1 | 7.1314e-05 | 0.00016644 | 0 | 1.4098e-05 | 0.00011416 | 0 | 0.0984 | 0.0303 | 0.046022 | 0.45806 | 0.7818 | 0
6916 | 1 | 6.9838e-05 | 0.00016881 | 0 | 3.7595e-05 | 0.00011416 | 0 | 0.0904 | 0.0222 | 0.042503 | 0.4553 | 0.47341 | 0
6917 | 1 | 7.1952e-05 | 0.00017318 | 0 | 9.3987e-05 | 0.00011416 | 0 | 0.0816 | 0.0261 | 0.044977 | 0.4553 | 0.13651 | 0
6918 | 1 | 8.3256e-05 | 0.0001798 | 0 | 0.0001821 | 0.00011416 | 0 | 0.0762 | 0.0239 | 0.084896 | 0.46912 | 0.0023399 | 0
6919 | 1 | 0.00010444 | 0.00018646 | 0 | 0.0001586 | 0.00011416 | 0 | 0.0762 | 0.0344 | 0.23335 | 0.50138 | 0.040754 | 0
6920 | 1 | 0.00012543 | 0.00014017 | 0 | 0.00014685 | 0.00011416 | 0.09 | 0.0726 | 0.0453 | 0.28586 | 0.52258 | 0.29439 | 0.011433
6921 | 1 | 0.00014091 | 7.4193e-05 | 0 | 0.00016448 | 0.00011416 | 0.34 | 0.0502 | 0.028 | 0.30285 | 0.53733 | 0.34057 | 0.38637
6922 | 1 | 0.00015546 | 1.1767e-05 | 0 | 0.00018797 | 0.00011416 | 0.49 | 0.0439 | 0.0545 | 0.30076 | 0.53825 | 0.18518 | 0.21647
6923 | 1 | 0.0001588 | 0 | 0 | 0.00020677 | 0.00011416 | 0.47 | 0.0465 | 0.1161 | 0.28031 | 0.53456 | 0.04689 | 0.35059
6924 | 1 | 0.00015935 | 0 | 0 | 0.00018797 | 0.00011416 | 0.46 | 0.0516 | 0.1403 | 0.2328 | 0.50599 | 0.0013373 | 0.84192
6925 | 1 | 0.00015768 | 0 | 0 | 0.00019032 | 0.00011416 | 0.44 | 0.0553 | 0.1539 | 0.18101 | 0.50507 | 0.14125 | 0.16587
6926 | 1 | 0.00015121 | 0 | 0 | 0.00021382 | 0.00011416 | 0.53 | 0.0547 | 0.1862 | 0.13653 | 0.49862 | 0.55656 | 0
6927 | 1 | 0.00014621 | 0 | 0 | 0.00022322 | 0.00011416 | 0.46 | 0.0529 | 0.2396 | 0.12366 | 0.49862 | 0.72317 | 0.32479
6928 | 1 | 0.00014502 | 0 | 0 | 0.00022322 | 0.00011416 | 0.39 | 0.0563 | 0.2958 | 0.12542 | 0.48664 | 0.43876 | 0.43026
6929 | 1 | 0.00014409 | 0 | 0 | 0.00016448 | 0.00011416 | 0.15 | 0.0673 | 0.3347 | 0.12844 | 0.50691 | 0.12664 | 0.067581
6930 | 1 | 0.00014269 | 0 | 0 | 0.00011748 | 0.00011416 | 0.02 | 0.0865 | 0.4405 | 0.18865 | 0.52442 | 0.0022536 | 0
6931 | 1 | 0.00014692 | 1.4987e-05 | 0 | 8.8113e-05 | 0.00011416 | 0 | 0.1055 | 0.5178 | 0.29021 | 0.51429 | 0.036398 | 0
6932 | 1 | 0.00015205 | 4.274e-05 | 0 | 5.8742e-05 | 0.00011416 | 0 | 0.1178 | 0.5365 | 0.30126 | 0.48756 | 0.26967 | 0
6933 | 1 | 0.00014275 | 6.583e-05 | 0 | 3.7595e-05 | 0.00011416 | 0 | 0.1393 | 0.5279 | 0.26387 | 0.46359 | 0.31535 | 0
6934 | 1 | 0.00012496 | 7.7302e-05 | 0 | 2.3497e-05 | 0.00011416 | 0 | 0.1673 | 0.4961 | 0.17716 | 0.45069 | 0.17305 | 0
6935 | 1 | 0.00011042 | 8.7441e-05 | 0 | 9.3987e-06 | 0.00011416 | 0 | 0.1961 | 0.4434 | 0.089405 | 0.4424 | 0.044607 | 0
6936 | 1 | 0.00010067 | 9.6877e-05 | 0 | 5.8742e-06 | 0.00011416 | 0 | 0.2164 | 0.4099 | 0.067961 | 0.46912 | 0.0013373 | 0
6937 | 1 | 9.044e-05 | 0.00010539 | 0 | 2.3497e-06 | 0.00011416 | 0 | 0.232 | 0.4186 | 0.060978 | 0.46728 | 0.11888 | 0
6938 | 1 | 8.2755e-05 | 0.00011401 | 0 | 1.1748e-06 | 0.00011416 | 0 | 0.2492 | 0.4274 | 0.038984 | 0.44885 | 0.47442 | 0
6939 | 1 | 7.8691e-05 | 0.00012004 | 0 | 1.4098e-05 | 0.00011416 | 0 | 0.2628 | 0.4085 | 0.024633 | 0.447 | 0.61484 | 0
6940 | 1 | 7.6713e-05 | 0.00012211 | 0 | 3.7595e-05 | 0.00011416 | 0 | 0.2719 | 0.4012 | 0.032661 | 0.44516 | 0.37461 | 0
6941 | 1 | 7.6021e-05 | 0.00012211 | 0 | 9.3987e-05 | 0.00011416 | 0 | 0.2777 | 0.3998 | 0.027767 | 0.447 | 0.10834 | 0
6942 | 1 | 7.9505e-05 | 0.00011841 | 0 | 0.0001821 | 0.00011416 | 0 | 0.2908 | 0.3825 | 0.029582 | 0.44147 | 0.0020875 | 0
6943 | 1 | 8.8678e-05 | 0.00011231 | 0 | 0.0001586 | 0.00011416 | 0 | 0.3021 | 0.3252 | 0.044482 | 0.44424 | 0.02864 | 0
6944 | 1 | 0.00010275 | 7.3601e-05 | 0 | 0.00014685 | 0.00011416 | 0.03 | 0.2908 | 0.2688 | 0.066256 | 0.44332 | 0.22445 | 0.14114
6945 | 1 | 0.00012256 | 2.2536e-05 | 0 | 0.00016448 | 0.00011416 | 0.35 | 0.273 | 0.2109 | 0.082367 | 0.46544 | 0.2687 | 0.083048
6946 | 1 | 0.00013607 | 0 | 0 | 0.00018797 | 0.00011416 | 0.56 | 0.2941 | 0.2384 | 0.084731 | 0.47926 | 0.15041 | 0.22181
6947 | 1 | 0.00013814 | 0 | 0 | 0.00020677 | 0.00011416 | 0.68 | 0.329 | 0.2688 | 0.070765 | 0.4765 | 0.040267 | 0.64089
6948 | 1 | 0.00013827 | 0 | 0 | 0.00018797 | 0.00011416 | 0.75 | 0.347 | 0.2958 | 0.039864 | 0.4553 | 0.0013373 | 0.43411
6949 | 1 | 0.00013832 | 0 | 0 | 0.00019032 | 0.00011416 | 0.71 | 0.3408 | 0.2905 | 0.033485 | 0.45069 | 0.099011 | 0.72391
6950 | 1 | 0.0001349 | 0 | 0 | 0.00021382 | 0.00011416 | 0.41 | 0.3309 | 0.2777 | 0.044537 | 0.45346 | 0.40079 | 0
6951 | 1 | 0.00012677 | 0 | 0 | 0.00022322 | 0.00011416 | 0.12 | 0.3295 | 0.2905 | 0.030791 | 0.45069 | 0.5179 | 0
6952 | 1 | 0.00012251 | 0 | 0 | 0.00022322 | 0.00011416 | 0.09 | 0.3372 | 0.3143 | 0.025513 | 0.45161 | 0.31703 | 0
6953 | 1 | 0.0001214 | 0 | 0 | 0.00016448 | 0.00011416 | 0.04 | 0.3442 | 0.313 | 0.022049 | 0.45346 | 0.091902 | 0.005148
6954 | 1 | 0.00012234 | 0 | 0 | 0.00011748 | 0.00011416 | 0 | 0.3556 | 0.3854 | 0.038984 | 0.46636 | 0.0019297 | 0
6955 | 1 | 0.00013164 | 0 | 0 | 8.8113e-05 | 0.00011416 | 0 | 0.3433 | 0.4917 | 0.13796 | 0.49862 | 0.022071 | 0
6956 | 1 | 0.00014261 | 0 | 0 | 5.8742e-05 | 0.00011416 | 0 | 0.2998 | 0.5872 | 0.19179 | 0.5106 | 0.18459 | 0
6957 | 1 | 0.00014147 | 0 | 0 | 3.7595e-05 | 0.00011416 | 0 | 0.2691 | 0.6314 | 0.21493 | 0.49585 | 0.2269 | 0
6958 | 1 | 0.00012852 | 7.1788e-06 | 0 | 2.3497e-05 | 0.00011416 | 0 | 0.2581 | 0.6142 | 0.15011 | 0.45806 | 0.12983 | 0
6959 | 1 | 0.00011637 | 1.5986e-05 | 0 | 9.3987e-06 | 0.00011416 | 0 | 0.2595 | 0.5663 | 0.072194 | 0.45622 | 0.036217 | 0
6960 | 1 | 0.00010437 | 2.6051e-05 | 0 | 5.8742e-06 | 0.00011416 | 0 | 0.2609 | 0.5494 | 0.038709 | 0.44977 | 0.0013373 | 0
6961 | 1 | 9.4139e-05 | 3.4932e-05 | 0 | 2.3497e-06 | 0.00011416 | 0 | 0.264 | 0.5607 | 0.026392 | 0.43871 | 0.07614 | 0
6962 | 1 | 8.6629e-05 | 4.2074e-05 | 0 | 1.1748e-06 | 0.00011416 | 0 | 0.2515 | 0.5858 | 0.026667 | 0.4341 | 0.31504 | 0
6963 | 1 | 8.2251e-05 | 4.829e-05 | 0 | 1.4098e-05 | 0.00011416 | 0 | 0.2382 | 0.583 | 0.027107 | 0.43134 | 0.40529 | 0
6964 | 1 | 8.0281e-05 | 5.2102e-05 | 0 | 3.7595e-05 | 0.00011416 | 0 | 0.2126 | 0.5465 | 0.031616 | 0.42212 | 0.24989 | 0
6965 | 1 | 7.9485e-05 | 5.4803e-05 | 0 | 9.3987e-05 | 0.00011416 | 0 | 0.1953 | 0.4888 | 0.028592 | 0.42396 | 0.07269 | 0
6966 | 1 | 8.1237e-05 | 5.6357e-05 | 0 | 0.0001821 | 0.00011416 | 0 | 0.1747 | 0.4581 | 0.025513 | 0.42581 | 0.0017319 | 0
6967 | 1 | 8.4144e-05 | 5.8281e-05 | 0 | 0.0001586 | 0.00011416 | 0 | 0.1585 | 0.4464 | 0.021554 | 0.42857 | 0.014991 | 0
6968 | 1 | 9.1801e-05 | 2.8123e-05 | 0 | 0.00014685 | 0.00011416 | 0 | 0.137 | 0.4143 | 0.05339 | 0.43318 | 0.1392 | 0
6969 | 1 | 0.00010409 | 0 | 0 | 0.00016448 | 0.00011416 | 0.02 | 0.1141 | 0.3444 | 0.070435 | 0.43871 | 0.17824 | 0.0020503
6970 | 1 | 0.00011324 | 0 | 0 | 0.00018797 | 0.00011416 | 0.19 | 0.1199 | 0.423 | 0.082971 | 0.45622 | 0.10544 | 0.016358
6971 | 1 | 0.0001179 | 0 | 0 | 0.00020677 | 0.00011416 | 0.2 | 0.132 | 0.4756 | 0.072194 | 0.45438 | 0.031253 | 0.16469
6972 | 1 | 0.00012003 | 0 | 0 | 0.00018797 | 0.00011416 | 0.58 | 0.1411 | 0.4756 | 0.068455 | 0.45622 | 0.0013373 | 0.13447
6973 | 1 | 0.0001221 | 0 | 0 | 0.00019032 | 0.00011416 | 0.49 | 0.1479 | 0.4361 | 0.079892 | 0.45714 | 0.057093 | 0.0097723
6974 | 1 | 0.00012081 | 0 | 0 | 0.00021382 | 0.00011416 | 0.12 | 0.1528 | 0.4041 | 0.10002 | 0.45714 | 0.24249 | 0.0064517
6975 | 1 | 0.00011333 | 0 | 0 | 0.00022322 | 0.00011416 | 0.06 | 0.156 | 0.3897 | 0.078408 | 0.43779 | 0.31032 | 0.017751
6976 | 1 | 0.00010987 | 0 | 0 | 0.00022322 | 0.00011416 | 0.06 | 0.1503 | 0.4012 | 0.070765 | 0.44424 | 0.19297 | 0
6977 | 1 | 0.00010885 | 0 | 0 | 0.00016448 | 0.00011416 | 0.05 | 0.1317 | 0.439 | 0.11134 | 0.45253 | 0.056361 | 0.019143
6978 | 1 | 0.00011192 | 0 | 0 | 0.00011748 | 0.00011416 | 0.01 | 0.1442 | 0.5913 | 0.1804 | 0.4682 | 0.0015481 | 0
6979 | 1 | 0.00012327 | 0 | 0 | 8.8113e-05 | 0.00011416 | 0 | 0.1801 | 0.7081 | 0.24814 | 0.51152 | 0.0096143 | 0
6980 | 1 | 0.00013552 | 0 | 0 | 5.8742e-05 | 0.00011416 | 0 | 0.203 | 0.7258 | 0.28988 | 0.50599 | 0.10194 | 0
6981 | 1 | 0.00013567 | 6.8458e-06 | 0 | 3.7595e-05 | 0.00011416 | 0 | 0.2137 | 0.6921 | 0.28878 | 0.5023 | 0.13708 | 0
6982 | 1 | 0.00012601 | 1.0953e-05 | 0 | 2.3497e-05 | 0.00011416 | 0 | 0.2113 | 0.6353 | 0.21301 | 0.48664 | 0.084313 | 0
6983 | 1 | 0.00011505 | 1.5727e-05 | 0 | 9.3987e-06 | 0.00011416 | 0 | 0.2086 | 0.6262 | 0.13427 | 0.47834 | 0.026764 | 0
6984 | 1 | 0.00010365 | 2.1721e-05 | 0 | 5.8742e-06 | 0.00011416 | 0 | 0.2001 | 0.6129 | 0.12701 | 0.44977 | 0.0013373 | 0
6985 | 1 | 9.5003e-05 | 2.7568e-05 | 0 | 2.3497e-06 | 0.00011416 | 0 | 0.1909 | 0.5816 | 0.061088 | 0.44424 | 0.041522 | 0
6986 | 1 | 8.9831e-05 | 3.4821e-05 | 0 | 1.1748e-06 | 0.00011416 | 0 | 0.188 | 0.555 | 0.024248 | 0.44055 | 0.18203 | 0
6987 | 1 | 8.7295e-05 | 4.052e-05 | 0 | 1.4098e-05 | 0.00011416 | 0 | 0.1871 | 0.5294 | 0.024688 | 0.43963 | 0.23148 | 0
6988 | 1 | 8.6406e-05 | 4.4294e-05 | 0 | 3.7595e-05 | 0.00011416 | 0 | 0.1852 | 0.5437 | 0.023863 | 0.43594 | 0.14542 | 0
6989 | 1 | 8.9374e-05 | 4.7772e-05 | 0 | 9.3987e-05 | 0.00011416 | 0 | 0.1885 | 0.5913 | 0.023368 | 0.43963 | 0.042682 | 0
6990 | 1 | 0.00010358 | 5.0844e-05 | 0 | 0.0001821 | 0.00011416 | 0 | 0.1937 | 0.643 | 0.041128 | 0.43779 | 0.0013779 | 0
6991 | 1 | 0.00012638 | 5.2953e-05 | 0 | 0.0001586 | 0.00011416 | 0 | 0.1937 | 0.6814 | 0.17205 | 0.46267 | 0.0057069 | 0
6992 | 1 | 0.00014574 | 2.3868e-05 | 0 | 0.00014685 | 0.00011416 | 0.12 | 0.1836 | 0.716 | 0.2521 | 0.48664 | 0.072001 | 0.040527
6993 | 1 | 0.00015453 | 0 | 0 | 0.00016448 | 0.00011416 | 0.35 | 0.1667 | 0.7488 | 0.26772 | 0.49032 | 0.10281 | 0.39835
6994 | 1 | 0.00015856 | 0 | 0 | 0.00018797 | 0.00011416 | 0.52 | 0.1737 | 0.7816 | 0.27866 | 0.49309 | 0.066214 | 0.59371
6995 | 1 | 0.00016028 | 0 | 0 | 0.00020677 | 0.00011416 | 0.7 | 0.1806 | 0.8249 | 0.23412 | 0.50323 | 0.022727 | 0.86328
6996 | 1 | 0.00016161 | 0 | 0 | 0.00018797 | 0.00011416 | 0.8 | 0.1825 | 0.8264 | 0.22208 | 0.5023 | 0.0013373 | 0.87995
6997 | 1 | 0.00016016 | 0 | 0 | 0.00019032 | 0.00011416 | 0.77 | 0.1809 | 0.8203 | 0.19954 | 0.50323 | 0.029075 | 0.86475
6998 | 1 | 0.00015277 | 0 | 0 | 0.00021382 | 0.00011416 | 0.52 | 0.1744 | 0.8124 | 0.1622 | 0.50599 | 0.13256 | 0.10712
6999 | 1 | 0.0001489 | 0 | 0 | 0.00022322 | 0.00011416 | 0.51 | 0.1665 | 0.7888 | 0.15984 | 0.51613 | 0.16727 | 0.24705
7000 | 1 | 0.00014768 | 0 | 0 | 0.00022322 | 0.00011416 | 0.14 | 0.1558 | 0.7588 | 0.15797 | 0.52166 | 0.1064 | 0.014898
7001 | 1 | 0.00014861 | 0 | 0 | 0.00016448 | 0.00011416 | 0.1 | 0.1476 | 0.6742 | 0.17095 | 0.5318 | 0.031417 | 0.042421
7002 | 1 | 0.00014845 | 0 | 0 | 0.00011748 | 0.00011416 | 0.01 | 0.1613 | 0.7333 | 0.24908 | 0.54654 | 0.0012206 | 0
7003 | 1 | 0.00015716 | 0 | 0 | 8.8113e-05 | 0.00011416 | 0 | 0.1979 | 0.7897 | 0.30956 | 0.53548 | 0.0030341 | 0
7004 | 1 | 0.00016684 | 0 | 0 | 5.8742e-05 | 0.00011416 | 0 | 0.2177 | 0.7897 | 0.28812 | 0.53825 | 0.048587 | 0
7005 | 1 | 0.00016048 | 4.8105e-06 | 0 | 3.7595e-05 | 0.00011416 | 0 | 0.2211 | 0.7578 | 0.23643 | 0.53825 | 0.074782 | 0
7006 | 1 | 0.00014054 | 1.6134e-05 | 0 | 2.3497e-05 | 0.00011416 | 0 | 0.2231 | 0.7375 | 0.13697 | 0.5318 | 0.050911 | 0
7007 | 1 | 0.00012359 | 2.5126e-05 | 0 | 9.3987e-06 | 0.00011416 | 0 | 0.2269 | 0.7126 | 0.08836 | 0.52811 | 0.019119 | 0
7008 | 1 | 0.00011269 | 3.2971e-05 | 0 | 5.8742e-06 | 0.00011416 | 0 | 0.2327 | 0.6481 | 0.03453 | 0.50968 | 0.0013373 | 0
7009 | 1 | 0.00010268 | 4.1038e-05 | 0 | 2.3497e-06 | 0.00011416 | 0 | 0.2453 | 0.6089 | 0.024853 | 0.48848 | 0.019404 | 0
7010 | 1 | 9.5892e-05 | 5.0178e-05 | 0 | 1.1748e-06 | 0.00011416 | 0 | 0.2609 | 0.5981 | 0.021554 | 0.48756 | 0.092983 | 0
7011 | 1 | 9.2394e-05 | 5.8874e-05 | 0 | 1.4098e-05 | 0.00011416 | 0 | 0.2792 | 0.5899 | 0.019354 | 0.49585 | 0.11619 | 0
7012 | 1 | 9.0585e-05 | 6.5793e-05 | 0 | 3.7595e-05 | 0.00011416 | 0 | 0.2977 | 0.5926 | 0.01655 | 0.49309 | 0.075076 | 0
7013 | 1 | 9.2394e-05 | 6.8976e-05 | 0 | 9.3987e-05 | 0.00011416 | 0 | 0.3235 | 0.6035 | 0.024578 | 0.49124 | 0.022332 | 0
7014 | 1 | 0.00010417 | 7.0604e-05 | 0 | 0.0001821 | 0.00011416 | 0 | 0.3556 | 0.583 | 0.038214 | 0.49493 | 0.0010757 | 0
7015 | 1 | 0.00012494 | 7.3083e-05 | 0 | 0.0001586 | 0.00011416 | 0 | 0.384 | 0.5635 | 0.051025 | 0.51336 | 0.0013616 | 0
7016 | 1 | 0.00014231 | 5.3619e-05 | 0 | 0.00014685 | 0.00011416 | 0.02 | 0.405 | 0.5451 | 0.078848 | 0.54286 | 0.030893 | 0.0064294
7017 | 1 | 0.00015136 | 2.0204e-05 | 0 | 0.00016448 | 0.00011416 | 0.11 | 0.4251 | 0.4625 | 0.095343 | 0.5788 | 0.052378 | 0
7018 | 1 | 0.00015903 | 0 | 0 | 0.00018797 | 0.00011416 | 0.29 | 0.4478 | 0.5677 | 0.093033 | 0.56866 | 0.038168 | 0.077588
7019 | 1 | 0.00016011 | 0 | 0 | 0.00020677 | 0.00011416 | 0.36 | 0.4456 | 0.6404 | 0.081762 | 0.5576 | 0.015913 | 0.22417
7020 | 1 | 0.00016057 | 0 | 0 | 0.00018797 | 0.00011416 | 0.75 | 0.4453 | 0.5872 | 0.069555 | 0.57696 | 0.0013373 | 0.095728
7021 | 1 | 0.00015982 | 0 | 0 | 0.00019032 | 0.00011416 | 0.45 | 0.4584 | 0.5508 | 0.050421 | 0.56221 | 0.014612 | 0.25036
7022 | 1 | 0.00015329 | 0 | 0 | 0.00021382 | 0.00011416 | 0.03 | 0.4757 | 0.5494 | 0.049761 | 0.57051 | 0.072776 | 0.13551
7023 | 1 | 0.00015013 | 0 | 0 | 0.00022322 | 0.00011416 | 0.03 | 0.4884 | 0.6288 | 0.050091 | 0.56682 | 0.090263 | 0.018007
7024 | 1 | 0.00014805 | 0 | 0 | 0.00022322 | 0.00011416 | 0.31 | 0.4905 | 0.6275 | 0.062572 | 0.56221 | 0.059026 | 0.040103
7025 | 1 | 0.00014772 | 0 | 0 | 0.00016448 | 0.00011416 | 0.17 | 0.4824 | 0.5207 | 0.072909 | 0.55115 | 0.017657 | 0.23341
7026 | 1 | 0.00014769 | 0 | 0 | 0.00011748 | 0.00011416 | 0 | 0.4716 | 0.538 | 0.10244 | 0.56221 | 0.00099127 | 0
7027 | 1 | 0.00015101 | 3.0565e-05 | 0 | 8.8113e-05 | 0.00011416 | 0 | 0.4845 | 0.5494 | 0.11921 | 0.56866 | 0.00071998 | 0
7028 | 1 | 0.00015715 | 5.6209e-05 | 0 | 5.8742e-05 | 0.00011416 | 0 | 0.4859 | 0.5149 | 0.15099 | 0.58341 | 0.022384 | 0
7029 | 1 | 0.00014669 | 7.7894e-05 | 0 | 3.7595e-05 | 0.00011416 | 0 | 0.468 | 0.4961 | 0.11635 | 0.55853 | 0.04095 | 0
7030 | 1 | 0.00012503 | 9.4286e-05 | 0 | 2.3497e-05 | 0.00011416 | 0 | 0.4445 | 0.4727 | 0.037829 | 0.53088 | 0.0314 | 0
7031 | 1 | 0.00010793 | 0.00010731 | 0 | 9.3987e-06 | 0.00011416 | 0 | 0.4098 | 0.4771 | 0.037499 | 0.52258 | 0.014105 | 0
7032 | 1 | 9.5691e-05 | 0.00011993 | 0 | 5.8742e-06 | 0.00011416 | 0 | 0.3756 | 0.5048 | 0.026557 | 0.5023 | 0.0013373 | 0
7033 | 1 | 8.4688e-05 | 0.00013395 | 0 | 2.3497e-06 | 0.00011416 | 0 | 0.3611 | 0.4449 | 0.022983 | 0.4894 | 0.011404 | 0
7034 | 1 | 7.7735e-05 | 0.00014816 | 0 | 1.1748e-06 | 0.00011416 | 0 | 0.354 | 0.3103 | 0.023753 | 0.47558 | 0.058901 | 0
7035 | 1 | 7.2849e-05 | 0.00016045 | 0 | 1.4098e-05 | 0.00011416 | 0 | 0.3565 | 0.2815 | 0.01842 | 0.47281 | 0.072546 | 0
7036 | 1 | 6.9834e-05 | 0.00017311 | 0 | 3.7595e-05 | 0.00011416 | 0 | 0.3541 | 0.2348 | 0.016055 | 0.47189 | 0.047973 | 0
7037 | 1 | 7.0295e-05 | 0.00018587 | 0 | 9.3987e-05 | 0.00011416 | 0 | 0.3375 | 0.1842 | 0.024853 | 0.48018 | 0.014425 | 0
7038 | 1 | 8.0242e-05 | 0.00019638 | 0 | 0.0001821 | 0.00011416 | 0 | 0.3326 | 0.1385 | 0.029802 | 0.48295 | 0.00092699 | 0
7039 | 1 | 0.00010102 | 0.00020663 | 0 | 0.0001586 | 0.00011416 | 0 | 0.3324 | 0.0889 | 0.051355 | 0.47742 | 0.00038361 | 0
7040 | 1 | 0.00012005 | 0.00017821 | 0 | 0.00014685 | 0.00011416 | 0.14 | 0.3325 | 0.0545 | 0.068455 | 0.49862 | 0.01683 | 0.12273
7041 | 1 | 0.00013355 | 0.0001159 | 0 | 0.00016448 | 0.00011416 | 0.43 | 0.3691 | 0.0246 | 0.095013 | 0.50968 | 0.033108 | 0.28915
7042 | 1 | 0.00014917 | 4.4849e-05 | 0 | 0.00018797 | 0.00011416 | 0.65 | 0.3813 | 0.0168 | 0.096882 | 0.52258 | 0.026602 | 0.29425
7043 | 1 | 0.0001588 | 0 | 0 | 0.00020677 | 0.00011416 | 0.76 | 0.3536 | 0.0232 | 0.10062 | 0.53917 | 0.01276 | 0.46526
7044 | 1 | 0.00015951 | 0 | 0 | 0.00018797 | 0.00011416 | 0.65 | 0.3339 | 0.0319 | 0.096662 | 0.5576 | 0.0013373 | 0.78379
7045 | 1 | 0.00015842 | 0 | 0 | 0.00019032 | 0.00011416 | 0.82 | 0.3303 | 0.0545 | 0.068016 | 0.54194 | 0.0099928 | 0.93753
7046 | 1 | 0.00015046 | 0 | 0 | 0.00021382 | 0.00011416 | 0.75 | 0.334 | 0.0987 | 0.045857 | 0.52903 | 0.052679 | 0.89515
7047 | 1 | 0.0001467 | 0 | 0 | 0.00022322 | 0.00011416 | 0.64 | 0.3414 | 0.1548 | 0.046847 | 0.52258 | 0.064631 | 0.34775
7048 | 1 | 0.00014524 | 0 | 0 | 0.00022322 | 0.00011416 | 0.46 | 0.3389 | 0.2 | 0.050256 | 0.54101 | 0.043006 | 0.20071
7049 | 1 | 0.00014515 | 0 | 0 | 0.00016448 | 0.00011416 | 0.23 | 0.3167 | 0.2384 | 0.092099 | 0.54747 | 0.012969 | 0.047424
7050 | 1 | 0.0001356 | 4.3591e-05 | 0 | 0.00011748 | 0.00011416 | 0.01 | 0.2927 | 0.313 | 0.11871 | 0.57235 | 0.00089592 | 0
7051 | 1 | 0.00013525 | 9.3953e-05 | 0 | 8.8113e-05 | 0.00011416 | 0 | 0.2929 | 0.3598 | 0.18942 | 0.59078 | 0.00026432 | 0
7052 | 1 | 0.00014366 | 0.00011841 | 0 | 5.8742e-05 | 0.00011416 | 0 | 0.2823 | 0.4012 | 0.23654 | 0.58433 | 0.014435 | 0
7053 | 1 | 0.000133 | 0.00014054 | 0 | 3.7595e-05 | 0.00011416 | 0 | 0.2623 | 0.439 | 0.17106 | 0.56129 | 0.029594 | 0
7054 | 1 | 0.00011191 | 0.00015841 | 0 | 2.3497e-05 | 0.00011416 | 0 | 0.2453 | 0.4756 | 0.11497 | 0.52442 | 0.024398 | 0
7055 | 1 | 9.5104e-05 | 0.00017311 | 0 | 9.3987e-06 | 0.00011416 | 0 | 0.2316 | 0.5033 | 0.047232 | 0.50138 | 0.012122 | 0
7056 | 1 | 8.3026e-05 | 0.00018805 | 0 | 5.8742e-06 | 0.00011416 | 0 | 0.2213 | 0.4917 | 0.029911 | 0.46636 | 0.0013373 | 0
7057 | 1 | 7.2205e-05 | 0.00020238 | 0 | 2.3497e-06 | 0.00011416 | 0 | 0.2188 | 0.4698 | 0.026008 | 0.47189 | 0.010683 | 0
7058 | 1 | 6.4922e-05 | 0.00021566 | 0 | 1.1748e-06 | 0.00011416 | 0 | 0.2206 | 0.4172 | 0.022818 | 0.45714 | 0.055732 | 0
7059 | 1 | 6.0443e-05 | 0.00022758 | 0 | 1.4098e-05 | 0.00011416 | 0 | 0.2233 | 0.4012 | 0.019519 | 0.45899 | 0.068513 | 0
7060 | 1 | 5.7549e-05 | 0.00023842 | 0 | 3.7595e-05 | 0.00011416 | 0 | 0.2248 | 0.4405 | 0.020729 | 0.4553 | 0.045444 | 0
7061 | 1 | 5.8346e-05 | 0.00024726 | 0 | 9.3987e-05 | 0.00011416 | 0 | 0.2253 | 0.4873 | 0.019629 | 0.45438 | 0.013684 | 0
7062 | 1 | 6.905e-05 | 0.00025392 | 0 | 0.0001821 | 0.00011416 | 0 | 0.2256 | 0.5106 | 0.034695 | 0.45899 | 0.00091137 | 0
7063 | 1 | 8.9438e-05 | 0.00025958 | 0 | 0.0001586 | 0.00011416 | 0 | 0.2245 | 0.4917 | 0.11283 | 0.47926 | 0.00032027 | 0
7064 | 1 | 0.00011222 | 0.00021037 | 0 | 0.00014685 | 0.00011416 | 0.14 | 0.2039 | 0.4186 | 0.16374 | 0.51336 | 0.015602 | 0.11651
7065 | 1 | 0.00013202 | 0.00012263 | 0 | 0.00016448 | 0.00011416 | 0.41 | 0.188 | 0.2676 | 0.15467 | 0.52166 | 0.031318 | 0.39178
7066 | 1 | 0.00014942 | 3.3415e-05 | 0 | 0.00018797 | 0.00011416 | 0.61 | 0.1971 | 0.2841 | 0.12663 | 0.50783 | 0.025484 | 0.62901
7067 | 1 | 0.00015617 | 0 | 0 | 0.00020677 | 0.00011416 | 0.71 | 0.2072 | 0.2528 | 0.092319 | 0.49401 | 0.012438 | 0.78342
7068 | 1 | 0.00015648 | 0 | 0 | 0.00018797 | 0.00011416 | 0.79 | 0.2128 | 0.1936 | 0.085116 | 0.51521 | 0.0013373 | 0.91748
7069 | 1 | 0.00015618 | 0 | 0 | 0.00019032 | 0.00011416 | 0.78 | 0.2181 | 0.1672 | 0.070985 | 0.52166 | 0.012942 | 0.84124
7070 | 1 | 0.00014972 | 0 | 0 | 0.00021382 | 0.00011416 | 0.72 | 0.2238 | 0.1576 | 0.050476 | 0.51613 | 0.065594 | 0.78983
7071 | 1 | 0.00014552 | 0 | 0 | 0.00022322 | 0.00011416 | 0.62 | 0.2283 | 0.1438 | 0.05284 | 0.51613 | 0.081082 | 0.69706
7072 | 1 | 0.00014469 | 0 | 0 | 0.00022322 | 0.00011416 | 0.45 | 0.2278 | 0.1325 | 0.037444 | 0.51521 | 0.053309 | 0.53626
7073 | 1 | 0.0001447 | 0 | 0 | 0.00016448 | 0.00011416 | 0.22 | 0.2082 | 0.1623 | 0.054819 | 0.51429 | 0.015987 | 0.25763
7074 | 1 | 0.00014365 | 0 | 0 | 0.00011748 | 0.00011416 | 0 | 0.1976 | 0.2032 | 0.10909 | 0.52903 | 0.00095877 | 0
7075 | 1 | 0.00015034 | 1.6911e-05 | 0 | 8.8113e-05 | 0.00011416 | 0 | 0.2124 | 0.2098 | 0.2074 | 0.56774 | 0.00053427 | 0
7076 | 1 | 0.00015638 | 4.6218e-05 | 0 | 5.8742e-05 | 0.00011416 | 0 | 0.2045 | 0.201 | 0.23566 | 0.57235 | 0.019475 | 0
7077 | 1 | 0.00014682 | 7.2935e-05 | 0 | 3.7595e-05 | 0.00011416 | 0 | 0.1942 | 0.1842 | 0.21235 | 0.54654 | 0.03689 | 0
7078 | 1 | 0.00012537 | 9.2547e-05 | 0 | 2.3497e-05 | 0.00011416 | 0 | 0.191 | 0.1721 | 0.13147 | 0.5023 | 0.028935 | 0
7079 | 1 | 0.00010839 | 0.00010587 | 0 | 9.3987e-06 | 0.00011416 | 0 | 0.1888 | 0.1368 | 0.060428 | 0.47742 | 0.013421 | 0
7080 | 1 | 9.6212e-05 | 0.00011908 | 0 | 5.8742e-06 | 0.00011416 | 0 | 0.1878 | 0.0973 | 0.037884 | 0.43779 | 0.0013373 | 0
7081 | 1 | 8.5337e-05 | 0.0001324 | 0 | 2.3497e-06 | 0.00011416 | 0 | 0.1892 | 0.0733 | 0.030296 | 0.4341 | 0.016421 | 0
7082 | 1 | 7.8386e-05 | 0.00014309 | 0 | 1.1748e-06 | 0.00011416 | 0 | 0.1893 | 0.055 | 0.020894 | 0.4341 | 0.080465 | 0
7083 | 1 | 7.4752e-05 | 0.00015186 | 0 | 1.4098e-05 | 0.00011416 | 0 | 0.189 | 0.0498 | 0.023753 | 0.43502 | 0.10011 | 0
7084 | 1 | 7.2065e-05 | 0.00016063 | 0 | 3.7595e-05 | 0.00011416 | 0 | 0.1863 | 0.0746 | 0.020344 | 0.43687 | 0.065138 | 0
7085 | 1 | 7.2858e-05 | 0.00016815 | 0 | 9.3987e-05 | 0.00011416 | 0 | 0.1782 | 0.1317 | 0.025953 | 0.43871 | 0.019439 | 0
7086 | 1 | 8.4225e-05 | 0.00017207 | 0 | 0.0001821 | 0.00011416 | 0 | 0.1556 | 0.1914 | 0.05372 | 0.45991 | 0.0010245 | 0
7087 | 1 | 0.00010677 | 0.00017422 | 0 | 0.0001586 | 0.00011416 | 0 | 0.1284 | 0.2384 | 0.18068 | 0.49032 | 0.00094438 | 0
7088 | 1 | 0.00012905 | 0.00013088 | 0 | 0.00014685 | 0.00011416 | 0.06 | 0.1006 | 0.2467 | 0.29345 | 0.54747 | 0.02557 | 0.021261
7089 | 1 | 0.00014713 | 4.4479e-05 | 0 | 0.00016448 | 0.00011416 | 0.09 | 0.0534 | 0.1529 | 0.29092 | 0.55853 | 0.045297 | 0.063213
7090 | 1 | 0.00015859 | 0 | 0 | 0.00018797 | 0.00011416 | 0.21 | 0.0378 | 0.113 | 0.28069 | 0.55023 | 0.034002 | 0.064361
7091 | 1 | 0.00015919 | 0 | 0 | 0.00020677 | 0.00011416 | 0.25 | 0.0398 | 0.0973 | 0.27404 | 0.54839 | 0.014811 | 0.35087
7092 | 1 | 0.00016002 | 0 | 0 | 0.00018797 | 0.00011416 | 0.73 | 0.048 | 0.0809 | 0.26695 | 0.55115 | 0.0013373 | 0.73657
7093 | 1 | 0.00015821 | 0 | 0 | 0.00019032 | 0.00011416 | 0.73 | 0.0626 | 0.0691 | 0.27476 | 0.54839 | 0.020473 | 0.83765
7094 | 1 | 0.00015064 | 0 | 0 | 0.00021382 | 0.00011416 | 0.69 | 0.0757 | 0.0508 | 0.22175 | 0.52995 | 0.097428 | 0.81455
7095 | 1 | 0.00014576 | 0 | 0 | 0.00022322 | 0.00011416 | 0.38 | 0.0769 | 0.0349 | 0.20157 | 0.52811 | 0.12191 | 0.23566
7096 | 1 | 0.00014461 | 0 | 0 | 0.00022322 | 0.00011416 | 0.41 | 0.0882 | 0.0397 | 0.21185 | 0.50968 | 0.0786 | 0.16841
7097 | 1 | 0.00014435 | 0 | 0 | 0.00016448 | 0.00011416 | 0.18 | 0.1284 | 0.0727 | 0.23495 | 0.51336 | 0.023356 | 0.079114
7098 | 1 | 0.0001437 | 0 | 0 | 0.00011748 | 0.00011416 | 0 | 0.1707 | 0.1385 | 0.23517 | 0.50415 | 0.0010931 | 0
7099 | 1 | 0.00015347 | 0 | 0 | 8.8113e-05 | 0.00011416 | 0 | 0.1973 | 0.2726 | 0.28234 | 0.51797 | 0.0015239 | 0
7100 | 1 | 0.0001597 | 1.1027e-05 | 0 | 5.8742e-05 | 0.00011416 | 0 | 0.2039 | 0.5033 | 0.31418 | 0.51521 | 0.032819 | 0
7101 | 1 | 0.00015195 | 2.4312e-05 | 0 | 3.7595e-05 | 0.00011416 | 0 | 0.1976 | 0.6644 | 0.27344 | 0.50599 | 0.054893 | 0
7102 | 1 | 0.00013419 | 3.397e-05 | 0 | 2.3497e-05 | 0.00011416 | 0 | 0.1883 | 0.6582 | 0.18854 | 0.47281 | 0.039629 | 0
7103 | 1 | 0.00011984 | 4.3739e-05 | 0 | 9.3987e-06 | 0.00011416 | 0 | 0.1854 | 0.5789 | 0.077308 | 0.44055 | 0.016293 | 0
7104 | 1 | 0.00010973 | 5.3841e-05 | 0 | 5.8742e-06 | 0.00011416 | 0 | 0.1881 | 0.4786 | 0.037554 | 0.43779 | 0.0013373 | 0
7105 | 1 | 9.9244e-05 | 6.2315e-05 | 0 | 2.3497e-06 | 0.00011416 | 0 | 0.1811 | 0.4172 | 0.021554 | 0.43041 | 0.026411 | 0
7106 | 1 | 8.9763e-05 | 7.312e-05 | 0 | 1.1748e-06 | 0.00011416 | 0 | 0.1663 | 0.4172 | 0.019135 | 0.43318 | 0.12178 | 0
7107 | 1 | 8.4781e-05 | 8.3296e-05 | 0 | 1.4098e-05 | 0.00011416 | 0 | 0.1538 | 0.4085 | 0.01776 | 0.42857 | 0.15333 | 0
7108 | 1 | 8.1365e-05 | 9.214e-05 | 0 | 3.7595e-05 | 0.00011416 | 0 | 0.1409 | 0.3514 | 0.019354 | 0.42949 | 0.097883 | 0
7109 | 1 | 7.8896e-05 | 9.7395e-05 | 0 | 9.3987e-05 | 0.00011416 | 0 | 0.1243 | 0.2984 | 0.017925 | 0.42304 | 0.02895 | 0
7110 | 1 | 8.1121e-05 | 0.00010139 | 0 | 0.0001821 | 0.00011416 | 0 | 0.1068 | 0.2893 | 0.01919 | 0.42581 | 0.0011832 | 0
7111 | 1 | 8.7922e-05 | 0.00010528 | 0 | 0.0001586 | 0.00011416 | 0 | 0.0917 | 0.2828 | 0.03563 | 0.42212 | 0.0025314 | 0
7112 | 1 | 9.8726e-05 | 8.7663e-05 | 0 | 0.00014685 | 0.00011416 | 0.07 | 0.0768 | 0.2713 | 0.073294 | 0.42488 | 0.043658 | 0.099082
7113 | 1 | 0.00011845 | 3.7411e-05 | 0 | 0.00016448 | 0.00011416 | 0.22 | 0.0521 | 0.1967 | 0.10793 | 0.47373 | 0.068679 | 0.3466
7114 | 1 | 0.00013472 | 0 | 0 | 0.00018797 | 0.00011416 | 0.15 | 0.046 | 0.1317 | 0.1688 | 0.48295 | 0.047495 | 0.69291
7115 | 1 | 0.00013753 | 0 | 0 | 0.00020677 | 0.00011416 | 0.11 | 0.0485 | 0.2221 | 0.2002 | 0.49309 | 0.01828 | 0.16232
7116 | 1 | 0.00013786 | 0 | 0 | 0.00018797 | 0.00011416 | 0.26 | 0.0479 | 0.4288 | 0.19833 | 0.48848 | 0.0013373 | 0.085945
7117 | 1 | 0.00013807 | 0 | 0 | 0.00019032 | 0.00011416 | 0.48 | 0.0448 | 0.583 | 0.19976 | 0.51244 | 0.031913 | 0.11963
7118 | 1 | 0.00013404 | 0 | 0 | 0.00021382 | 0.00011416 | 0.67 | 0.0447 | 0.6874 | 0.19261 | 0.51705 | 0.14396 | 0.38968
7119 | 1 | 0.0001255 | 0 | 0 | 0.00022322 | 0.00011416 | 0.15 | 0.0491 | 0.7081 | 0.15742 | 0.50691 | 0.18203 | 0.06396
7120 | 1 | 0.00012015 | 0 | 0 | 0.00022322 | 0.00011416 | 0.17 | 0.0601 | 0.6314 | 0.13889 | 0.50415 | 0.1154 | 0.017349
7121 | 1 | 0.00011818 | 0 | 0 | 0.00016448 | 0.00011416 | 0.05 | 0.0792 | 0.48 | 0.13845 | 0.50876 | 0.03402 | 0.02106
7122 | 1 | 0.00011968 | 0 | 0 | 0.00011748 | 0.00011416 | 0 | 0.105 | 0.4639 | 0.13202 | 0.50968 | 0.0012587 | 0
7123 | 1 | 0.00012928 | 6.4017e-06 | 0 | 8.8113e-05 | 0.00011416 | 0 | 0.1305 | 0.48 | 0.22186 | 0.51521 | 0.0035994 | 0
7124 | 1 | 0.00013587 | 2.0537e-05 | 0 | 5.8742e-05 | 0.00011416 | 0 | 0.1402 | 0.5789 | 0.28113 | 0.52166 | 0.053873 | 0
7125 | 1 | 0.0001324 | 3.3415e-05 | 0 | 3.7595e-05 | 0.00011416 | 0 | 0.1389 | 0.6669 | 0.23434 | 0.50599 | 0.081237 | 0
7126 | 1 | 0.00011955 | 4.3517e-05 | 0 | 2.3497e-05 | 0.00011416 | 0 | 0.1382 | 0.6235 | 0.12009 | 0.46912 | 0.054488 | 0
7127 | 1 | 0.00010818 | 5.3064e-05 | 0 | 9.3987e-06 | 0.00011416 | 0 | 0.1405 | 0.5579 | 0.053775 | 0.45069 | 0.019982 | 0
7128 | 1 | 9.6413e-05 | 6.3795e-05 | 0 | 5.8742e-06 | 0.00011416 | 0 | 0.1452 | 0.512 | 0.039534 | 0.44332 | 0.0013373 | 0
7129 | 1 | 8.5975e-05 | 7.4526e-05 | 0 | 2.3497e-06 | 0.00011416 | 0 | 0.1579 | 0.5019 | 0.029911 | 0.42396 | 0.038131 | 0
7130 | 1 | 7.8018e-05 | 8.4739e-05 | 0 | 1.1748e-06 | 0.00011416 | 0 | 0.1758 | 0.5004 | 0.025733 | 0.41659 | 0.16868 | 0
7131 | 1 | 7.3591e-05 | 9.3213e-05 | 0 | 1.4098e-05 | 0.00011416 | 0 | 0.1903 | 0.4683 | 0.024083 | 0.41014 | 0.21411 | 0
7132 | 1 | 7.0958e-05 | 9.8838e-05 | 0 | 3.7595e-05 | 0.00011416 | 0 | 0.1945 | 0.4625 | 0.029802 | 0.41106 | 0.1349 | 0
7133 | 1 | 6.8965e-05 | 0.00010302 | 0 | 9.3987e-05 | 0.00011416 | 0 | 0.1878 | 0.4859 | 0.023478 | 0.40829 | 0.039648 | 0
7134 | 1 | 6.8772e-05 | 0.0001072 | 0 | 0.0001821 | 0.00011416 | 0 | 0.1802 | 0.4815 | 0.024303 | 0.40829 | 0.0013373 | 0
7135 | 1 | 6.9877e-05 | 0.00011153 | 0 | 0.0001586 | 0.00011416 | 0 | 0.172 | 0.4712 | 0.029856 | 0.41014 | 0.0049321 | 0
7136 | 1 | 7.7255e-05 | 8.4073e-05 | 0 | 0.00014685 | 0.00011416 | 0.03 | 0.1544 | 0.4376 | 0.021389 | 0.41014 | 0.065567 | 0.0076106
7137 | 1 | 9.3234e-05 | 3.3785e-05 | 0 | 0.00016448 | 0.00011416 | 0.19 | 0.1453 | 0.2419 | 0.046242 | 0.41106 | 0.09524 | 0.10286
7138 | 1 | 0.00011058 | 0 | 0 | 0.00018797 | 0.00011416 | 0.36 | 0.1649 | 0.2601 | 0.042503 | 0.41751 | 0.062136 | 0.27524
7139 | 1 | 0.00011617 | 0 | 0 | 0.00020677 | 0.00011416 | 0.59 | 0.1621 | 0.2815 | 0.030021 | 0.41935 | 0.021786 | 0.17236
7140 | 1 | 0.00011809 | 0 | 0 | 0.00018797 | 0.00011416 | 0.61 | 0.1493 | 0.1862 | 0.049376 | 0.42857 | 0.0013373 | 0.18155
7141 | 1 | 0.00011813 | 0 | 0 | 0.00019032 | 0.00011416 | 0.17 | 0.1352 | 0.1291 | 0.055314 | 0.42304 | 0.045108 | 0.35415
7142 | 1 | 0.00012001 | 0 | 0 | 0.00021382 | 0.00011416 | 0.28 | 0.125 | 0.1016 | 0.058228 | 0.44608 | 0.19607 | 0.28604
7143 | 1 | 0.00011821 | 0 | 0 | 0.00022322 | 0.00011416 | 0.26 | 0.1223 | 0.1053 | 0.057294 | 0.47373 | 0.24976 | 0.14917
7144 | 1 | 0.00011137 | 0 | 0 | 0.00022322 | 0.00011416 | 0.43 | 0.125 | 0.1465 | 0.042173 | 0.45714 | 0.15647 | 0.021015
7145 | 1 | 0.00010797 | 0 | 0 | 0.00016448 | 0.00011416 | 0.1 | 0.1299 | 0.2688 | 0.031506 | 0.44885 | 0.045866 | 0.0058389
7146 | 1 | 0.00010829 | 0 | 0 | 0.00011748 | 0.00011416 | 0 | 0.1486 | 0.4303 | 0.064387 | 0.47373 | 0.0014192 | 0
7147 | 1 | 0.00011804 | 9.288e-06 | 0 | 8.8113e-05 | 0.00011416 | 0 | 0.1738 | 0.5536 | 0.14268 | 0.47465 | 0.0065588 | 0
7148 | 1 | 0.00012571 | 2.4978e-05 | 0 | 5.8742e-05 | 0.00011416 | 0 | 0.1826 | 0.6301 | 0.17353 | 0.4894 | 0.078843 | 0
7149 | 1 | 0.00012713 | 3.7226e-05 | 0 | 3.7595e-05 | 0.00011416 | 0 | 0.1842 | 0.6742 | 0.15923 | 0.49677 | 0.11077 | 0
7150 | 1 | 0.00012347 | 4.5922e-05 | 0 | 2.3497e-05 | 0.00011416 | 0 | 0.1883 | 0.6778 | 0.13515 | 0.50415 | 0.070468 | 0
7151 | 1 | 0.00011403 | 5.3286e-05 | 0 | 9.3987e-06 | 0.00011416 | 0 | 0.1965 | 0.6705 | 0.092319 | 0.50046 | 0.023696 | 0
7152 | 1 | 0.00010122 | 5.9947e-05 | 0 | 5.8742e-06 | 0.00011416 | 0 | 0.2095 | 0.6544 | 0.058338 | 0.4424 | 0.0013373 | 0
7153 | 1 | 9.1176e-05 | 6.62e-05 | 0 | 2.3497e-06 | 0.00011416 | 0 | 0.2202 | 0.6327 | 0.039864 | 0.41382 | 0.050866 | 0
7154 | 1 | 8.3583e-05 | 7.1418e-05 | 0 | 1.1748e-06 | 0.00011416 | 0 | 0.2235 | 0.5913 | 0.024908 | 0.40184 | 0.21846 | 0
7155 | 1 | 7.9401e-05 | 7.7857e-05 | 0 | 1.4098e-05 | 0.00011416 | 0 | 0.2183 | 0.5322 | 0.027217 | 0.40276 | 0.27895 | 0
7156 | 1 | 7.7482e-05 | 8.2963e-05 | 0 | 3.7595e-05 | 0.00011416 | 0 | 0.2049 | 0.4946 | 0.026887 | 0.40184 | 0.17408 | 0
7157 | 1 | 7.8141e-05 | 8.6146e-05 | 0 | 9.3987e-05 | 0.00011416 | 0 | 0.1994 | 0.4961 | 0.028757 | 0.39908 | 0.050934 | 0
7158 | 1 | 8.1374e-05 | 8.8255e-05 | 0 | 0.0001821 | 0.00011416 | 0 | 0.2014 | 0.5135 | 0.021719 | 0.40184 | 0.0014827 | 0
7159 | 1 | 9.7076e-05 | 8.9476e-05 | 0 | 0.0001586 | 0.00011416 | 0 | 0.209 | 0.5593 | 0.03442 | 0.40829 | 0.0079894 | 0
7160 | 1 | 0.00012003 | 7.2232e-05 | 0 | 0.00014685 | 0.00011416 | 0.07 | 0.204 | 0.5926 | 0.074229 | 0.42673 | 0.089897 | 0
7161 | 1 | 0.00013949 | 3.8706e-05 | 0 | 0.00016448 | 0.00011416 | 0.15 | 0.2077 | 0.5508 | 0.12207 | 0.43041 | 0.12346 | 0.0045351
7162 | 1 | 0.00015305 | 3.4784e-06 | 0 | 0.00018797 | 0.00011416 | 0.1 | 0.2569 | 0.5508 | 0.15649 | 0.44608 | 0.077184 | 0.02135
7163 | 1 | 0.00015815 | 0 | 0 | 0.00020677 | 0.00011416 | 0.07 | 0.3116 | 0.6885 | 0.17045 | 0.45991 | 0.025199 | 0
7164 | 1 | 0.0001595 | 0 | 0 | 0.00018797 | 0.00011416 | 0.08 | 0.3564 | 0.7322 | 0.15478 | 0.47189 | 0.0013373 | 0.060873
7165 | 1 | 0.0001606 | 0 | 0 | 0.00019032 | 0.00011416 | 0.32 | 0.379 | 0.7598 | 0.13977 | 0.47097 | 0.054964 | 0
7166 | 1 | 0.00015952 | 0 | 0 | 0.00021382 | 0.00011416 | 0.05 | 0.3736 | 0.787 | 0.11327 | 0.47742 | 0.23429 | 0
7167 | 1 | 0.00015239 | 0 | 0 | 0.00022322 | 0.00011416 | 0.25 | 0.3403 | 0.7888 | 0.057789 | 0.47373 | 0.29961 | 0.14852
7168 | 1 | 0.00014832 | 0 | 0 | 0.00022322 | 0.00011416 | 0.17 | 0.3025 | 0.7458 | 0.044482 | 0.46912 | 0.18653 | 0.21216
7169 | 1 | 0.00014717 | 0 | 0 | 0.00016448 | 0.00011416 | 0.2 | 0.2484 | 0.6967 | 0.040468 | 0.48018 | 0.054511 | 0.099015
7170 | 1 | 0.00014867 | 0 | 0 | 0.00011748 | 0.00011416 | 0 | 0.2325 | 0.7149 | 0.063012 | 0.51889 | 0.0015261 | 0
7171 | 1 | 0.00015394 | 2.52e-05 | 0 | 8.8113e-05 | 0.00011416 | 0 | 0.2512 | 0.707 | 0.18761 | 0.53917 | 0.0090503 | 0
7172 | 1 | 0.00015856 | 4.0334e-05 | 0 | 5.8742e-05 | 0.00011416 | 0 | 0.2605 | 0.6814 | 0.22967 | 0.55115 | 0.097813 | 0
7173 | 1 | 0.00015581 | 5.2435e-05 | 0 | 3.7595e-05 | 0.00011416 | 0 | 0.2678 | 0.6557 | 0.19008 | 0.54654 | 0.13243 | 0
7174 | 1 | 0.00014608 | 6.1168e-05 | 0 | 2.3497e-05 | 0.00011416 | 0 | 0.2844 | 0.6353 | 0.17029 | 0.51244 | 0.08189 | 0
7175 | 1 | 0.00012817 | 6.5645e-05 | 0 | 9.3987e-06 | 0.00011416 | 0 | 0.298 | 0.6544 | 0.065926 | 0.4765 | 0.026235 | 0
7176 | 1 | 0.00011277 | 6.9864e-05 | 0 | 5.8742e-06 | 0.00011416 | 0 | 0.3067 | 0.7375 | 0.044207 | 0.45622 | 0.0013373 | 0
7177 | 1 | 0.00010222 | 7.5007e-05 | 0 | 2.3497e-06 | 0.00011416 | 0 | 0.3052 | 0.7559 | 0.03541 | 0.45622 | 0.059277 | 0
7178 | 1 | 9.3518e-05 | 7.8301e-05 | 0 | 1.1748e-06 | 0.00011416 | 0 | 0.3005 | 0.7569 | 0.01908 | 0.43779 | 0.25088 | 0
7179 | 1 | 8.8738e-05 | 8.115e-05 | 0 | 1.4098e-05 | 0.00011416 | 0 | 0.301 | 0.7666 | 0.025568 | 0.43871 | 0.32128 | 0
7180 | 1 | 8.5657e-05 | 8.7885e-05 | 0 | 3.7595e-05 | 0.00011416 | 0 | 0.2993 | 0.8001 | 0.020289 | 0.43594 | 0.19955 | 0
7181 | 1 | 8.474e-05 | 9.2732e-05 | 0 | 9.3987e-05 | 0.00011416 | 0 | 0.3019 | 0.7171 | 0.024468 | 0.4341 | 0.058253 | 0
7182 | 1 | 8.6392e-05 | 9.8098e-05 | 0 | 0.0001821 | 0.00011416 | 0 | 0.3116 | 0.7013 | 0.020564 | 0.43502 | 0.0015704 | 0
7183 | 1 | 9.8604e-05 | 0.00010357 | 0 | 0.0001586 | 0.00011416 | 0 | 0.3099 | 0.6656 | 0.037059 | 0.447 | 0.010201 | 0
7184 | 1 | 0.00012071 | 8.6923e-05 | 0 | 0.00014685 | 0.00011416 | 0.01 | 0.2793 | 0.6008 | 0.055919 | 0.4765 | 0.10618 | 0.041084
7185 | 1 | 0.00014113 | 4.8771e-05 | 0 | 0.00016448 | 0.00011416 | 0.07 | 0.2718 | 0.3612 | 0.092704 | 0.51244 | 0.14184 | 0
7186 | 1 | 0.00015432 | 8.659e-06 | 0 | 0.00018797 | 0.00011416 | 0.37 | 0.3255 | 0.2828 | 0.12498 | 0.54286 | 0.086783 | 0.0058723
7187 | 1 | 0.00015787 | 0 | 0 | 0.00020677 | 0.00011416 | 0.04 | 0.3652 | 0.2601 | 0.13911 | 0.56682 | 0.0273 | 0.012736
7188 | 1 | 0.00015868 | 0 | 0 | 0.00018797 | 0.00011416 | 0.14 | 0.3968 | 0.2407 | 0.12971 | 0.58157 | 0.0013373 | 0.11196
7189 | 1 | 0.00016083 | 0 | 0 | 0.00019032 | 0.00011416 | 0.05 | 0.4296 | 0.2198 | 0.13741 | 0.56774 | 0.061516 | 0.91696
7190 | 1 | 0.00015889 | 0 | 0 | 0.00021382 | 0.00011416 | 0.13 | 0.4515 | 0.176 | 0.10865 | 0.56406 | 0.25945 | 0.66759
7191 | 1 | 0.00015309 | 0 | 0 | 0.00022322 | 0.00011416 | 0.11 | 0.4605 | 0.1394 | 0.092759 | 0.56774 | 0.33249 | 0.044705
7192 | 1 | 0.00014925 | 0 | 0 | 0.00022322 | 0.00011416 | 0.12 | 0.457 | 0.125 | 0.10727 | 0.56037 | 0.20629 | 0.41232
7193 | 1 | 0.00014849 | 0 | 0 | 0.00016448 | 0.00011416 | 0.07 | 0.4217 | 0.152 | 0.077858 | 0.55853 | 0.060186 | 0.18331
7194 | 1 | 0.00014393 | 3.471e-05 | 0 | 0.00011748 | 0.00011416 | 0 | 0.3807 | 0.1831 | 0.10755 | 0.57972 | 0.0015928 | 0
7195 | 1 | 0.00014755 | 6.9679e-05 | 0 | 8.8113e-05 | 0.00011416 | 0 | 0.3733 | 0.212 | 0.16528 | 0.60461 | 0.010812 | 0
7196 | 1 | 0.00015214 | 8.807e-05 | 0 | 5.8742e-05 | 0.00011416 | 0 | 0.3751 | 0.2713 | 0.20091 | 0.6 | 0.11054 | 0
7197 | 1 | 0.00014817 | 0.00010431 | 0 | 3.7595e-05 | 0.00011416 | 0 | 0.3783 | 0.3403 | 0.16116 | 0.59816 | 0.1467 | 0
7198 | 1 | 0.00013797 | 0.00011827 | 0 | 2.3497e-05 | 0.00011416 | 0 | 0.3924 | 0.3612 | 0.1015 | 0.57972 | 0.089302 | 0
7199 | 1 | 0.00011857 | 0.00013029 | 0 | 9.3987e-06 | 0.00011416 | 0 | 0.4109 | 0.3542 | 0.063122 | 0.56221 | 0.027843 | 0
7200 | 1 | 0.00010029 | 0.00014147 | 0 | 5.8742e-06 | 0.00011416 | 0 | 0.4267 | 0.3334 | 0.03607 | 0.55945 | 0.0013373 | 0
7201 | 1 | 8.8159e-05 | 0.00015235 | 0 | 2.3497e-06 | 0.00011416 | 0 | 0.4383 | 0.2919 | 0.030736 | 0.52719 | 0.06381 | 0
7202 | 1 | 7.8396e-05 | 0.00016341 | 0 | 1.1748e-06 | 0.00011416 | 0 | 0.4389 | 0.301 | 0.033705 | 0.51797 | 0.26822 | 0
7203 | 1 | 7.1398e-05 | 0.00017377 | 0 | 1.4098e-05 | 0.00011416 | 0 | 0.4472 | 0.3811 | 0.029472 | 0.51613 | 0.34396 | 0
7204 | 1 | 6.8022e-05 | 0.00018121 | 0 | 3.7595e-05 | 0.00011416 | 0 | 0.4507 | 0.4873 | 0.030736 | 0.52535 | 0.21317 | 0
7205 | 1 | 6.6768e-05 | 0.00018713 | 0 | 9.3987e-05 | 0.00011416 | 0 | 0.4416 | 0.5479 | 0.034255 | 0.5235 | 0.062162 | 0
7206 | 1 | 6.8421e-05 | 0.00019213 | 0 | 0.0001821 | 0.00011416 | 0 | 0.4361 | 0.6116 | 0.032496 | 0.52995 | 0.0016155 | 0
7207 | 1 | 8.0636e-05 | 0.00019571 | 0 | 0.0001586 | 0.00011416 | 0 | 0.4327 | 0.6314 | 0.042723 | 0.52719 | 0.011446 | 0
7208 | 1 | 0.00010445 | 0.00016863 | 0 | 0.00014685 | 0.00011416 | 0.06 | 0.4132 | 0.6008 | 0.048991 | 0.54839 | 0.11501 | 0.029952
7209 | 1 | 0.0001263 | 0.00011305 | 0 | 0.00016448 | 0.00011416 | 0.09 | 0.4427 | 0.4742 | 0.053115 | 0.5659 | 0.15168 | 0.10931
7210 | 1 | 0.00014455 | 5.003e-05 | 0 | 0.00018797 | 0.00011416 | 0.28 | 0.5271 | 0.3711 | 0.073679 | 0.67926 | 0.091868 | 0.02369
7211 | 1 | 0.00015799 | 0 | 0 | 0.00020677 | 0.00011416 | 0.41 | 0.5497 | 0.3375 | 0.088745 | 0.68387 | 0.028393 | 0.29485
7212 | 1 | 0.0001588 | 0 | 0 | 0.00018797 | 0.00011416 | 0.37 | 0.5466 | 0.2905 | 0.064882 | 0.68018 | 0.0013373 | 0.68278
7213 | 1 | 0.00015945 | 0 | 0 | 0.00019032 | 0.00011416 | 0.2 | 0.5397 | 0.2601 | 0.084401 | 0.60461 | 0.06381 | 0
7214 | 1 | 0.00015874 | 0 | 0 | 0.00021382 | 0.00011416 | 0.07 | 0.5272 | 0.3361 | 0.048661 | 0.60092 | 0.26822 | 0.12679
7215 | 1 | 0.00015261 | 0 | 0 | 0.00022322 | 0.00011416 | 0.13 | 0.5073 | 0.461 | 0.048991 | 0.60922 | 0.34396 | 0.010385
7216 | 1 | 0.0001497 | 0 | 0 | 0.00022322 | 0.00011416 | 0.17 | 0.482 | 0.5004 | 0.057019 | 0.60276 | 0.21317 | 0.10452
7217 | 1 | 0.00014819 | 0 | 0 | 0.00016448 | 0.00011416 | 0.13 | 0.4089 | 0.5733 | 0.053555 | 0.61751 | 0.062162 | 0.071727
7218 | 1 | 0.00014001 | 5.2176e-05 | 0 | 0.00011748 | 0.00011416 | 0 | 0.3441 | 0.6468 | 0.084181 | 0.70968 | 0.0016155 | 0
7219 | 1 | 0.00014492 | 8.4184e-05 | 0 | 8.8113e-05 | 0.00011416 | 0 | 0.3402 | 0.6754 | 0.16644 | 0.75115 | 0.011446 | 0
7220 | 1 | 0.00014938 | 0.0001042 | 0 | 5.8742e-05 | 0.00011416 | 0 | 0.3449 | 0.7047 | 0.22818 | 0.7318 | 0.11501 | 0
7221 | 1 | 0.00014599 | 0.00012189 | 0 | 3.7595e-05 | 0.00011416 | 0 | 0.3583 | 0.7126 | 0.17644 | 0.73825 | 0.15168 | 0
7222 | 1 | 0.00013577 | 0.00013521 | 0 | 2.3497e-05 | 0.00011416 | 0 | 0.367 | 0.7093 | 0.11459 | 0.70323 | 0.091868 | 0
7223 | 1 | 0.00011682 | 0.00014421 | 0 | 9.3987e-06 | 0.00011416 | 0 | 0.3715 | 0.6956 | 0.061527 | 0.68111 | 0.028393 | 0
7224 | 1 | 9.9394e-05 | 0.00015223 | 0 | 5.8742e-06 | 0.00011416 | 0 | 0.3742 | 0.6921 | 0.044262 | 0.5871 | 0.0013373 | 0
7225 | 1 | 8.7918e-05 | 0.00015912 | 0 | 2.3497e-06 | 0.00011416 | 0 | 0.3729 | 0.7036 | 0.033211 | 0.54839 | 0.06381 | 0
7226 | 1 | 7.8468e-05 | 0.00016426 | 0 | 1.1748e-06 | 0.00011416 | 0 | 0.3633 | 0.7322 | 0.037884 | 0.52442 | 0.26822 | 0
7227 | 1 | 7.2842e-05 | 0.000169 | 0 | 1.4098e-05 | 0.00011416 | 0 | 0.355 | 0.7608 | 0.030296 | 0.51982 | 0.34396 | 0
7228 | 1 | 7.0256e-05 | 0.00017207 | 0 | 3.7595e-05 | 0.00011416 | 0 | 0.3465 | 0.7666 | 0.031726 | 0.53456 | 0.21317 | 0
7229 | 1 | 6.8753e-05 | 0.00017562 | 0 | 9.3987e-05 | 0.00011416 | 0 | 0.336 | 0.7733 | 0.026722 | 0.53641 | 0.062162 | 0
7230 | 1 | 7.1734e-05 | 0.00017743 | 0 | 0.0001821 | 0.00011416 | 0 | 0.3228 | 0.7992 | 0.034255 | 0.54101 | 0.0016155 | 0
7231 | 1 | 8.5269e-05 | 0.0001788 | 0 | 0.0001586 | 0.00011416 | 0 | 0.305 | 0.8172 | 0.045527 | 0.54378 | 0.011446 | 0
7232 | 1 | 0.00010838 | 0.00014894 | 0 | 0.00014685 | 0.00011416 | 0.1 | 0.2701 | 0.8234 | 0.075329 | 0.68111 | 0.11501 | 0.089299
7233 | 1 | 0.00013284 | 8.1224e-05 | 0 | 0.00016448 | 0.00011416 | 0.39 | 0.2305 | 0.8889 | 0.10887 | 0.71152 | 0.15168 | 0.33236
7234 | 1 | 0.00015304 | 1.1471e-06 | 0 | 0.00018797 | 0.00011416 | 0.57 | 0.2495 | 0.8715 | 0.14252 | 0.753 | 0.091868 | 0.56728
7235 | 1 | 0.00015619 | 0 | 0 | 0.00020677 | 0.00011416 | 0.7 | 0.2431 | 0.7958 | 0.13141 | 0.76498 | 0.028393 | 0.80193
7236 | 1 | 0.00015736 | 0 | 0 | 0.00018797 | 0.00011416 | 0.76 | 0.2358 | 0.7104 | 0.15813 | 0.7576 | 0.0013373 | 0.97178
7237 | 1 | 0.00015893 | 0 | 0 | 0.00019032 | 0.00011416 | 0.74 | 0.2265 | 0.6607 | 0.13312 | 0.75207 | 0.06381 | 0.86334
7238 | 1 | 0.00015818 | 0 | 0 | 0.00021382 | 0.00011416 | 0.68 | 0.2109 | 0.6366 | 0.12113 | 0.75853 | 0.26822 | 0.75329
7239 | 1 | 0.00015187 | 0 | 0 | 0.00022322 | 0.00011416 | 0.6 | 0.198 | 0.5635 | 0.11816 | 0.76221 | 0.34396 | 0.68358
7240 | 1 | 0.00014904 | 0 | 0 | 0.00022322 | 0.00011416 | 0.43 | 0.1858 | 0.5004 | 0.11354 | 0.76498 | 0.21317 | 0.4767
7241 | 1 | 0.00014796 | 0 | 0 | 0.00016448 | 0.00011416 | 0.22 | 0.1732 | 0.538 | 0.099082 | 0.7659 | 0.062162 | 0.2148
7242 | 1 | 0.00014991 | 0 | 0 | 0.00011748 | 0.00011416 | 0 | 0.1803 | 0.5607 | 0.16149 | 0.78341 | 0.0016155 | 0
7243 | 1 | 0.00016142 | 0 | 0 | 8.8113e-05 | 0.00011416 | 0 | 0.1948 | 0.5885 | 0.23434 | 0.79908 | 0.011446 | 0
7244 | 1 | 0.00016561 | 1.6245e-05 | 0 | 5.8742e-05 | 0.00011416 | 0 | 0.2075 | 0.5858 | 0.2581 | 0.8 | 0.11501 | 0
7245 | 1 | 0.00016233 | 3.0713e-05 | 0 | 3.7595e-05 | 0.00011416 | 0 | 0.2172 | 0.6392 | 0.21037 | 0.79355 | 0.15168 | 0
7246 | 1 | 0.00015209 | 4.385e-05 | 0 | 2.3497e-05 | 0.00011416 | 0 | 0.2236 | 0.7171 | 0.19217 | 0.78986 | 0.091868 | 0
7247 | 1 | 0.00013314 | 5.8837e-05 | 0 | 9.3987e-06 | 0.00011416 | 0 | 0.226 | 0.7647 | 0.089954 | 0.78065 | 0.028393 | 0
7248 | 1 | 0.0001149 | 7.5562e-05 | 0 | 5.8742e-06 | 0.00011416 | 0 | 0.2263 | 0.7588 | 0.05207 | 0.73825 | 0.0013373 | 0
7249 | 1 | 0.00010193 | 9.1511e-05 | 0 | 2.3497e-06 | 0.00011416 | 0 | 0.2268 | 0.7269 | 0.042778 | 0.70507 | 0.059277 | 0
7250 | 1 | 9.1458e-05 | 0.00010554 | 0 | 1.1748e-06 | 0.00011416 | 0 | 0.2283 | 0.7104 | 0.039259 | 0.69401 | 0.25088 | 0
7251 | 1 | 8.3912e-05 | 0.00011815 | 0 | 1.4098e-05 | 0.00011416 | 0 | 0.2306 | 0.6979 | 0.028097 | 0.6765 | 0.32128 | 0
7252 | 1 | 7.9397e-05 | 0.00012937 | 0 | 3.7595e-05 | 0.00011416 | 0 | 0.2357 | 0.6766 | 0.026612 | 0.6682 | 0.19955 | 0
7253 | 1 | 7.7392e-05 | 0.00013858 | 0 | 9.3987e-05 | 0.00011416 | 0 | 0.2407 | 0.6327 | 0.027547 | 0.66175 | 0.058253 | 0
7254 | 1 | 7.8969e-05 | 0.00014469 | 0 | 0.0001821 | 0.00011416 | 0 | 0.2445 | 0.5885 | 0.029692 | 0.66359 | 0.0015704 | 0
7255 | 1 | 9.124e-05 | 0.00014742 | 0 | 0.0001586 | 0.00011416 | 0 | 0.2497 | 0.5858 | 0.042228 | 0.65991 | 0.010201 | 0
7256 | 1 | 0.00011516 | 0.0001149 | 0 | 0.00014685 | 0.00011416 | 0.08 | 0.2437 | 0.5522 | 0.10018 | 0.67926 | 0.10618 | 0.074691
7257 | 1 | 0.00014068 | 4.1112e-05 | 0 | 0.00016448 | 0.00011416 | 0.37 | 0.2173 | 0.4157 | 0.12778 | 0.72074 | 0.14184 | 0.35361
7258 | 1 | 0.00015411 | 0 | 0 | 0.00018797 | 0.00011416 | 0.56 | 0.2586 | 0.3238 | 0.12905 | 0.73917 | 0.086783 | 0.62431
7259 | 1 | 0.00015624 | 0 | 0 | 0.00020677 | 0.00011416 | 0.66 | 0.2914 | 0.4508 | 0.11563 | 0.73456 | 0.0273 | 0.81284
7260 | 1 | 0.00015718 | 0 | 0 | 0.00018797 | 0.00011416 | 0.74 | 0.298 | 0.4873 | 0.12196 | 0.73456 | 0.0013373 | 0.98996
7261 | 1 | 0.00015816 | 0 | 0 | 0.00019032 | 0.00011416 | 0.74 | 0.2915 | 0.4581 | 0.10145 | 0.72903 | 0.057093 | 0.89094
7262 | 1 | 0.00015724 | 0 | 0 | 0.00021382 | 0.00011416 | 0.69 | 0.2843 | 0.4405 | 0.092484 | 0.71797 | 0.24249 | 0.80468
7263 | 1 | 0.00015175 | 0 | 0 | 0.00022322 | 0.00011416 | 0.59 | 0.2868 | 0.407 | 0.073789 | 0.72074 | 0.31032 | 0.71655
7264 | 1 | 0.00014756 | 0 | 0 | 0.00022322 | 0.00011416 | 0.43 | 0.2843 | 0.3584 | 0.059493 | 0.71797 | 0.19297 | 0.51805
7265 | 1 | 0.00014506 | 0 | 0 | 0.00016448 | 0.00011416 | 0.19 | 0.2794 | 0.4332 | 0.056029 | 0.71705 | 0.056361 | 0.22286
7266 | 1 | 0.00014567 | 0 | 0 | 0.00011748 | 0.00011416 | 0 | 0.3126 | 0.6035 | 0.1401 | 0.72442 | 0.0015481 | 0
7267 | 1 | 0.00015441 | 1.2063e-05 | 0 | 8.8113e-05 | 0.00011416 | 0 | 0.3271 | 0.7149 | 0.23104 | 0.72811 | 0.0096143 | 0
7268 | 1 | 0.0001558 | 3.36e-05 | 0 | 5.8742e-05 | 0.00011416 | 0 | 0.3158 | 0.729 | 0.23506 | 0.72627 | 0.10194 | 0
7269 | 1 | 0.00014998 | 5.1806e-05 | 0 | 3.7595e-05 | 0.00011416 | 0 | 0.3152 | 0.7002 | 0.15418 | 0.72811 | 0.13708 | 0
7270 | 1 | 0.00014131 | 6.7458e-05 | 0 | 2.3497e-05 | 0.00011416 | 0 | 0.3337 | 0.6862 | 0.096443 | 0.69677 | 0.084313 | 0
7271 | 1 | 0.00012443 | 7.8893e-05 | 0 | 9.3987e-06 | 0.00011416 | 0 | 0.3578 | 0.685 | 0.06928 | 0.68111 | 0.026764 | 0
7272 | 1 | 0.0001094 | 8.9513e-05 | 0 | 5.8742e-06 | 0.00011416 | 0 | 0.3726 | 0.7013 | 0.041018 | 0.67189 | 0.0013373 | 0
7273 | 1 | 0.00010002 | 9.9763e-05 | 0 | 2.3497e-06 | 0.00011416 | 0 | 0.3807 | 0.7225 | 0.036894 | 0.63963 | 0.052888 | 0
7274 | 1 | 8.9812e-05 | 0.00010668 | 0 | 1.1748e-06 | 0.00011416 | 0 | 0.3837 | 0.7171 | 0.031396 | 0.63226 | 0.22628 | 0
7275 | 1 | 8.3169e-05 | 0.00011053 | 0 | 1.4098e-05 | 0.00011416 | 0 | 0.3882 | 0.7047 | 0.029032 | 0.62581 | 0.28916 | 0
7276 | 1 | 7.9535e-05 | 0.00011223 | 0 | 3.7595e-05 | 0.00011416 | 0 | 0.3805 | 0.6909 | 0.031341 | 0.62765 | 0.18023 | 0
7277 | 1 | 7.7876e-05 | 0.00011556 | 0 | 9.3987e-05 | 0.00011416 | 0 | 0.3708 | 0.716 | 0.033211 | 0.62673 | 0.052702 | 0
7278 | 1 | 7.6232e-05 | 0.00011952 | 0 | 0.0001821 | 0.00011416 | 0 | 0.3601 | 0.6862 | 0.028867 | 0.62304 | 0.0015043 | 0
7279 | 1 | 7.8523e-05 | 0.00012293 | 0 | 0.0001586 | 0.00011416 | 0 | 0.3505 | 0.6314 | 0.03497 | 0.6212 | 0.0085089 | 0
7280 | 1 | 8.7939e-05 | 9.6803e-05 | 0 | 0.00014685 | 0.00011416 | 0.08 | 0.3317 | 0.5719 | 0.037279 | 0.61659 | 0.0938 | 0
7281 | 1 | 0.00010657 | 3.767e-05 | 0 | 0.00016448 | 0.00011416 | 0.36 | 0.3189 | 0.3998 | 0.041843 | 0.647 | 0.12789 | 0.24949
7282 | 1 | 0.00012716 | 0 | 0 | 0.00018797 | 0.00011416 | 0.57 | 0.3272 | 0.2815 | 0.056304 | 0.66636 | 0.079513 | 0.53046
7283 | 1 | 0.00013528 | 0 | 0 | 0.00020677 | 0.00011416 | 0.71 | 0.3201 | 0.343 | 0.069665 | 0.68387 | 0.025714 | 0.76781
7284 | 1 | 0.00013538 | 0 | 0 | 0.00018797 | 0.00011416 | 0.73 | 0.294 | 0.3197 | 0.084126 | 0.68387 | 0.0013373 | 0.98683
7285 | 1 | 0.00013462 | 0 | 0 | 0.00019032 | 0.00011416 | 0.72 | 0.2574 | 0.2958 | 0.10216 | 0.67834 | 0.046976 | 0.90304
7286 | 1 | 0.00013509 | 0 | 0 | 0.00021382 | 0.00011416 | 0.67 | 0.2211 | 0.2638 | 0.097542 | 0.6765 | 0.20336 | 0.78688
7287 | 1 | 0.00013124 | 0 | 0 | 0.00022322 | 0.00011416 | 0.5 | 0.1936 | 0.2443 | 0.086105 | 0.67281 | 0.25925 | 0.64205
7288 | 1 | 0.00012387 | 0 | 0 | 0.00022322 | 0.00011416 | 0.13 | 0.1789 | 0.2279 | 0.073184 | 0.66544 | 0.1622 | 0.30049
7289 | 1 | 0.00011992 | 0 | 0 | 0.00016448 | 0.00011416 | 0.08 | 0.1643 | 0.279 | 0.066036 | 0.66083 | 0.047516 | 0.21171
7290 | 1 | 0.00012039 | 0 | 0 | 0.00011748 | 0.00011416 | 0 | 0.173 | 0.3897 | 0.092044 | 0.66359 | 0.0014402 | 0
7291 | 1 | 0.0001266 | 2.8123e-05 | 0 | 8.8113e-05 | 0.00011416 | 0 | 0.1802 | 0.4756 | 0.19267 | 0.67281 | 0.0070149 | 0
7292 | 1 | 0.00012879 | 5.1399e-05 | 0 | 5.8742e-05 | 0.00011416 | 0 | 0.1703 | 0.5207 | 0.26849 | 0.67926 | 0.082421 | 0
7293 | 1 | 0.00012613 | 7.0752e-05 | 0 | 3.7595e-05 | 0.00011416 | 0 | 0.1615 | 0.5479 | 0.27195 | 0.68203 | 0.11489 | 0
7294 | 1 | 0.00011972 | 8.6849e-05 | 0 | 2.3497e-05 | 0.00011416 | 0 | 0.1627 | 0.5663 | 0.24149 | 0.68018 | 0.072661 | 0
7295 | 1 | 0.00010687 | 9.9097e-05 | 0 | 9.3987e-06 | 0.00011416 | 0 | 0.1789 | 0.5954 | 0.17364 | 0.66175 | 0.02419 | 0
7296 | 1 | 9.4286e-05 | 0.00011049 | 0 | 5.8742e-06 | 0.00011416 | 0 | 0.2027 | 0.6353 | 0.12459 | 0.65714 | 0.0013373 | 0
7297 | 1 | 8.416e-05 | 0.00011982 | 0 | 2.3497e-06 | 0.00011416 | 0 | 0.2331 | 0.6569 | 0.085171 | 0.6553 | 0.041522 | 0
7298 | 1 | 7.4721e-05 | 0.00012589 | 0 | 1.1748e-06 | 0.00011416 | 0 | 0.2622 | 0.6519 | 0.055039 | 0.62673 | 0.18203 | 0
7299 | 1 | 6.7626e-05 | 0.00013096 | 0 | 1.4098e-05 | 0.00011416 | 0 | 0.2818 | 0.6275 | 0.052455 | 0.62765 | 0.23148 | 0
7300 | 1 | 6.3719e-05 | 0.00013355 | 0 | 3.7595e-05 | 0.00011416 | 0 | 0.2899 | 0.6076 | 0.039919 | 0.61751 | 0.14542 | 0
7301 | 1 | 6.2058e-05 | 0.00013425 | 0 | 9.3987e-05 | 0.00011416 | 0 | 0.3053 | 0.5995 | 0.042888 | 0.61382 | 0.042682 | 0
7302 | 1 | 6.2335e-05 | 0.00013503 | 0 | 0.0001821 | 0.00011416 | 0 | 0.3223 | 0.6022 | 0.029087 | 0.59631 | 0.0013779 | 0
7303 | 1 | 6.3547e-05 | 0.00013492 | 0 | 0.0001586 | 0.00011416 | 0 | 0.3387 | 0.6102 | 0.028647 | 0.59447 | 0.0057069 | 0
7304 | 1 | 6.8949e-05 | 0.00010931 | 0 | 0.00014685 | 0.00011416 | 0.1 | 0.3547 | 0.6089 | 0.032936 | 0.59631 | 0.072001 | 0.11817
7305 | 1 | 8.5027e-05 | 4.5256e-05 | 0 | 0.00016448 | 0.00011416 | 0.42 | 0.3898 | 0.4376 | 0.029252 | 0.57512 | 0.10281 | 0.39295
7306 | 1 | 0.00010485 | 0 | 0 | 0.00018797 | 0.00011416 | 0.6 | 0.4596 | 0.2932 | 0.043273 | 0.51797 | 0.066214 | 0.62487
7307 | 1 | 0.00011338 | 0 | 0 | 0.00020677 | 0.00011416 | 0.73 | 0.512 | 0.3911 | 0.039259 | 0.55576 | 0.022727 | 0.8049
7308 | 1 | 0.00011716 | 0 | 0 | 0.00018797 | 0.00011416 | 0.81 | 0.5517 | 0.4873 | 0.031011 | 0.54378 | 0.0013373 | 0.72961
7309 | 1 | 0.00011735 | 0 | 0 | 0.00019032 | 0.00011416 | 0.82 | 0.5823 | 0.5004 | 0.047451 | 0.54654 | 0.036507 | 0.81472
7310 | 1 | 0.00011992 | 0 | 0 | 0.00021382 | 0.00011416 | 0.76 | 0.6056 | 0.5004 | 0.042503 | 0.60092 | 0.16225 | 0.82147
7311 | 1 | 0.00011854 | 0 | 0 | 0.00022322 | 0.00011416 | 0.59 | 0.6201 | 0.4639 | 0.037444 | 0.58986 | 0.20577 | 0.62702
7312 | 1 | 0.00011215 | 0 | 0 | 0.00022322 | 0.00011416 | 0.46 | 0.6151 | 0.4259 | 0.043328 | 0.58525 | 0.12983 | 0.4757
7313 | 1 | 0.00011018 | 0 | 0 | 0.00016448 | 0.00011416 | 0.06 | 0.5863 | 0.4902 | 0.055479 | 0.58341 | 0.038187 | 0.015399
7314 | 1 | 0.00011007 | 9.251e-07 | 0 | 0.00011748 | 0.00011416 | 0 | 0.5738 | 0.5872 | 0.049981 | 0.58157 | 0.0013174 | 0
7315 | 1 | 0.00011775 | 2.8234e-05 | 0 | 8.8113e-05 | 0.00011416 | 0 | 0.5883 | 0.6897 | 0.079452 | 0.6 | 0.0045725 | 0
7316 | 1 | 0.00012223 | 4.3295e-05 | 0 | 5.8742e-05 | 0.00011416 | 0 | 0.5834 | 0.7588 | 0.096388 | 0.6212 | 0.062499 | 0
7317 | 1 | 0.00012345 | 5.5358e-05 | 0 | 3.7595e-05 | 0.00011416 | 0 | 0.5779 | 0.7807 | 0.095728 | 0.6129 | 0.091599 | 0
7318 | 1 | 0.00012088 | 6.5941e-05 | 0 | 2.3497e-05 | 0.00011416 | 0 | 0.5687 | 0.7627 | 0.091274 | 0.60092 | 0.060161 | 0
7319 | 1 | 0.0001125 | 7.534e-05 | 0 | 9.3987e-06 | 0.00011416 | 0 | 0.5521 | 0.7269 | 0.083136 | 0.58249 | 0.021325 | 0
7320 | 1 | 9.9766e-05 | 8.2778e-05 | 0 | 5.8742e-06 | 0.00011416 | 0 | 0.5367 | 0.6956 | 0.041733 | 0.57972 | 0.0013373 | 0
7321 | 1 | 8.9365e-05 | 8.8403e-05 | 0 | 2.3497e-06 | 0.00011416 | 0 | 0.5259 | 0.6766 | 0.039259 | 0.57051 | 0.030472 | 0
7322 | 1 | 8.1222e-05 | 9.2436e-05 | 0 | 1.1748e-06 | 0.00011416 | 0 | 0.5328 | 0.6669 | 0.029802 | 0.56959 | 0.13818 | 0
7323 | 1 | 7.5426e-05 | 9.5249e-05 | 0 | 1.4098e-05 | 0.00011416 | 0 | 0.5418 | 0.6569 | 0.026337 | 0.54009 | 0.17455 | 0
7324 | 1 | 7.348e-05 | 9.7395e-05 | 0 | 3.7595e-05 | 0.00011416 | 0 | 0.5561 | 0.6519 | 0.021444 | 0.48111 | 0.11084 | 0
7325 | 1 | 7.2935e-05 | 9.8986e-05 | 0 | 9.3987e-05 | 0.00011416 | 0 | 0.5642 | 0.6766 | 0.026118 | 0.47742 | 0.032701 | 0
7326 | 1 | 7.6621e-05 | 9.9467e-05 | 0 | 0.0001821 | 0.00011416 | 0 | 0.5865 | 0.7204 | 0.031121 | 0.49954 | 0.0012395 | 0
7327 | 1 | 8.9265e-05 | 9.6396e-05 | 0 | 0.0001586 | 0.00011416 | 0 | 0.5882 | 0.7657 | 0.031781 | 0.56313 | 0.0033087 | 0
7328 | 1 | 0.00010526 | 8.6775e-05 | 0 | 0.00014685 | 0.00011416 | 0.01 | 0.5738 | 0.777 | 0.050366 | 0.57327 | 0.051184 | 0.04329
7329 | 1 | 0.00011818 | 6.7681e-05 | 0 | 0.00016448 | 0.00011416 | 0.21 | 0.5649 | 0.6169 | 0.085446 | 0.60369 | 0.077965 | 0.087171
7330 | 1 | 0.00013126 | 4.4775e-05 | 0 | 0.00018797 | 0.00011416 | 0.46 | 0.5752 | 0.4786 | 0.082367 | 0.61751 | 0.052679 | 0.16066
7331 | 1 | 0.00014322 | 1.5209e-05 | 0 | 0.00020677 | 0.00011416 | 0.55 | 0.6046 | 0.6519 | 0.075768 | 0.61659 | 0.019547 | 0.14388
7332 | 1 | 0.00014911 | 0 | 0 | 0.00018797 | 0.00011416 | 0.71 | 0.5994 | 0.6932 | 0.085831 | 0.6424 | 0.0013373 | 0.05255
7333 | 1 | 0.00015129 | 0 | 0 | 0.00019032 | 0.00011416 | 0.45 | 0.5721 | 0.7236 | 0.1224 | 0.65069 | 0.025142 | 0
7334 | 1 | 0.00015234 | 0 | 0 | 0.00021382 | 0.00011416 | 0.43 | 0.5472 | 0.7657 | 0.14516 | 0.64885 | 0.11662 | 0.0088251
7335 | 1 | 0.00014753 | 0 | 0 | 0.00022322 | 0.00011416 | 0.28 | 0.504 | 0.7704 | 0.15077 | 0.64885 | 0.14666 | 0
7336 | 1 | 0.00014019 | 1.0213e-05 | 0 | 0.00022322 | 0.00011416 | 0.24 | 0.4492 | 0.7761 | 0.10771 | 0.63871 | 0.0938 | 0.051057
7337 | 1 | 0.00013242 | 3.6634e-05 | 0 | 0.00016448 | 0.00011416 | 0.07 | 0.4095 | 0.7932 | 0.095068 | 0.63226 | 0.027767 | 0
7338 | 1 | 0.00012814 | 6.7495e-05 | 0 | 0.00011748 | 0.00011416 | 0 | 0.3954 | 0.8444 | 0.18128 | 0.65253 | 0.0011648 | 0
7339 | 1 | 0.0001347 | 8.3999e-05 | 0 | 8.8113e-05 | 0.00011416 | 0 | 0.3984 | 0.8279 | 0.2565 | 0.68479 | 0.0023023 | 0
7340 | 1 | 0.00013814 | 9.6914e-05 | 0 | 5.8742e-05 | 0.00011416 | 0 | 0.3958 | 0.7447 | 0.23082 | 0.67558 | 0.041324 | 0
7341 | 1 | 0.00013707 | 0.00011016 | 0 | 3.7595e-05 | 0.00011416 | 0 | 0.3801 | 0.7137 | 0.22076 | 0.68848 | 0.065756 | 0
7342 | 1 | 0.00013044 | 0.00011845 | 0 | 2.3497e-05 | 0.00011416 | 0 | 0.3617 | 0.707 | 0.21345 | 0.67465 | 0.045845 | 0
7343 | 1 | 0.00011535 | 0.00012356 | 0 | 9.3987e-06 | 0.00011416 | 0 | 0.352 | 0.6932 | 0.13999 | 0.64793 | 0.017871 | 0
7344 | 1 | 9.9992e-05 | 0.00012911 | 0 | 5.8742e-06 | 0.00011416 | 0 | 0.3646 | 0.6669 | 0.055479 | 0.63871 | 0.0013373 | 0
7345 | 1 | 8.9397e-05 | 0.00013444 | 0 | 2.3497e-06 | 0.00011416 | 0 | 0.3783 | 0.6582 | 0.037939 | 0.58433 | 0.020473 | 0
7346 | 1 | 8.0986e-05 | 0.00013725 | 0 | 1.1748e-06 | 0.00011416 | 0 | 0.3849 | 0.6262 | 0.041348 | 0.53733 | 0.097428 | 0
7347 | 1 | 7.5915e-05 | 0.00013791 | 0 | 1.4098e-05 | 0.00011416 | 0 | 0.3998 | 0.6366 | 0.03508 | 0.53456 | 0.12191 | 0
7348 | 1 | 7.4024e-05 | 0.00013888 | 0 | 3.7595e-05 | 0.00011416 | 0 | 0.4005 | 0.6802 | 0.030571 | 0.54286 | 0.0786 | 0
7349 | 1 | 7.374e-05 | 0.00014121 | 0 | 9.3987e-05 | 0.00011416 | 0 | 0.395 | 0.6443 | 0.030296 | 0.54286 | 0.023356 | 0
7350 | 1 | 7.7957e-05 | 0.0001438 | 0 | 0.0001821 | 0.00011416 | 0 | 0.3931 | 0.6129 | 0.03662 | 0.53825 | 0.0010931 | 0
7351 | 1 | 9.1708e-05 | 0.00014569 | 0 | 0.0001586 | 0.00011416 | 0 | 0.4004 | 0.6262 | 0.055919 | 0.59355 | 0.0015239 | 0
7352 | 1 | 0.00011441 | 0.00012837 | 0 | 0.00014685 | 0.00011416 | 0.04 | 0.398 | 0.6076 | 0.061472 | 0.647 | 0.032819 | 0.0057163
7353 | 1 | 0.00013333 | 9.0919e-05 | 0 | 0.00016448 | 0.00011416 | 0.04 | 0.3784 | 0.4756 | 0.076813 | 0.67558 | 0.054893 | 0.035367
7354 | 1 | 0.00014656 | 5.2472e-05 | 0 | 0.00018797 | 0.00011416 | 0.05 | 0.4065 | 0.3797 | 0.081487 | 0.69493 | 0.039629 | 0
7355 | 1 | 0.00015777 | 7.6969e-06 | 0 | 0.00020677 | 0.00011416 | 0.45 | 0.4563 | 0.5408 | 0.081542 | 0.63963 | 0.016293 | 0.13912
7356 | 1 | 0.0001615 | 0 | 0 | 0.00018797 | 0.00011416 | 0.06 | 0.4904 | 0.6417 | 0.095728 | 0.65069 | 0.0013373 | 0.11483
7357 | 1 | 0.00016177 | 0 | 0 | 0.00019032 | 0.00011416 | 0.16 | 0.4937 | 0.6909 | 0.093088 | 0.67373 | 0.016421 | 0.078479
7358 | 1 | 0.00016066 | 0 | 0 | 0.00021382 | 0.00011416 | 0.19 | 0.4722 | 0.6404 | 0.077253 | 0.753 | 0.080465 | 0.0035546
7359 | 1 | 0.00015483 | 0 | 0 | 0.00022322 | 0.00011416 | 0.35 | 0.4329 | 0.5062 | 0.067356 | 0.75207 | 0.10011 | 0
7360 | 1 | 0.00015129 | 0 | 0 | 0.00022322 | 0.00011416 | 0.43 | 0.3701 | 0.4815 | 0.05229 | 0.76313 | 0.065138 | 0.053463
7361 | 1 | 0.00014962 | 0 | 0 | 0.00016448 | 0.00011416 | 0.03 | 0.2807 | 0.5593 | 0.071919 | 0.77788 | 0.019439 | 0
7362 | 1 | 0.00014369 | 4.2888e-05 | 0 | 0.00011748 | 0.00011416 | 0 | 0.2643 | 0.5565 | 0.17337 | 0.79078 | 0.0010245 | 0
7363 | 1 | 0.00015191 | 6.6422e-05 | 0 | 8.8113e-05 | 0.00011416 | 0 | 0.2668 | 0.538 | 0.27553 | 0.80553 | 0.00094438 | 0
7364 | 1 | 0.00015353 | 8.2963e-05 | 0 | 5.8742e-05 | 0.00011416 | 0 | 0.2554 | 0.5508 | 0.25881 | 0.79631 | 0.02557 | 0
7365 | 1 | 0.00015086 | 9.8764e-05 | 0 | 3.7595e-05 | 0.00011416 | 0 | 0.2452 | 0.5091 | 0.2344 | 0.79355 | 0.045297 | 0
7366 | 1 | 0.00014095 | 0.00011131 | 0 | 2.3497e-05 | 0.00011416 | 0 | 0.2297 | 0.4961 | 0.22186 | 0.78249 | 0.034002 | 0
7367 | 1 | 0.00012248 | 0.0001213 | 0 | 9.3987e-06 | 0.00011416 | 0 | 0.2131 | 0.5816 | 0.17183 | 0.7659 | 0.014811 | 0
7368 | 1 | 0.00010525 | 0.00012829 | 0 | 5.8742e-06 | 0.00011416 | 0 | 0.1971 | 0.6379 | 0.06851 | 0.75023 | 0.0013373 | 0
7369 | 1 | 9.4195e-05 | 0.00013177 | 0 | 2.3497e-06 | 0.00011416 | 0 | 0.1835 | 0.6754 | 0.037444 | 0.71613 | 0.012942 | 0
7370 | 1 | 8.5859e-05 | 0.00013333 | 0 | 1.1748e-06 | 0.00011416 | 0 | 0.1791 | 0.6979 | 0.039919 | 0.63687 | 0.065594 | 0
7371 | 1 | 8.0248e-05 | 0.00013507 | 0 | 1.4098e-05 | 0.00011416 | 0 | 0.1829 | 0.707 | 0.039204 | 0.6212 | 0.081082 | 0
7372 | 1 | 7.7768e-05 | 0.0001374 | 0 | 3.7595e-05 | 0.00011416 | 0 | 0.1976 | 0.6826 | 0.033266 | 0.62212 | 0.053309 | 0
7373 | 1 | 7.6237e-05 | 0.0001418 | 0 | 9.3987e-05 | 0.00011416 | 0 | 0.2105 | 0.6443 | 0.037169 | 0.6212 | 0.015987 | 0
7374 | 1 | 7.8074e-05 | 0.00014594 | 0 | 0.0001821 | 0.00011416 | 0 | 0.2196 | 0.6035 | 0.030626 | 0.62212 | 0.00095877 | 0
7375 | 1 | 9.1042e-05 | 0.00014798 | 0 | 0.0001586 | 0.00011416 | 0 | 0.2358 | 0.5593 | 0.039369 | 0.64793 | 0.00053427 | 0
7376 | 1 | 0.00011534 | 0.00012648 | 0 | 0.00014685 | 0.00011416 | 0.11 | 0.2441 | 0.5222 | 0.062902 | 0.71429 | 0.019475 | 0
7377 | 1 | 0.00013811 | 6.9531e-05 | 0 | 0.00016448 | 0.00011416 | 0.24 | 0.2362 | 0.4157 | 0.11145 | 0.71429 | 0.03689 | 0.38438
7378 | 1 | 0.00015546 | 9.6581e-06 | 0 | 0.00018797 | 0.00011416 | 0.62 | 0.2336 | 0.3556 | 0.1302 | 0.74286 | 0.028935 | 0.071247
7379 | 1 | 0.00016015 | 0 | 0 | 0.00020677 | 0.00011416 | 0.76 | 0.2659 | 0.4478 | 0.12949 | 0.72995 | 0.013421 | 0.13814
7380 | 1 | 0.00016101 | 0 | 0 | 0.00018797 | 0.00011416 | 0.82 | 0.2924 | 0.5579 | 0.15841 | 0.73456 | 0.0013373 | 0.39234
7381 | 1 | 0.00016196 | 0 | 0 | 0.00019032 | 0.00011416 | 0.37 | 0.3063 | 0.6314 | 0.13713 | 0.73272 | 0.010683 | 0.23676
7382 | 1 | 0.00016072 | 0 | 0 | 0.00021382 | 0.00011416 | 0.51 | 0.3051 | 0.6314 | 0.12569 | 0.72995 | 0.055732 | 0.037529
7383 | 1 | 0.00015332 | 0 | 0 | 0.00022322 | 0.00011416 | 0.33 | 0.286 | 0.4932 | 0.08792 | 0.72627 | 0.068513 | 0.35659
7384 | 1 | 0.00015032 | 0 | 0 | 0.00022322 | 0.00011416 | 0.39 | 0.2453 | 0.3225 | 0.091274 | 0.73272 | 0.045444 | 0.09253
7385 | 1 | 0.00014824 | 0 | 0 | 0.00016448 | 0.00011416 | 0.23 | 0.1944 | 0.3225 | 0.11954 | 0.73917 | 0.013684 | 0
7386 | 1 | 0.00014655 | 2.5089e-05 | 0 | 0.00011748 | 0.00011416 | 0 | 0.2062 | 0.407 | 0.22818 | 0.75945 | 0.00091137 | 0
7387 | 1 | 0.00015465 | 4.9734e-05 | 0 | 8.8113e-05 | 0.00011416 | 0 | 0.2271 | 0.5565 | 0.31621 | 0.77143 | 0.00032027 | 0
7388 | 1 | 0.00015658 | 6.5756e-05 | 0 | 5.8742e-05 | 0.00011416 | 0 | 0.2392 | 0.6519 | 0.29202 | 0.76129 | 0.015602 | 0
7389 | 1 | 0.0001541 | 7.9115e-05 | 0 | 3.7595e-05 | 0.00011416 | 0 | 0.2518 | 0.6353 | 0.27157 | 0.76037 | 0.031318 | 0
7390 | 1 | 0.00014526 | 8.8884e-05 | 0 | 2.3497e-05 | 0.00011416 | 0 | 0.2566 | 0.6235 | 0.22731 | 0.74194 | 0.025484 | 0
7391 | 1 | 0.00012722 | 9.6951e-05 | 0 | 9.3987e-06 | 0.00011416 | 0 | 0.2588 | 0.6248 | 0.15802 | 0.74101 | 0.012438 | 0
7392 | 1 | 0.00010998 | 0.00010465 | 0 | 5.8742e-06 | 0.00011416 | 0 | 0.2685 | 0.6557 | 0.060483 | 0.71982 | 0.0013373 | 0
7393 | 1 | 9.7997e-05 | 0.00011197 | 0 | 2.3497e-06 | 0.00011416 | 0 | 0.2758 | 0.6632 | 0.065156 | 0.57788 | 0.0099928 | 0
7394 | 1 | 8.8161e-05 | 0.00011919 | 0 | 1.1748e-06 | 0.00011416 | 0 | 0.2761 | 0.6519 | 0.051575 | 0.55853 | 0.052679 | 0
7395 | 1 | 8.1729e-05 | 0.00012496 | 0 | 1.4098e-05 | 0.00011416 | 0 | 0.2652 | 0.6404 | 0.030956 | 0.54654 | 0.064631 | 0
7396 | 1 | 7.9036e-05 | 0.00012885 | 0 | 3.7595e-05 | 0.00011416 | 0 | 0.2626 | 0.6644 | 0.024798 | 0.55023 | 0.043006 | 0
7397 | 1 | 7.8086e-05 | 0.00013199 | 0 | 9.3987e-05 | 0.00011416 | 0 | 0.269 | 0.6262 | 0.026337 | 0.55392 | 0.012969 | 0
7398 | 1 | 7.9961e-05 | 0.00013477 | 0 | 0.0001821 | 0.00011416 | 0 | 0.2733 | 0.6129 | 0.033266 | 0.55207 | 0.00089592 | 0
7399 | 1 | 9.2038e-05 | 0.00013814 | 0 | 0.0001586 | 0.00011416 | 0 | 0.2741 | 0.583 | 0.044042 | 0.60829 | 0.00026432 | 0
7400 | 1 | 0.00011569 | 0.00011627 | 0 | 0.00014685 | 0.00011416 | 0.07 | 0.2674 | 0.5885 | 0.075658 | 0.68295 | 0.014435 | 0
7401 | 1 | 0.00013963 | 5.1695e-05 | 0 | 0.00016448 | 0.00011416 | 0.15 | 0.2342 | 0.4975 | 0.12553 | 0.70138 | 0.029594 | 0
7402 | 1 | 0.00015532 | 0 | 0 | 0.00018797 | 0.00011416 | 0.12 | 0.2487 | 0.3926 | 0.12432 | 0.72627 | 0.024398 | 0.0084574
7403 | 1 | 0.00015799 | 0 | 0 | 0.00020677 | 0.00011416 | 0.09 | 0.2504 | 0.4405 | 0.13389 | 0.73272 | 0.012122 | 0.15836
7404 | 1 | 0.00015928 | 0 | 0 | 0.00018797 | 0.00011416 | 0.42 | 0.244 | 0.5437 | 0.14109 | 0.74747 | 0.0013373 | 0.20469
7405 | 1 | 0.00015998 | 0 | 0 | 0.00019032 | 0.00011416 | 0.59 | 0.2387 | 0.6557 | 0.14076 | 0.76037 | 0.0099928 | 0.68904
7406 | 1 | 0.00015868 | 0 | 0 | 0.00021382 | 0.00011416 | 0.57 | 0.229 | 0.6494 | 0.1418 | 0.77143 | 0.052679 | 0.71193
7407 | 1 | 0.00015237 | 0 | 0 | 0.00022322 | 0.00011416 | 0.6 | 0.2162 | 0.6619 | 0.11195 | 0.76682 | 0.064631 | 0.78965
7408 | 1 | 0.00014794 | 0 | 0 | 0.00022322 | 0.00011416 | 0.44 | 0.194 | 0.7549 | 0.095838 | 0.79447 | 0.043006 | 0.30557
7409 | 1 | 0.00014679 | 0 | 0 | 0.00016448 | 0.00011416 | 0.22 | 0.1693 | 0.8821 | 0.11789 | 0.79355 | 0.012969 | 0
7410 | 1 | 0.00014932 | 0 | 0 | 0.00011748 | 0.00011416 | 0 | 0.1723 | 0.8766 | 0.22181 | 0.82212 | 0.00089592 | 0
7411 | 1 | 0.00016266 | 0 | 0 | 8.8113e-05 | 0.00011416 | 0 | 0.1858 | 0.8388 | 0.34662 | 0.81751 | 0.00026432 | 0
7412 | 1 | 0.00016434 | 1.8354e-05 | 0 | 5.8742e-05 | 0.00011416 | 0 | 0.1991 | 0.8092 | 0.29004 | 0.82028 | 0.014435 | 0
7413 | 1 | 0.00016082 | 3.6708e-05 | 0 | 3.7595e-05 | 0.00011416 | 0 | 0.2089 | 0.7647 | 0.27404 | 0.81935 | 0.029594 | 0
7414 | 1 | 0.00015183 | 4.9363e-05 | 0 | 2.3497e-05 | 0.00011416 | 0 | 0.2164 | 0.6826 | 0.23478 | 0.79724 | 0.024398 | 0
7415 | 1 | 0.00013345 | 6.0428e-05 | 0 | 9.3987e-06 | 0.00011416 | 0 | 0.2264 | 0.6826 | 0.15599 | 0.7576 | 0.012122 | 0
7416 | 1 | 0.00011584 | 7.0863e-05 | 0 | 5.8742e-06 | 0.00011416 | 0 | 0.2364 | 0.5926 | 0.066421 | 0.69032 | 0.0013373 | 0
7417 | 1 | 0.00010467 | 8.0447e-05 | 0 | 2.3497e-06 | 0.00011416 | 0 | 0.2387 | 0.5294 | 0.054929 | 0.66636 | 0.010683 | 0
7418 | 1 | 9.4215e-05 | 8.918e-05 | 0 | 1.1748e-06 | 0.00011416 | 0 | 0.2367 | 0.5607 | 0.034805 | 0.62028 | 0.055732 | 0
7419 | 1 | 8.7177e-05 | 9.8431e-05 | 0 | 1.4098e-05 | 0.00011416 | 0 | 0.2313 | 0.6049 | 0.032001 | 0.61106 | 0.068513 | 0
7420 | 1 | 8.3414e-05 | 0.00010598 | 0 | 3.7595e-05 | 0.00011416 | 0 | 0.2286 | 0.6607 | 0.026392 | 0.61382 | 0.045444 | 0
7421 | 1 | 8.1921e-05 | 0.00011283 | 0 | 9.3987e-05 | 0.00011416 | 0 | 0.2221 | 0.6656 | 0.026997 | 0.61567 | 0.013684 | 0
7422 | 1 | 8.3385e-05 | 0.00011901 | 0 | 0.0001821 | 0.00011416 | 0 | 0.2111 | 0.6944 | 0.028372 | 0.6129 | 0.00091137 | 0
7423 | 1 | 9.6091e-05 | 0.00012285 | 0 | 0.0001586 | 0.00011416 | 0 | 0.2016 | 0.7225 | 0.055644 | 0.60553 | 0.00032027 | 0
7424 | 1 | 0.00012039 | 0.00010195 | 0 | 0.00014685 | 0.00011416 | 0.07 | 0.1893 | 0.7588 | 0.08847 | 0.71982 | 0.015602 | 0.068818
7425 | 1 | 0.00014524 | 2.5385e-05 | 0 | 0.00016448 | 0.00011416 | 0.42 | 0.1445 | 0.7375 | 0.15616 | 0.74286 | 0.031318 | 0.42477
7426 | 1 | 0.00015522 | 0 | 0 | 0.00018797 | 0.00011416 | 0.6 | 0.1227 | 0.7343 | 0.1638 | 0.77604 | 0.025484 | 0.63968
7427 | 1 | 0.00015768 | 0 | 0 | 0.00020677 | 0.00011416 | 0.73 | 0.1274 | 0.7171 | 0.15704 | 0.80553 | 0.012438 | 0.69407
7428 | 1 | 0.00015841 | 0 | 0 | 0.00018797 | 0.00011416 | 0.77 | 0.124 | 0.7093 | 0.14543 | 0.81198 | 0.0013373 | 0.98674
7429 | 1 | 0.00015949 | 0 | 0 | 0.00019032 | 0.00011416 | 0.77 | 0.1251 | 0.7204 | 0.15462 | 0.80737 | 0.01376 | 1
7430 | 1 | 0.00015868 | 0 | 0 | 0.00021382 | 0.00011416 | 0.73 | 0.1111 | 0.7914 | 0.15044 | 0.80922 | 0.069123 | 0.89339
7431 | 1 | 0.00015204 | 0 | 0 | 0.00022322 | 0.00011416 | 0.61 | 0.0887 | 0.7488 | 0.1147 | 0.81382 | 0.08559 | 0.70661
7432 | 1 | 0.00014735 | 0 | 0 | 0.00022322 | 0.00011416 | 0.44 | 0.0756 | 0.6885 | 0.096168 | 0.80276 | 0.056119 | 0.46964
7433 | 1 | 0.00014566 | 0 | 0 | 0.00016448 | 0.00011416 | 0.21 | 0.0722 | 0.6669 | 0.11475 | 0.75945 | 0.016808 | 0
7434 | 1 | 0.00014653 | 0 | 0 | 0.00011748 | 0.00011416 | 0 | 0.076 | 0.6802 | 0.18596 | 0.73641 | 0.00097493 | 0
7435 | 1 | 0.000159 | 0 | 0 | 8.8113e-05 | 0.00011416 | 0 | 0.0825 | 0.6544 | 0.24611 | 0.81567 | 0.00062252 | 0
7436 | 1 | 0.00016395 | 0 | 0 | 5.8742e-05 | 0.00011416 | 0 | 0.0941 | 0.643 | 0.27157 | 0.82396 | 0.020896 | 0
7437 | 1 | 0.00016283 | 0 | 0 | 3.7595e-05 | 0.00011416 | 0 | 0.108 | 0.6182 | 0.2603 | 0.82581 | 0.038885 | 0
7438 | 1 | 0.00015453 | 1.247e-05 | 0 | 2.3497e-05 | 0.00011416 | 0 | 0.123 | 0.5294 | 0.24814 | 0.8129 | 0.030151 | 0
7439 | 1 | 0.00013748 | 2.5459e-05 | 0 | 9.3987e-06 | 0.00011416 | 0 | 0.1354 | 0.5536 | 0.17485 | 0.76129 | 0.01376 | 0
7440 | 1 | 0.00012239 | 3.7411e-05 | 0 | 5.8742e-06 | 0.00011416 | 0 | 0.1474 | 0.4712 | 0.095288 | 0.71889 | 0.0013373 | 0
7441 | 1 | 0.00010984 | 5.0733e-05 | 0 | 2.3497e-06 | 0.00011416 | 0 | 0.1569 | 0.3883 | 0.045802 | 0.62673 | 0.018372 | 0
7442 | 1 | 9.7777e-05 | 6.4757e-05 | 0 | 1.1748e-06 | 0.00011416 | 0 | 0.1643 | 0.3612 | 0.038819 | 0.59263 | 0.088676 | 0
7443 | 1 | 9.0155e-05 | 7.5932e-05 | 0 | 1.4098e-05 | 0.00011416 | 0 | 0.1751 | 0.4114 | 0.029582 | 0.58894 | 0.11065 | 0
7444 | 1 | 8.5186e-05 | 8.5887e-05 | 0 | 3.7595e-05 | 0.00011416 | 0 | 0.1856 | 0.5135 | 0.035135 | 0.58802 | 0.071659 | 0
7445 | 1 | 8.1549e-05 | 9.7099e-05 | 0 | 9.3987e-05 | 0.00011416 | 0 | 0.1884 | 0.5465 | 0.036345 | 0.58249 | 0.021338 | 0
7446 | 1 | 7.8627e-05 | 0.00010539 | 0 | 0.0001821 | 0.00011416 | 0 | 0.1868 | 0.634 | 0.031891 | 0.5788 | 0.0010584 | 0
7447 | 1 | 7.9221e-05 | 0.00011312 | 0 | 0.0001586 | 0.00011416 | 0 | 0.1846 | 0.6301 | 0.030956 | 0.57696 | 0.0012111 | 0
7448 | 1 | 8.8045e-05 | 9.8912e-05 | 0 | 0.00014685 | 0.00011416 | 0.06 | 0.1778 | 0.6142 | 0.044317 | 0.58065 | 0.029044 | 0.051714
7449 | 1 | 0.00011049 | 1.7614e-05 | 0 | 0.00016448 | 0.00011416 | 0.4 | 0.1357 | 0.5465 | 0.053775 | 0.59447 | 0.049941 | 0.41236
7450 | 1 | 0.0001265 | 0 | 0 | 0.00018797 | 0.00011416 | 0.59 | 0.1247 | 0.4786 | 0.093088 | 0.60461 | 0.036744 | 0.66894
7451 | 1 | 0.00013383 | 0 | 0 | 0.00020677 | 0.00011416 | 0.7 | 0.129 | 0.4566 | 0.112 | 0.6341 | 0.01554 | 0.83959
7452 | 1 | 0.00013569 | 0 | 0 | 0.00018797 | 0.00011416 | 0.76 | 0.1125 | 0.6262 | 0.11563 | 0.64424 | 0.0013373 | 0.88614
7453 | 1 | 0.00013505 | 0 | 0 | 0.00019032 | 0.00011416 | 0.75 | 0.0975 | 0.7385 | 0.1202 | 0.66175 | 0.025142 | 0.93389
7454 | 1 | 0.00013539 | 0 | 8.3749e-06 | 0.00021382 | 0.00011416 | 0.7 | 0.0865 | 0.7559 | 0.13301 | 0.68018 | 0.11662 | 0.84591
7455 | 1 | 0.00013116 | 0 | 0 | 0.00022322 | 0.00011416 | 0.59 | 0.0843 | 0.7047 | 0.11712 | 0.65622 | 0.14666 | 0.67994
7456 | 1 | 0.00012381 | 0 | 0 | 0.00022322 | 0.00011416 | 0.43 | 0.0919 | 0.5236 | 0.087975 | 0.65161 | 0.0938 | 0.46619
7457 | 1 | 0.00011927 | 0 | 0 | 0.00016448 | 0.00011416 | 0.2 | 0.1123 | 0.3556 | 0.058723 | 0.65622 | 0.027767 | 0
7458 | 1 | 0.00011891 | 0 | 0 | 0.00011748 | 0.00011416 | 0 | 0.1369 | 0.2802 | 0.084456 | 0.66544 | 0.0011648 | 0
7459 | 1 | 0.00013204 | 0 | 0 | 8.8113e-05 | 0.00011416 | 0 | 0.1614 | 0.1672 | 0.16479 | 0.77235 | 0.0023023 | 0
7460 | 1 | 0.00013562 | 1.495e-05 | 0 | 5.8742e-05 | 0.00011416 | 0 | 0.1834 | 0.0944 | 0.20922 | 0.79447 | 0.041324 | 0
7461 | 1 | 0.00013279 | 3.656e-05 | 0 | 3.7595e-05 | 0.00011416 | 0 | 0.1985 | 0.061 | 0.20575 | 0.79171 | 0.065756 | 0
7462 | 1 | 0.00012779 | 5.5358e-05 | 0 | 2.3497e-05 | 0.00011416 | 0 | 0.2095 | 0.0375 | 0.17238 | 0.76774 | 0.045845 | 0
7463 | 1 | 0.00011427 | 7.1677e-05 | 0 | 9.3987e-06 | 0.00011416 | 0 | 0.227 | 0.0137 | 0.079947 | 0.71152 | 0.017871 | 0
7464 | 1 | 0.00010052 | 8.5961e-05 | 0 | 5.8742e-06 | 0.00011416 | 0 | 0.2541 | 0.0125 | 0.059658 | 0.63318 | 0.0013373 | 0
7465 | 1 | 8.8393e-05 | 9.8579e-05 | 0 | 2.3497e-06 | 0.00011416 | 0 | 0.2892 | 0.093 | 0.050751 | 0.60922 | 0.03493 | 0
7466 | 1 | 7.8656e-05 | 0.00010846 | 0 | 1.1748e-06 | 0.00011416 | 0 | 0.3111 | 0.2467 | 0.039204 | 0.59447 | 0.15599 | 0
7467 | 1 | 7.1652e-05 | 0.00011741 | 0 | 1.4098e-05 | 0.00011416 | 0 | 0.327 | 0.3897 | 0.030736 | 0.58341 | 0.19764 | 0
7468 | 1 | 6.657e-05 | 0.00012711 | 0 | 3.7595e-05 | 0.00011416 | 0 | 0.3285 | 0.4888 | 0.029582 | 0.58249 | 0.1249 | 0
7469 | 1 | 6.3985e-05 | 0.00013595 | 0 | 9.3987e-05 | 0.00011416 | 0 | 0.3296 | 0.5565 | 0.020839 | 0.5788 | 0.036762 | 0
7470 | 1 | 6.4614e-05 | 0.00014258 | 0 | 0.0001821 | 0.00011416 | 0 | 0.3324 | 0.5747 | 0.026557 | 0.57327 | 0.0012976 | 0
7471 | 1 | 6.5756e-05 | 0.00014809 | 0 | 0.0001586 | 0.00011416 | 0 | 0.3349 | 0.5803 | 0.023313 | 0.57327 | 0.0042308 | 0
7472 | 1 | 7.0983e-05 | 0.00013207 | 0 | 0.00014685 | 0.00011416 | 0.05 | 0.3296 | 0.583 | 0.022379 | 0.57051 | 0.059529 | 0.039869
7473 | 1 | 8.9327e-05 | 5.0326e-05 | 0 | 0.00016448 | 0.00011416 | 0.38 | 0.266 | 0.4566 | 0.030571 | 0.56037 | 0.088053 | 0.38869
7474 | 1 | 0.00010999 | 0 | 0 | 0.00018797 | 0.00011416 | 0.58 | 0.2469 | 0.3024 | 0.048496 | 0.55853 | 0.058228 | 0.60103
7475 | 1 | 0.00011698 | 0 | 0 | 0.00020677 | 0.00011416 | 0.69 | 0.3313 | 0.4056 | 0.056139 | 0.58157 | 0.020871 | 0.79394
7476 | 1 | 0.00011863 | 0 | 0 | 0.00018797 | 0.00011416 | 0.74 | 0.3531 | 0.6288 | 0.048276 | 0.58986 | 0.0013373 | 0.88374
7477 | 1 | 0.00011915 | 0 | 0 | 0.00019032 | 0.00011416 | 0.73 | 0.3318 | 0.7478 | 0.042998 | 0.57512 | 0.045108 | 0.88406
7478 | 1 | 0.00012136 | 0 | 0 | 0.00021382 | 0.00011416 | 0.68 | 0.2918 | 0.7269 | 0.055864 | 0.56682 | 0.19607 | 0.82709
7479 | 1 | 0.00011959 | 0 | 0 | 0.00022322 | 0.00011416 | 0.57 | 0.2466 | 0.6222 | 0.044317 | 0.56406 | 0.24976 | 0.66593
7480 | 1 | 0.00011253 | 0 | 0 | 0.00022322 | 0.00011416 | 0.41 | 0.2061 | 0.4961 | 0.046517 | 0.56313 | 0.15647 | 0.45661
7481 | 1 | 0.00010878 | 0 | 0 | 0.00016448 | 0.00011416 | 0.2 | 0.196 | 0.525 | 0.055644 | 0.5659 | 0.045866 | 0
7482 | 1 | 0.00010864 | 0 | 0 | 0.00011748 | 0.00011416 | 0 | 0.2098 | 0.6582 | 0.080772 | 0.57972 | 0.0014192 | 0
7483 | 1 | 0.00011748 | 2.7235e-05 | 0 | 8.8113e-05 | 0.00011416 | 0 | 0.2029 | 0.6766 | 0.1583 | 0.60737 | 0.0065588 | 0
7484 | 1 | 0.00012156 | 5.2583e-05 | 0 | 5.8742e-05 | 0.00011416 | 0 | 0.1934 | 0.6897 | 0.22753 | 0.73641 | 0.078843 | 0
7485 | 1 | 0.00012185 | 7.4267e-05 | 0 | 3.7595e-05 | 0.00011416 | 0 | 0.191 | 0.7225 | 0.29252 | 0.7447 | 0.11077 | 0
7486 | 1 | 0.00011708 | 9.3361e-05 | 0 | 2.3497e-05 | 0.00011416 | 0 | 0.1818 | 0.6619 | 0.27195 | 0.74286 | 0.070468 | 0
7487 | 1 | 0.00010747 | 0.0001095 | 0 | 9.3987e-06 | 0.00011416 | 0 | 0.1638 | 0.6956 | 0.22494 | 0.74194 | 0.023696 | 0
7488 | 1 | 9.3204e-05 | 0.000123 | 0 | 5.8742e-06 | 0.00011416 | 0 | 0.1424 | 0.7036 | 0.15896 | 0.61382 | 0.0013373 | 0
7489 | 1 | 8.0918e-05 | 0.00013447 | 0 | 2.3497e-06 | 0.00011416 | 0 | 0.1214 | 0.6862 | 0.08704 | 0.5871 | 0.059277 | 0
7490 | 1 | 7.1442e-05 | 0.00014346 | 0 | 1.1748e-06 | 0.00011416 | 0 | 0.107 | 0.6417 | 0.062187 | 0.57512 | 0.25088 | 0
7491 | 1 | 6.5211e-05 | 0.00015223 | 0 | 1.4098e-05 | 0.00011416 | 0 | 0.1018 | 0.5816 | 0.045582 | 0.56498 | 0.32128 | 0
7492 | 1 | 6.1206e-05 | 0.00016149 | 0 | 3.7595e-05 | 0.00011416 | 0 | 0.1046 | 0.5178 | 0.046627 | 0.55207 | 0.19955 | 0
7493 | 1 | 6.0231e-05 | 0.00017159 | 0 | 9.3987e-05 | 0.00011416 | 0 | 0.1112 | 0.4975 | 0.045692 | 0.55668 | 0.058253 | 0
7494 | 1 | 6.1617e-05 | 0.00018017 | 0 | 0.0001821 | 0.00011416 | 0 | 0.1167 | 0.5279 | 0.054434 | 0.55853 | 0.0015704 | 0
7495 | 1 | 7.4523e-05 | 0.00018539 | 0 | 0.0001586 | 0.00011416 | 0 | 0.1188 | 0.5536 | 0.074614 | 0.59263 | 0.010201 | 0
7496 | 1 | 9.6701e-05 | 0.00016952 | 0 | 0.00014685 | 0.00011416 | 0.04 | 0.1165 | 0.5565 | 0.1252 | 0.66175 | 0.10618 | 0
7497 | 1 | 0.00012553 | 7.856e-05 | 0 | 0.00016448 | 0.00011416 | 0.38 | 0.0869 | 0.4873 | 0.14417 | 0.70415 | 0.14184 | 0.071749
7498 | 1 | 0.00014603 | 5.1436e-06 | 0 | 0.00018797 | 0.00011416 | 0.57 | 0.0552 | 0.4186 | 0.18216 | 0.69954 | 0.086783 | 0.015321
7499 | 1 | 0.00014947 | 0 | 0 | 0.00020677 | 0.00011416 | 0.69 | 0.0547 | 0.4464 | 0.17787 | 0.7023 | 0.0273 | 0.0079337
7500 | 1 | 0.00015198 | 0 | 0 | 0.00018797 | 0.00011416 | 0.73 | 0.0558 | 0.4201 | 0.18117 | 0.71705 | 0.0013373 | 0.20192
7501 | 1 | 0.00015343 | 0 | 0 | 0.00019032 | 0.00011416 | 0.72 | 0.0525 | 0.4727 | 0.17353 | 0.69862 | 0.073557 | 0.86496
7502 | 1 | 0.00015255 | 0 | 0 | 0.00021382 | 0.00011416 | 0.69 | 0.0477 | 0.5422 | 0.16941 | 0.6977 | 0.30527 | 0.83927
7503 | 1 | 0.00014736 | 0 | 0 | 0.00022322 | 0.00011416 | 0.58 | 0.0445 | 0.5816 | 0.13691 | 0.68387 | 0.39249 | 0.67427
7504 | 1 | 0.00014327 | 0 | 0 | 0.00022322 | 0.00011416 | 0.42 | 0.0424 | 0.5967 | 0.12998 | 0.69124 | 0.24223 | 0.46901
7505 | 1 | 0.00014208 | 0 | 0 | 0.00016448 | 0.00011416 | 0.19 | 0.0465 | 0.6049 | 0.15522 | 0.69585 | 0.070496 | 0
7506 | 1 | 0.00014438 | 0 | 0 | 0.00011748 | 0.00011416 | 0 | 0.0497 | 0.6544 | 0.2118 | 0.74747 | 0.0017082 | 0
7507 | 1 | 0.00015765 | 0 | 0 | 8.8113e-05 | 0.00011416 | 0 | 0.0501 | 0.6681 | 0.29158 | 0.75115 | 0.01423 | 0
7508 | 1 | 0.00016089 | 1.3914e-05 | 0 | 5.8742e-05 | 0.00011416 | 0 | 0.0533 | 0.6742 | 0.32573 | 0.76774 | 0.13412 | 0
7509 | 1 | 0.0001567 | 3.6708e-05 | 0 | 3.7595e-05 | 0.00011416 | 0 | 0.0587 | 0.679 | 0.33381 | 0.76682 | 0.17269 | 0
7510 | 1 | 0.00014667 | 5.8318e-05 | 0 | 2.3497e-05 | 0.00011416 | 0 | 0.0643 | 0.6481 | 0.30296 | 0.74654 | 0.10263 | 0
7511 | 1 | 0.00012608 | 8.041e-05 | 0 | 9.3987e-06 | 0.00011416 | 0 | 0.0702 | 0.6076 | 0.23192 | 0.73364 | 0.030666 | 0
7512 | 1 | 0.00010679 | 9.98e-05 | 0 | 5.8742e-06 | 0.00011416 | 0 | 0.078 | 0.5747 | 0.13526 | 0.66359 | 0.0013373 | 0
7513 | 1 | 9.3298e-05 | 0.00011701 | 0 | 2.3497e-06 | 0.00011416 | 0 | 0.0878 | 0.5207 | 0.07071 | 0.66728 | 0.089964 | 0
7514 | 1 | 8.2058e-05 | 0.00013244 | 0 | 1.1748e-06 | 0.00011416 | 0 | 0.1001 | 0.4727 | 0.039094 | 0.59816 | 0.36702 | 0
7515 | 1 | 7.5641e-05 | 0.00014535 | 0 | 1.4098e-05 | 0.00011416 | 0 | 0.1119 | 0.4332 | 0.03585 | 0.59724 | 0.47351 | 0
7516 | 1 | 7.1188e-05 | 0.0001579 | 0 | 3.7595e-05 | 0.00011416 | 0 | 0.123 | 0.4464 | 0.032221 | 0.59447 | 0.2906 | 0
7517 | 1 | 6.931e-05 | 0.00016896 | 0 | 9.3987e-05 | 0.00011416 | 0 | 0.1308 | 0.4669 | 0.031396 | 0.58986 | 0.084345 | 0
7518 | 1 | 7.0552e-05 | 0.00017877 | 0 | 0.0001821 | 0.00011416 | 0 | 0.1349 | 0.4581 | 0.03464 | 0.60092 | 0.0018538 | 0
7519 | 1 | 8.225e-05 | 0.00018617 | 0 | 0.0001586 | 0.00011416 | 0 | 0.1387 | 0.4405 | 0.059713 | 0.68295 | 0.019201 | 0
7520 | 1 | 0.00010505 | 0.00017277 | 0 | 0.00014685 | 0.00011416 | 0.03 | 0.1395 | 0.3983 | 0.12327 | 0.66083 | 0.16657 | 0
7521 | 1 | 0.00013487 | 7.5525e-05 | 0 | 0.00016448 | 0.00011416 | 0.37 | 0.1089 | 0.3293 | 0.18634 | 0.74286 | 0.20773 | 0.34185
7522 | 1 | 0.00015446 | 0 | 0 | 0.00018797 | 0.00011416 | 0.56 | 0.0618 | 0.2221 | 0.19882 | 0.74286 | 0.12029 | 0.59398
7523 | 1 | 0.00015644 | 0 | 0 | 0.00020677 | 0.00011416 | 0.69 | 0.0477 | 0.2739 | 0.19437 | 0.72811 | 0.034298 | 0.75856
7524 | 1 | 0.00015657 | 0 | 0 | 0.00018797 | 0.00011416 | 0.73 | 0.0446 | 0.317 | 0.1964 | 0.67834 | 0.0013373 | 0.86163
7525 | 1 | 0.00015788 | 0 | 0 | 0.00019032 | 0.00011416 | 0.72 | 0.0403 | 0.3697 | 0.21653 | 0.72719 | 0.10537 | 0.89196
7526 | 1 | 0.00015771 | 0 | 0 | 0.00021382 | 0.00011416 | 0.67 | 0.0354 | 0.4128 | 0.21268 | 0.71613 | 0.42441 | 0.84969
7527 | 1 | 0.00015063 | 0 | 0 | 0.00022322 | 0.00011416 | 0.58 | 0.0308 | 0.4288 | 0.17133 | 0.70323 | 0.54899 | 0.67126
7528 | 1 | 0.00014722 | 0 | 0 | 0.00022322 | 0.00011416 | 0.41 | 0.0285 | 0.3711 | 0.16193 | 0.71336 | 0.33552 | 0.45096
7529 | 1 | 0.00014564 | 0 | 0 | 0.00016448 | 0.00011416 | 0.19 | 0.0327 | 0.3472 | 0.17897 | 0.71521 | 0.097183 | 0
7530 | 1 | 0.000149 | 0 | 0 | 0.00011748 | 0.00011416 | 0 | 0.0322 | 0.3334 | 0.22181 | 0.7235 | 0.0019813 | 0
7531 | 1 | 0.00016092 | 5.0696e-06 | 0 | 8.8113e-05 | 0.00011416 | 0 | 0.0292 | 0.2958 | 0.29856 | 0.74839 | 0.024135 | 0
7532 | 1 | 0.0001621 | 2.705e-05 | 0 | 5.8742e-05 | 0.00011416 | 0 | 0.0305 | 0.2688 | 0.33694 | 0.75023 | 0.1973 | 0
7533 | 1 | 0.00015815 | 4.9845e-05 | 0 | 3.7595e-05 | 0.00011416 | 0 | 0.0349 | 0.2419 | 0.3376 | 0.73917 | 0.24031 | 0
7534 | 1 | 0.00014643 | 7.386e-05 | 0 | 2.3497e-05 | 0.00011416 | 0 | 0.0422 | 0.2256 | 0.30846 | 0.72627 | 0.13647 | 0
7535 | 1 | 0.00012594 | 9.3509e-05 | 0 | 9.3987e-06 | 0.00011416 | 0 | 0.0504 | 0.2313 | 0.23115 | 0.7023 | 0.037535 | 0
7536 | 1 | 0.0001066 | 0.00011253 | 0 | 5.8742e-06 | 0.00011416 | 0 | 0.0577 | 0.2577 | 0.13559 | 0.68203 | 0.0013373 | 0
7537 | 1 | 9.2999e-05 | 0.0001321 | 0 | 2.3497e-06 | 0.00011416 | 0 | 0.0645 | 0.2802 | 0.12091 | 0.67005 | 0.11888 | 0
7538 | 1 | 8.0832e-05 | 0.00015072 | 0 | 1.1748e-06 | 0.00011416 | 0 | 0.071 | 0.309 | 0.045197 | 0.65991 | 0.47442 | 0
7539 | 1 | 7.3041e-05 | 0.00016678 | 0 | 1.4098e-05 | 0.00011416 | 0 | 0.0774 | 0.343 | 0.026063 | 0.6553 | 0.61484 | 0
7540 | 1 | 6.9146e-05 | 0.00018021 | 0 | 3.7595e-05 | 0.00011416 | 0 | 0.0812 | 0.364 | 0.026502 | 0.66359 | 0.37461 | 0
7541 | 1 | 6.675e-05 | 0.00019131 | 0 | 9.3987e-05 | 0.00011416 | 0 | 0.0854 | 0.3955 | 0.027162 | 0.66359 | 0.10834 | 0
7542 | 1 | 6.8279e-05 | 0.0001996 | 0 | 0.0001821 | 0.00011416 | 0 | 0.0887 | 0.4259 | 0.023808 | 0.64424 | 0.0020875 | 0
7543 | 1 | 7.9437e-05 | 0.00020589 | 0 | 0.0001586 | 0.00011416 | 0 | 0.0885 | 0.4537 | 0.071095 | 0.66728 | 0.02864 | 0
7544 | 1 | 0.00010246 | 0.00019542 | 0 | 0.00014685 | 0.00011416 | 0.03 | 0.0884 | 0.4727 | 0.1908 | 0.67465 | 0.22445 | 0
7545 | 1 | 0.00013044 | 0.0001025 | 0 | 0.00016448 | 0.00011416 | 0.36 | 0.0715 | 0.423 | 0.23324 | 0.7023 | 0.2687 | 0.35571
7546 | 1 | 0.00015069 | 2.3535e-05 | 0 | 0.00018797 | 0.00011416 | 0.55 | 0.035 | 0.3697 | 0.24908 | 0.70599 | 0.15041 | 0.57916
7547 | 1 | 0.00015752 | 0 | 0 | 0.00020677 | 0.00011416 | 0.67 | 0.0241 | 0.3542 | 0.24094 | 0.71152 | 0.040267 | 0.75551
7548 | 1 | 0.0001591 | 0 | 0 | 0.00018797 | 0.00011416 | 0.73 | 0.0246 | 0.364 | 0.25111 | 0.70968 | 0.0013373 | 0.85697
7549 | 1 | 0.00015857 | 0 | 0 | 0.00019032 | 0.00011416 | 0.72 | 0.0229 | 0.3612 | 0.23649 | 0.68479 | 0.12606 | 0.87445
7550 | 1 | 0.00015755 | 0 | 0 | 0.00021382 | 0.00011416 | 0.67 | 0.021 | 0.3265 | 0.21829 | 0.69032 | 0.50083 | 0.83222
7551 | 1 | 0.0001515 | 0 | 0 | 0.00022322 | 0.00011416 | 0.56 | 0.0196 | 0.279 | 0.17584 | 0.69309 | 0.64965 | 0.66815
7552 | 1 | 0.00014772 | 0 | 0 | 0.00022322 | 0.00011416 | 0.41 | 0.0222 | 0.2372 | 0.17326 | 0.69032 | 0.39524 | 0.45722
7553 | 1 | 0.00014698 | 0 | 0 | 0.00016448 | 0.00011416 | 0.19 | 0.0356 | 0.2802 | 0.18095 | 0.69401 | 0.11423 | 0
7554 | 1 | 0.00014892 | 3.1083e-06 | 0 | 0.00011748 | 0.00011416 | 0 | 0.0428 | 0.3077 | 0.24688 | 0.69585 | 0.0021419 | 0
7555 | 1 | 0.00015691 | 3.1009e-05 | 0 | 8.8113e-05 | 0.00011416 | 0 | 0.0422 | 0.3037 | 0.31764 | 0.71982 | 0.031089 | 0
7556 | 1 | 0.00015803 | 5.3249e-05 | 0 | 5.8742e-05 | 0.00011416 | 0 | 0.0444 | 0.2997 | 0.33211 | 0.72074 | 0.23891 | 0
7557 | 1 | 0.00015446 | 7.5414e-05 | 0 | 3.7595e-05 | 0.00011416 | 0 | 0.0498 | 0.2971 | 0.33722 | 0.73456 | 0.2837 | 0
7558 | 1 | 0.00014269 | 9.6248e-05 | 0 | 2.3497e-05 | 0.00011416 | 0 | 0.056 | 0.2802 | 0.31748 | 0.71244 | 0.15772 | 0
7559 | 1 | 0.00012339 | 0.00011334 | 0 | 9.3987e-06 | 0.00011416 | 0 | 0.0623 | 0.2431 | 0.24358 | 0.68018 | 0.041681 | 0
7560 | 1 | 0.00010451 | 0.00013003 | 0 | 5.8742e-06 | 0.00011416 | 0 | 0.0689 | 0.1978 | 0.1373 | 0.67465 | 0.0013373 | 0
7561 | 1 | 9.2288e-05 | 0.00014572 | 0 | 2.3497e-06 | 0.00011416 | 0 | 0.0731 | 0.1623 | 0.12069 | 0.62765 | 0.12975 | 0
7562 | 1 | 7.9744e-05 | 0.00016108 | 0 | 1.1748e-06 | 0.00011416 | 0 | 0.0755 | 0.1456 | 0.070655 | 0.61382 | 0.51439 | 0
7563 | 1 | 7.2565e-05 | 0.00017544 | 0 | 1.4098e-05 | 0.00011416 | 0 | 0.0755 | 0.143 | 0.05394 | 0.60369 | 0.66754 | 0
7564 | 1 | 6.7919e-05 | 0.00018894 | 0 | 3.7595e-05 | 0.00011416 | 0 | 0.0731 | 0.1576 | 0.046517 | 0.59631 | 0.40584 | 0
7565 | 1 | 6.5471e-05 | 0.00020182 | 0 | 9.3987e-05 | 0.00011416 | 0 | 0.074 | 0.1894 | 0.049046 | 0.59816 | 0.11725 | 0
7566 | 1 | 6.6792e-05 | 0.00021207 | 0 | 0.0001821 | 0.00011416 | 0 | 0.079 | 0.2256 | 0.055644 | 0.59447 | 0.0021695 | 0
7567 | 1 | 7.775e-05 | 0.00022025 | 0 | 0.0001586 | 0.00011416 | 0 | 0.0889 | 0.2638 | 0.075493 | 0.61475 | 0.032364 | 0
7568 | 1 | 0.00010075 | 0.00021089 | 0 | 0.00014685 | 0.00011416 | 0.02 | 0.1045 | 0.3306 | 0.18227 | 0.63041 | 0.24637 | 0
7569 | 1 | 0.00012795 | 0.00012171 | 0 | 0.00016448 | 0.00011416 | 0.35 | 0.0965 | 0.3528 | 0.2074 | 0.67281 | 0.2914 | 0.35264
7570 | 1 | 0.00014641 | 4.9252e-05 | 0 | 0.00018797 | 0.00011416 | 0.54 | 0.0598 | 0.2638 | 0.23517 | 0.69585 | 0.16147 | 0.58426
7571 | 1 | 0.00015863 | 0 | 0 | 0.00020677 | 0.00011416 | 0.67 | 0.0628 | 0.2815 | 0.23308 | 0.71152 | 0.0424 | 0.75237
7572 | 1 | 0.00015875 | 0 | 0 | 0.00018797 | 0.00011416 | 0.73 | 0.0758 | 0.364 | 0.20025 | 0.69585 | 0.0013373 | 0.82342
7573 | 1 | 0.00015918 | 0 | 0 | 0.00019032 | 0.00011416 | 0.73 | 0.0787 | 0.4215 | 0.18904 | 0.6894 | 0.12975 | 0.86979
7574 | 1 | 0.00015869 | 0 | 0 | 0.00021382 | 0.00011416 | 0.67 | 0.0731 | 0.4274 | 0.19316 | 0.68848 | 0.51439 | 0.82945
7575 | 1 | 0.00015226 | 0 | 0 | 0.00022322 | 0.00011416 | 0.57 | 0.0626 | 0.3897 | 0.16044 | 0.68664 | 0.66754 | 0.66493
7576 | 1 | 0.00014786 | 0 | 0 | 0.00022322 | 0.00011416 | 0.41 | 0.052 | 0.3854 | 0.15302 | 0.68848 | 0.40584 | 0.44688
7577 | 1 | 0.00014632 | 0 | 0 | 0.00016448 | 0.00011416 | 0.19 | 0.057 | 0.4698 | 0.15962 | 0.69124 | 0.11725 | 0
7578 | 1 | 0.00014383 | 3.2157e-05 | 0 | 0.00011748 | 0.00011416 | 0 | 0.0609 | 0.5607 | 0.23071 | 0.69401 | 0.0021695 | 0
7579 | 1 | 0.00015332 | 5.7208e-05 | 0 | 8.8113e-05 | 0.00011416 | 0 | 0.0534 | 0.5981 | 0.32353 | 0.72811 | 0.032364 | 0
7580 | 1 | 0.00015459 | 7.7154e-05 | 0 | 5.8742e-05 | 0.00011416 | 0 | 0.0462 | 0.6327 | 0.31924 | 0.72442 | 0.24637 | 0
7581 | 1 | 0.00015083 | 9.7284e-05 | 0 | 3.7595e-05 | 0.00011416 | 0 | 0.0444 | 0.6392 | 0.31577 | 0.71982 | 0.2914 | 0
7582 | 1 | 0.00014003 | 0.00011567 | 0 | 2.3497e-05 | 0.00011416 | 0 | 0.0437 | 0.6008 | 0.30681 | 0.71429 | 0.16147 | 0
7583 | 1 | 0.00012149 | 0.00012996 | 0 | 9.3987e-06 | 0.00011416 | 0 | 0.0439 | 0.5954 | 0.21834 | 0.70599 | 0.0424 | 0
7584 | 1 | 0.0001031 | 0.00014358 | 0 | 5.8742e-06 | 0.00011416 | 0 | 0.0454 | 0.6049 | 0.11756 | 0.67926 | 0.0013373 | 0
7585 | 1 | 9.1449e-05 | 0.00015575 | 0 | 2.3497e-06 | 0.00011416 | 0 | 0.0475 | 0.6035 | 0.11415 | 0.61935 | 0.12606 | 0
7586 | 1 | 8.0646e-05 | 0.00016681 | 0 | 1.1748e-06 | 0.00011416 | 0 | 0.0499 | 0.5816 | 0.062792 | 0.61751 | 0.50083 | 0
7587 | 1 | 7.3289e-05 | 0.00017788 | 0 | 1.4098e-05 | 0.00011416 | 0 | 0.0526 | 0.5621 | 0.035795 | 0.59447 | 0.64965 | 0
7588 | 1 | 6.9053e-05 | 0.00018928 | 0 | 3.7595e-05 | 0.00011416 | 0 | 0.0576 | 0.5294 | 0.038489 | 0.60461 | 0.39524 | 0
7589 | 1 | 6.6313e-05 | 0.00020004 | 0 | 9.3987e-05 | 0.00011416 | 0 | 0.0655 | 0.5135 | 0.040523 | 0.60369 | 0.11423 | 0
7590 | 1 | 6.7342e-05 | 0.00020726 | 0 | 0.0001821 | 0.00011416 | 0 | 0.0738 | 0.4829 | 0.035025 | 0.60645 | 0.0021419 | 0
7591 | 1 | 7.9368e-05 | 0.00021292 | 0 | 0.0001586 | 0.00011416 | 0 | 0.0789 | 0.4698 | 0.071865 | 0.59908 | 0.031089 | 0
7592 | 1 | 0.00010182 | 0.00020534 | 0 | 0.00014685 | 0.00011416 | 0 | 0.078 | 0.4493 | 0.20064 | 0.63318 | 0.23891 | 0
7593 | 1 | 0.00012696 | 0.00013074 | 0 | 0.00016448 | 0.00011416 | 0.36 | 0.0611 | 0.35 | 0.26156 | 0.67373 | 0.2837 | 0.35531
7594 | 1 | 0.00014433 | 6.5386e-05 | 0 | 0.00018797 | 0.00011416 | 0.55 | 0.0402 | 0.2407 | 0.27729 | 0.68756 | 0.15772 | 0.57126
7595 | 1 | 0.00015975 | 0 | 0 | 0.00020677 | 0.00011416 | 0.66 | 0.0499 | 0.279 | 0.27014 | 0.70046 | 0.041681 | 0.76135
7596 | 1 | 0.00015978 | 0 | 0 | 0.00018797 | 0.00011416 | 0.73 | 0.0628 | 0.3655 | 0.22807 | 0.66912 | 0.0013373 | 0.8512
7597 | 1 | 0.00015963 | 0 | 0 | 0.00019032 | 0.00011416 | 0.74 | 0.0733 | 0.5149 | 0.21257 | 0.6553 | 0.1154 | 0.85183
7598 | 1 | 0.00015811 | 0 | 0 | 0.00021382 | 0.00011416 | 0.69 | 0.0812 | 0.6142 | 0.17787 | 0.6553 | 0.46157 | 0.81152
7599 | 1 | 0.00015147 | 0 | 0 | 0.00022322 | 0.00011416 | 0.58 | 0.0885 | 0.6222 | 0.11178 | 0.62857 | 0.59791 | 0.62869
7600 | 1 | 0.00014655 | 0 | 0 | 0.00022322 | 0.00011416 | 0.42 | 0.1025 | 0.5844 | 0.077088 | 0.64516 | 0.36456 | 0.4216
7601 | 1 | 0.00014424 | 0 | 0 | 0.00016448 | 0.00011416 | 0.19 | 0.131 | 0.5885 | 0.085995 | 0.57512 | 0.10548 | 0
7602 | 1 | 0.00013739 | 5.1362e-05 | 0 | 0.00011748 | 0.00011416 | 0 | 0.1809 | 0.6248 | 0.17001 | 0.57419 | 0.0020606 | 0
7603 | 1 | 0.0001454 | 8.5813e-05 | 0 | 8.8113e-05 | 0.00011416 | 0 | 0.199 | 0.6169 | 0.23929 | 0.65714 | 0.027465 | 0
7604 | 1 | 0.00014497 | 0.00010927 | 0 | 5.8742e-05 | 0.00011416 | 0 | 0.2057 | 0.5621 | 0.25661 | 0.67281 | 0.21744 | 0
7605 | 1 | 0.00013954 | 0.00012866 | 0 | 3.7595e-05 | 0.00011416 | 0 | 0.2145 | 0.4888 | 0.22648 | 0.67097 | 0.26141 | 0
7606 | 1 | 0.0001296 | 0.00014617 | 0 | 2.3497e-05 | 0.00011416 | 0 | 0.2212 | 0.3825 | 0.18018 | 0.62949 | 0.14684 | 0
7607 | 1 | 0.00011185 | 0.00016397 | 0 | 9.3987e-06 | 0.00011416 | 0 | 0.2216 | 0.2372 | 0.086545 | 0.62857 | 0.039572 | 0
7608 | 1 | 9.5938e-05 | 0.00017806 | 0 | 5.8742e-06 | 0.00011416 | 0 | 0.2213 | 0.143 | 0.042888 | 0.55392 | 0.0013373 | 0
7609 | 1 | 8.4595e-05 | 0.00018894 | 0 | 2.3497e-06 | 0.00011416 | 0 | 0.2108 | 0.0896 | 0.038599 | 0.51705 | 0.10537 | 0
7610 | 1 | 7.385e-05 | 0.00019731 | 0 | 1.1748e-06 | 0.00011416 | 0 | 0.1999 | 0.0307 | 0.029142 | 0.47742 | 0.42441 | 0
7611 | 1 | 6.5668e-05 | 0.00020275 | 0 | 1.4098e-05 | 0.00011416 | 0 | 0.1893 | 0.0137 | 0.026777 | 0.45991 | 0.54899 | 0
7612 | 1 | 6.0719e-05 | 0.00020722 | 0 | 3.7595e-05 | 0.00011416 | 0 | 0.178 | 0.0425 | 0.026557 | 0.45346 | 0.33552 | 0
7613 | 1 | 5.8682e-05 | 0.00021111 | 0 | 9.3987e-05 | 0.00011416 | 0 | 0.1648 | 0.0987 | 0.027877 | 0.45161 | 0.097183 | 0
7614 | 1 | 5.7813e-05 | 0.0002134 | 0 | 0.0001821 | 0.00011416 | 0 | 0.1499 | 0.1643 | 0.031066 | 0.45253 | 0.0019813 | 0
7615 | 1 | 6.074e-05 | 0.00021562 | 0 | 0.0001586 | 0.00011416 | 0 | 0.1386 | 0.2384 | 0.03497 | 0.45253 | 0.024135 | 0
7616 | 1 | 6.9472e-05 | 0.00020463 | 0 | 0.00014685 | 0.00011416 | 0 | 0.1313 | 0.2984 | 0.030516 | 0.45161 | 0.1973 | 0
7617 | 1 | 8.8838e-05 | 0.00013754 | 0 | 0.00016448 | 0.00011416 | 0.35 | 0.1049 | 0.3444 | 0.033156 | 0.45346 | 0.24031 | 0.041775
7618 | 1 | 0.00011412 | 7.2676e-05 | 0 | 0.00018797 | 0.00011416 | 0.56 | 0.0868 | 0.3444 | 0.050696 | 0.57419 | 0.13647 | 0.016012
7619 | 1 | 0.00013442 | 6.1797e-06 | 0 | 0.00020677 | 0.00011416 | 0.67 | 0.0843 | 0.4669 | 0.064991 | 0.58802 | 0.037535 | 0.014341
7620 | 1 | 0.00013666 | 0 | 0 | 0.00018797 | 0.00011416 | 0.71 | 0.0784 | 0.5844 | 0.050476 | 0.58894 | 0.0013373 | 0.16692
7621 | 1 | 0.00013597 | 0 | 0 | 0.00019032 | 0.00011416 | 0.74 | 0.0726 | 0.6519 | 0.059493 | 0.51982 | 0.089964 | 0.89423
7622 | 1 | 0.00013604 | 0 | 0 | 0.00021382 | 0.00011416 | 0.68 | 0.0674 | 0.6874 | 0.075274 | 0.52719 | 0.36702 | 0.82361
7623 | 1 | 0.00013175 | 0 | 0 | 0.00022322 | 0.00011416 | 0.58 | 0.0639 | 0.7036 | 0.074064 | 0.5106 | 0.47351 | 0.64837
7624 | 1 | 0.00012367 | 0 | 0 | 0.00022322 | 0.00011416 | 0.42 | 0.0616 | 0.679 | 0.061088 | 0.50415 | 0.2906 | 0.43386
7625 | 1 | 0.00011956 | 0 | 0 | 0.00016448 | 0.00011416 | 0.18 | 0.0643 | 0.6705 | 0.085391 | 0.5106 | 0.084345 | 0
7626 | 1 | 0.00011044 | 5.3101e-05 | 0 | 0.00011748 | 0.00011416 | 0 | 0.0661 | 0.7137 | 0.11211 | 0.59263 | 0.0018538 | 0
7627 | 1 | 0.00011972 | 7.9041e-05 | 0 | 8.8113e-05 | 0.00011416 | 0 | 0.0648 | 0.7312 | 0.22137 | 0.64147 | 0.019201 | 0
7628 | 1 | 0.00012134 | 9.8431e-05 | 0 | 5.8742e-05 | 0.00011416 | 0 | 0.0662 | 0.7171 | 0.26953 | 0.66267 | 0.16657 | 0
7629 | 1 | 0.00011895 | 0.00012089 | 0 | 3.7595e-05 | 0.00011416 | 0 | 0.0724 | 0.7126 | 0.27063 | 0.66728 | 0.20773 | 0
7630 | 1 | 0.00011312 | 0.00014335 | 0 | 2.3497e-05 | 0.00011416 | 0 | 0.0857 | 0.7343 | 0.26107 | 0.66175 | 0.12029 | 0
7631 | 1 | 9.989e-05 | 0.00016067 | 0 | 9.3987e-06 | 0.00011416 | 0 | 0.1038 | 0.7468 | 0.18711 | 0.58986 | 0.034298 | 0
7632 | 1 | 8.6073e-05 | 0.0001744 | 0 | 5.8742e-06 | 0.00011416 | 0 | 0.122 | 0.7519 | 0.091824 | 0.56959 | 0.0013373 | 0
7633 | 1 | 7.4084e-05 | 0.0001855 | 0 | 2.3497e-06 | 0.00011416 | 0 | 0.1375 | 0.7478 | 0.076043 | 0.4765 | 0.07614 | 0
7634 | 1 | 6.3296e-05 | 0.00019538 | 0 | 1.1748e-06 | 0.00011416 | 0 | 0.149 | 0.7427 | 0.05141 | 0.44793 | 0.31504 | 0
7635 | 1 | 5.5482e-05 | 0.00020419 | 0 | 1.4098e-05 | 0.00011416 | 0 | 0.1487 | 0.7333 | 0.048166 | 0.44977 | 0.40529 | 0
7636 | 1 | 5.0521e-05 | 0.00021229 | 0 | 3.7595e-05 | 0.00011416 | 0 | 0.1491 | 0.7225 | 0.045967 | 0.45253 | 0.24989 | 0
7637 | 1 | 4.8432e-05 | 0.00022017 | 0 | 9.3987e-05 | 0.00011416 | 0 | 0.1504 | 0.7093 | 0.047342 | 0.45346 | 0.07269 | 0
7638 | 1 | 4.6705e-05 | 0.00022672 | 0 | 0.0001821 | 0.00011416 | 0 | 0.1502 | 0.6956 | 0.045472 | 0.447 | 0.0017319 | 0
7639 | 1 | 4.7097e-05 | 0.00023261 | 0 | 0.0001586 | 0.00011416 | 0 | 0.1497 | 0.6838 | 0.041183 | 0.44516 | 0.014991 | 0
7640 | 1 | 5.1122e-05 | 0.00022469 | 0 | 0.00014685 | 0.00011416 | 0 | 0.1491 | 0.679 | 0.050476 | 0.44332 | 0.1392 | 0
7641 | 1 | 6.949e-05 | 0.00014021 | 0 | 0.00016448 | 0.00011416 | 0.36 | 0.1209 | 0.594 | 0.055479 | 0.45161 | 0.17824 | 0.072774
7642 | 1 | 9.5457e-05 | 5.8281e-05 | 0 | 0.00018797 | 0.00011416 | 0.55 | 0.0728 | 0.4961 | 0.06884 | 0.45438 | 0.10544 | 0.027679
7643 | 1 | 0.00011508 | 0 | 0 | 0.00020677 | 0.00011416 | 0.66 | 0.0533 | 0.6089 | 0.068455 | 0.47373 | 0.031253 | 0.049485
7644 | 1 | 0.00011878 | 0 | 0 | 0.00018797 | 0.00011416 | 0.74 | 0.0469 | 0.6693 | 0.07005 | 0.46912 | 0.0013373 | 0.16002
7645 | 1 | 0.00011813 | 0 | 0 | 0.00019032 | 0.00011416 | 0.76 | 0.0412 | 0.7047 | 0.064222 | 0.48664 | 0.061516 | 0.84559
7646 | 1 | 0.0001201 | 0 | 0 | 0.00021382 | 0.00011416 | 0.7 | 0.0367 | 0.7171 | 0.056634 | 0.52995 | 0.25945 | 0.79197
7647 | 1 | 0.0001199 | 0 | 0 | 0.00022322 | 0.00011416 | 0.59 | 0.0316 | 0.707 | 0.057679 | 0.46912 | 0.33249 | 0.62314
7648 | 1 | 0.00011265 | 0 | 0 | 0.00022322 | 0.00011416 | 0.41 | 0.0287 | 0.6532 | 0.060153 | 0.47005 | 0.20629 | 0.40997
7649 | 1 | 0.00010952 | 0 | 0 | 0.00016448 | 0.00011416 | 0.18 | 0.0351 | 0.6301 | 0.07071 | 0.47834 | 0.060186 | 0
7650 | 1 | 0.00010244 | 4.0668e-05 | 0 | 0.00011748 | 0.00011416 | 0 | 0.0365 | 0.6301 | 0.091384 | 0.53917 | 0.0015928 | 0
7651 | 1 | 0.0001124 | 7.0789e-05 | 0 | 8.8113e-05 | 0.00011416 | 0 | 0.0364 | 0.6235 | 0.20625 | 0.62304 | 0.010812 | 0
7652 | 1 | 0.00011695 | 9.3842e-05 | 0 | 5.8742e-05 | 0.00011416 | 0 | 0.0405 | 0.6366 | 0.27267 | 0.65899 | 0.11054 | 0
7653 | 1 | 0.00011788 | 0.00011538 | 0 | 3.7595e-05 | 0.00011416 | 0 | 0.0499 | 0.6481 | 0.29186 | 0.65899 | 0.1467 | 0
7654 | 1 | 0.00011385 | 0.0001327 | 0 | 2.3497e-05 | 0.00011416 | 0 | 0.0655 | 0.6481 | 0.28388 | 0.65622 | 0.089302 | 0
7655 | 1 | 0.00010388 | 0.00014672 | 0 | 9.3987e-06 | 0.00011416 | 0 | 0.0851 | 0.6557 | 0.24666 | 0.6341 | 0.027843 | 0
7656 | 1 | 8.9113e-05 | 0.00015989 | 0 | 5.8742e-06 | 0.00011416 | 0 | 0.0999 | 0.6619 | 0.16666 | 0.60184 | 0.0013373 | 0
7657 | 1 | 7.5139e-05 | 0.00017218 | 0 | 2.3497e-06 | 0.00011416 | 0 | 0.1138 | 0.6814 | 0.050201 | 0.57419 | 0.048895 | 0
7658 | 1 | 6.5417e-05 | 0.00018417 | 0 | 1.1748e-06 | 0.00011416 | 0 | 0.1258 | 0.6956 | 0.021169 | 0.49309 | 0.21082 | 0
7659 | 1 | 5.8521e-05 | 0.00019642 | 0 | 1.4098e-05 | 0.00011416 | 0 | 0.1389 | 0.7059 | 0.018365 | 0.44424 | 0.26898 | 0
7660 | 1 | 5.4872e-05 | 0.00020819 | 0 | 3.7595e-05 | 0.00011416 | 0 | 0.152 | 0.707 | 0.023533 | 0.44332 | 0.16807 | 0
7661 | 1 | 5.2889e-05 | 0.00022143 | 0 | 9.3987e-05 | 0.00011416 | 0 | 0.1607 | 0.7375 | 0.029472 | 0.4424 | 0.049205 | 0
7662 | 1 | 5.4827e-05 | 0.00023309 | 0 | 0.0001821 | 0.00011416 | 0 | 0.1657 | 0.7104 | 0.032331 | 0.447 | 0.0014614 | 0
7663 | 1 | 6.8667e-05 | 0.0002436 | 0 | 0.0001586 | 0.00011416 | 0 | 0.1698 | 0.7104 | 0.062572 | 0.553 | 0.0074916 | 0
7664 | 1 | 9.3096e-05 | 0.00024049 | 0 | 0.00014685 | 0.00011416 | 0 | 0.1692 | 0.7406 | 0.15808 | 0.57788 | 0.086105 | 0
7665 | 1 | 0.00012078 | 0.00016123 | 0 | 0.00016448 | 0.00011416 | 0.35 | 0.1337 | 0.7751 | 0.21378 | 0.62949 | 0.11912 | 0.31743
7666 | 1 | 0.00014235 | 8.1187e-05 | 0 | 0.00018797 | 0.00011416 | 0.53 | 0.0921 | 0.7949 | 0.24507 | 0.65253 | 0.0749 | 0.55154
7667 | 1 | 0.0001608 | 0 | 0 | 0.00020677 | 0.00011416 | 0.66 | 0.0947 | 0.7751 | 0.2416 | 0.66175 | 0.024691 | 0.71182
7668 | 1 | 0.00016098 | 0 | 0 | 0.00018797 | 0.00011416 | 0.74 | 0.0852 | 0.8257 | 0.22065 | 0.6553 | 0.0013373 | 0.90064
7669 | 1 | 0.00016148 | 0 | 0 | 0.00019032 | 0.00011416 | 0.76 | 0.0775 | 0.8504 | 0.19349 | 0.64332 | 0.038131 | 0.87293
7670 | 1 | 0.00016047 | 0 | 0 | 0.00021382 | 0.00011416 | 0.69 | 0.0713 | 0.836 | 0.16363 | 0.62949 | 0.16868 | 0.80391
7671 | 1 | 0.00015342 | 0 | 0 | 0.00022322 | 0.00011416 | 0.58 | 0.0665 | 0.814 | 0.12569 | 0.63134 | 0.21411 | 0.65471
7672 | 1 | 0.00014746 | 0 | 0 | 0.00022322 | 0.00011416 | 0.42 | 0.0661 | 0.818 | 0.10909 | 0.63041 | 0.1349 | 0.43078
7673 | 1 | 0.00014796 | 0 | 0 | 0.00016448 | 0.00011416 | 0.18 | 0.0779 | 0.8345 | 0.12685 | 0.64055 | 0.039648 | 0
7674 | 1 | 0.00013756 | 7.312e-05 | 0 | 0.00011748 | 0.00011416 | 0 | 0.1004 | 0.8721 | 0.18689 | 0.65069 | 0.0013373 | 0
7675 | 1 | 0.00014705 | 0.00010483 | 0 | 8.8113e-05 | 0.00011416 | 0 | 0.1165 | 0.8531 | 0.2973 | 0.6765 | 0.0049321 | 0
7676 | 1 | 0.00014566 | 0.00013344 | 0 | 5.8742e-05 | 0.00011416 | 0 | 0.1314 | 0.868 | 0.30549 | 0.67834 | 0.065567 | 0
7677 | 1 | 0.00014036 | 0.00016226 | 0 | 3.7595e-05 | 0.00011416 | 0 | 0.1506 | 0.8992 | 0.30192 | 0.68111 | 0.09524 | 0
7678 | 1 | 0.00012885 | 0.00018569 | 0 | 2.3497e-05 | 0.00011416 | 0 | 0.178 | 0.917 | 0.24803 | 0.6682 | 0.062136 | 0
7679 | 1 | 0.00010947 | 0.00020212 | 0 | 9.3987e-06 | 0.00011416 | 0 | 0.2092 | 0.9504 | 0.15137 | 0.61659 | 0.021786 | 0
7680 | 1 | 9.1453e-05 | 0.00021459 | 0 | 5.8742e-06 | 0.00011416 | 0 | 0.2357 | 0.972 | 0.083356 | 0.57788 | 0.0013373 | 0
7681 | 1 | 7.8241e-05 | 0.0002245 | 0 | 2.3497e-06 | 0.00011416 | 0 | 0.2461 | 0.9754 | 0.060648 | 0.54009 | 0.029075 | 0
7682 | 1 | 6.7666e-05 | 0.00023372 | 0 | 1.1748e-06 | 0.00011416 | 0 | 0.2494 | 0.9749 | 0.040908 | 0.5576 | 0.13256 | 0
7683 | 1 | 6.1455e-05 | 0.00023982 | 0 | 1.4098e-05 | 0.00011416 | 0 | 0.2481 | 0.9679 | 0.026392 | 0.44793 | 0.16727 | 0
7684 | 1 | 5.7966e-05 | 0.00024752 | 0 | 3.7595e-05 | 0.00011416 | 0 | 0.2378 | 0.9491 | 0.028152 | 0.43226 | 0.1064 | 0
7685 | 1 | 5.6003e-05 | 0.00025725 | 0 | 9.3987e-05 | 0.00011416 | 0 | 0.2278 | 0.924 | 0.030461 | 0.42857 | 0.031417 | 0
7686 | 1 | 5.7337e-05 | 0.00026547 | 0 | 0.0001821 | 0.00011416 | 0 | 0.2193 | 0.9138 | 0.026502 | 0.42765 | 0.0012206 | 0
7687 | 1 | 6.9986e-05 | 0.00027183 | 0 | 0.0001586 | 0.00011416 | 0 | 0.2126 | 0.9015 | 0.038379 | 0.51429 | 0.0030341 | 0
7688 | 1 | 9.4457e-05 | 0.00026488 | 0 | 0.00014685 | 0.00011416 | 0 | 0.2019 | 0.8889 | 0.12569 | 0.54839 | 0.048587 | 0
7689 | 1 | 0.00012297 | 0.00017762 | 0 | 0.00016448 | 0.00011416 | 0.35 | 0.1619 | 0.8749 | 0.19866 | 0.58249 | 0.074782 | 0.11905
7690 | 1 | 0.00014325 | 9.9763e-05 | 0 | 0.00018797 | 0.00011416 | 0.55 | 0.1082 | 0.8968 | 0.21966 | 0.62949 | 0.050911 | 0.063381
7691 | 1 | 0.00016181 | 1.6208e-05 | 0 | 0.00020677 | 0.00011416 | 0.67 | 0.0987 | 0.9276 | 0.22071 | 0.6212 | 0.019119 | 0.13992
7692 | 1 | 0.00016503 | 0 | 0 | 0.00018797 | 0.00011416 | 0.72 | 0.1065 | 0.9808 | 0.22461 | 0.61106 | 0.0013373 | 0.23476
7693 | 1 | 0.00016494 | 0 | 0 | 0.00019032 | 0.00011416 | 0.74 | 0.1066 | 0.9808 | 0.20537 | 0.60369 | 0.022727 | 0.8697
7694 | 1 | 0.00016328 | 0 | 0 | 0.00021382 | 0.00011416 | 0.7 | 0.0991 | 0.9752 | 0.18128 | 0.60737 | 0.10674 | 0.82939
7695 | 1 | 0.00015589 | 0 | 0 | 0.00022322 | 0.00011416 | 0.62 | 0.0905 | 0.9739 | 0.14021 | 0.60829 | 0.1339 | 0.63102
7696 | 1 | 0.0001519 | 0 | 0 | 0.00022322 | 0.00011416 | 0.4 | 0.079 | 0.967 | 0.10409 | 0.61659 | 0.085976 | 0.42147
7697 | 1 | 0.00014968 | 3.2564e-06 | 0 | 0.00016448 | 0.00011416 | 0.17 | 0.0837 | 0.9515 | 0.11772 | 0.61475 | 0.025498 | 0
7698 | 1 | 0.00013979 | 7.5673e-05 | 0 | 0.00011748 | 0.00011416 | 0 | 0.1068 | 0.9396 | 0.19926 | 0.62028 | 0.0011286 | 0
7699 | 1 | 0.0001485 | 0.00010731 | 0 | 8.8113e-05 | 0.00011416 | 0 | 0.127 | 0.9198 | 0.25815 | 0.65161 | 0.0018864 | 0
7700 | 1 | 0.00014847 | 0.00013321 | 0 | 5.8742e-05 | 0.00011416 | 0 | 0.1431 | 0.9078 | 0.29878 | 0.65991 | 0.036909 | 0
7701 | 1 | 0.00014438 | 0.00015553 | 0 | 3.7595e-05 | 0.00011416 | 0 | 0.1569 | 0.8788 | 0.30406 | 0.66359 | 0.060161 | 0
7702 | 1 | 0.00013395 | 0.00017584 | 0 | 2.3497e-05 | 0.00011416 | 0 | 0.1676 | 0.8416 | 0.28317 | 0.64885 | 0.042662 | 0
7703 | 1 | 0.00011354 | 0.00019139 | 0 | 9.3987e-06 | 0.00011416 | 0 | 0.1767 | 0.8034 | 0.14917 | 0.59724 | 0.01707 | 0
7704 | 1 | 9.4969e-05 | 0.00020408 | 0 | 5.8742e-06 | 0.00011416 | 0 | 0.1806 | 0.7569 | 0.078683 | 0.52995 | 0.0013373 | 0
7705 | 1 | 8.1643e-05 | 0.00021392 | 0 | 2.3497e-06 | 0.00011416 | 0 | 0.1791 | 0.7104 | 0.063947 | 0.51521 | 0.018372 | 0
7706 | 1 | 7.1449e-05 | 0.00022051 | 0 | 1.1748e-06 | 0.00011416 | 0 | 0.1745 | 0.6778 | 0.036345 | 0.54286 | 0.088676 | 0
7707 | 1 | 6.5185e-05 | 0.0002261 | 0 | 1.4098e-05 | 0.00011416 | 0 | 0.1665 | 0.6417 | 0.027657 | 0.5318 | 0.11065 | 0
7708 | 1 | 6.1585e-05 | 0.00023054 | 0 | 3.7595e-05 | 0.00011416 | 0 | 0.1585 | 0.6156 | 0.023698 | 0.52719 | 0.071659 | 0
7709 | 1 | 6.125e-05 | 0.00023464 | 0 | 9.3987e-05 | 0.00011416 | 0 | 0.149 | 0.6209 | 0.027987 | 0.47742 | 0.021338 | 0
7710 | 1 | 6.3674e-05 | 0.00023805 | 0 | 0.0001821 | 0.00011416 | 0 | 0.1389 | 0.6379 | 0.027767 | 0.47281 | 0.0010584 | 0
7711 | 1 | 7.6593e-05 | 0.00024034 | 0 | 0.0001586 | 0.00011416 | 0 | 0.1292 | 0.6656 | 0.062737 | 0.54931 | 0.0012111 | 0
7712 | 1 | 0.00010163 | 0.00022817 | 0 | 0.00014685 | 0.00011416 | 0 | 0.1183 | 0.6967 | 0.17254 | 0.56129 | 0.029044 | 0
7713 | 1 | 0.00012997 | 0.00014195 | 0 | 0.00016448 | 0.00011416 | 0.32 | 0.0907 | 0.6717 | 0.23429 | 0.58618 | 0.049941 | 0.18474
7714 | 1 | 0.000151 | 5.954e-05 | 0 | 0.00018797 | 0.00011416 | 0.54 | 0.0528 | 0.6644 | 0.27272 | 0.61659 | 0.036744 | 0.30546
7715 | 1 | 0.00016436 | 0 | 0 | 0.00020677 | 0.00011416 | 0.65 | 0.0454 | 0.8132 | 0.28152 | 0.61843 | 0.01554 | 0.46866
7716 | 1 | 0.00016457 | 0 | 0 | 0.00018797 | 0.00011416 | 0.72 | 0.0443 | 0.8732 | 0.29087 | 0.6 | 0.0013373 | 0.8191
7717 | 1 | 0.0001644 | 0 | 0 | 0.00019032 | 0.00011416 | 0.71 | 0.0418 | 0.9258 | 0.28685 | 0.59078 | 0.014612 | 0.88182
7718 | 1 | 0.00016311 | 0 | 0 | 0.00021382 | 0.00011416 | 0.68 | 0.0396 | 0.9255 | 0.27179 | 0.59724 | 0.072776 | 0.81247
7719 | 1 | 0.00015544 | 0 | 0 | 0.00022322 | 0.00011416 | 0.56 | 0.037 | 0.8939 | 0.19673 | 0.60553 | 0.090263 | 0.63889
7720 | 1 | 0.00015253 | 0 | 0 | 0.00022322 | 0.00011416 | 0.4 | 0.0368 | 0.876 | 0.14978 | 0.60369 | 0.059026 | 0.42723
7721 | 1 | 0.00015026 | 0 | 0 | 0.00016448 | 0.00011416 | 0.17 | 0.0457 | 0.8766 | 0.15808 | 0.61475 | 0.017657 | 0
7722 | 1 | 0.00014728 | 3.3341e-05 | 0 | 0.00011748 | 0.00011416 | 0 | 0.0533 | 0.8953 | 0.24468 | 0.63134 | 0.00099127 | 0
7723 | 1 | 0.00015643 | 6.4054e-05 | 0 | 8.8113e-05 | 0.00011416 | 0 | 0.0618 | 0.8738 | 0.33293 | 0.64332 | 0.00071998 | 0
7724 | 1 | 0.00015628 | 8.8662e-05 | 0 | 5.8742e-05 | 0.00011416 | 0 | 0.0766 | 0.8471 | 0.34629 | 0.66083 | 0.022384 | 0
7725 | 1 | 0.00015265 | 0.00011012 | 0 | 3.7595e-05 | 0.00011416 | 0 | 0.099 | 0.7761 | 0.33683 | 0.65622 | 0.04095 | 0
7726 | 1 | 0.00014237 | 0.00012744 | 0 | 2.3497e-05 | 0.00011416 | 0 | 0.1206 | 0.7666 | 0.30197 | 0.63594 | 0.0314 | 0
7727 | 1 | 0.00012329 | 0.00014054 | 0 | 9.3987e-06 | 0.00011416 | 0 | 0.1368 | 0.7478 | 0.19382 | 0.58249 | 0.014105 | 0
7728 | 1 | 0.00010558 | 0.00014916 | 0 | 5.8742e-06 | 0.00011416 | 0 | 0.1517 | 0.7247 | 0.12097 | 0.52442 | 0.0013373 | 0
7729 | 1 | 9.1781e-05 | 0.00015716 | 0 | 2.3497e-06 | 0.00011416 | 0 | 0.1611 | 0.7193 | 0.084456 | 0.49862 | 0.012942 | 0
7730 | 1 | 8.0895e-05 | 0.00016593 | 0 | 1.1748e-06 | 0.00011416 | 0 | 0.1637 | 0.7137 | 0.027657 | 0.47926 | 0.065594 | 0
7731 | 1 | 7.3551e-05 | 0.0001744 | 0 | 1.4098e-05 | 0.00011416 | 0 | 0.1666 | 0.6921 | 0.023148 | 0.41198 | 0.081082 | 0
7732 | 1 | 6.944e-05 | 0.00018265 | 0 | 3.7595e-05 | 0.00011416 | 0 | 0.1622 | 0.6681 | 0.023313 | 0.40276 | 0.053309 | 0
7733 | 1 | 6.7845e-05 | 0.00018942 | 0 | 9.3987e-05 | 0.00011416 | 0 | 0.157 | 0.6766 | 0.026667 | 0.40092 | 0.015987 | 0
7734 | 1 | 6.9625e-05 | 0.00019716 | 0 | 0.0001821 | 0.00011416 | 0 | 0.1514 | 0.7396 | 0.028812 | 0.40184 | 0.00095877 | 0
7735 | 1 | 8.2161e-05 | 0.0002023 | 0 | 0.0001586 | 0.00011416 | 0 | 0.1423 | 0.7081 | 0.061198 | 0.40276 | 0.00053427 | 0
7736 | 1 | 0.00010579 | 0.00019497 | 0 | 0.00014685 | 0.00011416 | 0 | 0.1323 | 0.7498 | 0.16369 | 0.48664 | 0.019475 | 0
7737 | 1 | 0.00013344 | 0.0001166 | 0 | 0.00016448 | 0.00011416 | 0.33 | 0.0985 | 0.7406 | 0.22335 | 0.56959 | 0.03689 | 0.3012
7738 | 1 | 0.00015219 | 4.1926e-05 | 0 | 0.00018797 | 0.00011416 | 0.5 | 0.0614 | 0.7478 | 0.2388 | 0.59724 | 0.028935 | 0.51113
7739 | 1 | 0.00016184 | 0 | 0 | 0.00020677 | 0.00011416 | 0.64 | 0.0498 | 0.7608 | 0.24556 | 0.60922 | 0.013421 | 0.68939
7740 | 1 | 0.0001611 | 0 | 0 | 0.00018797 | 0.00011416 | 0.71 | 0.0487 | 0.8949 | 0.23143 | 0.61751 | 0.0013373 | 0.75961
7741 | 1 | 0.00016239 | 0 | 0 | 0.00019032 | 0.00011416 | 0.69 | 0.0511 | 0.9146 | 0.22302 | 0.61106 | 0.012157 | 0.84928
7742 | 1 | 0.00016165 | 0 | 0 | 0.00021382 | 0.00011416 | 0.67 | 0.053 | 0.8992 | 0.20141 | 0.60737 | 0.062188 | 0.82445
7743 | 1 | 0.00015512 | 0 | 0 | 0.00022322 | 0.00011416 | 0.56 | 0.054 | 0.9332 | 0.1715 | 0.60922 | 0.076735 | 0.62667
7744 | 1 | 0.00015265 | 0 | 0 | 0.00022322 | 0.00011416 | 0.38 | 0.0513 | 0.9418 | 0.16572 | 0.6129 | 0.050594 | 0.41752
7745 | 1 | 0.00015084 | 0 | 0 | 0.00016448 | 0.00011416 | 0.16 | 0.0563 | 0.9198 | 0.16473 | 0.62028 | 0.015193 | 0
7746 | 1 | 0.00015053 | 2.3313e-05 | 0 | 0.00011748 | 0.00011416 | 0 | 0.0707 | 0.8982 | 0.21334 | 0.6424 | 0.00094279 | 0
7747 | 1 | 0.00015997 | 4.9215e-05 | 0 | 8.8113e-05 | 0.00011416 | 0 | 0.082 | 0.9029 | 0.29081 | 0.66175 | 0.00045479 | 0
7748 | 1 | 0.00015919 | 7.2084e-05 | 0 | 5.8742e-05 | 0.00011416 | 0 | 0.0948 | 0.8899 | 0.28377 | 0.6765 | 0.01812 | 0
7749 | 1 | 0.00015578 | 9.2991e-05 | 0 | 3.7595e-05 | 0.00011416 | 0 | 0.1134 | 0.8953 | 0.28223 | 0.67281 | 0.034965 | 0
7750 | 1 | 0.00014566 | 0.00011183 | 0 | 2.3497e-05 | 0.00011416 | 0 | 0.1295 | 0.8904 | 0.26173 | 0.61751 | 0.027752 | 0
7751 | 1 | 0.00012702 | 0.00012755 | 0 | 9.3987e-06 | 0.00011416 | 0 | 0.1415 | 0.855 | 0.16165 | 0.59539 | 0.013088 | 0
7752 | 1 | 0.00010756 | 0.00014354 | 0 | 5.8742e-06 | 0.00011416 | 0 | 0.1484 | 0.8582 | 0.08759 | 0.56129 | 0.0013373 | 0
7753 | 1 | 9.4083e-05 | 0.00015679 | 0 | 2.3497e-06 | 0.00011416 | 0 | 0.1524 | 0.8783 | 0.045472 | 0.56498 | 0.012157 | 0
7754 | 1 | 8.2855e-05 | 0.00016715 | 0 | 1.1748e-06 | 0.00011416 | 0 | 0.1548 | 0.8794 | 0.032826 | 0.55115 | 0.062188 | 0
7755 | 1 | 7.524e-05 | 0.00017447 | 0 | 1.4098e-05 | 0.00011416 | 0 | 0.168 | 0.8116 | 0.01787 | 0.53364 | 0.076735 | 0
7756 | 1 | 7.1448e-05 | 0.00018236 | 0 | 3.7595e-05 | 0.00011416 | 0 | 0.1881 | 0.8084 | 0.018365 | 0.42396 | 0.050594 | 0
7757 | 1 | 6.9721e-05 | 0.00019016 | 0 | 9.3987e-05 | 0.00011416 | 0 | 0.2006 | 0.8638 | 0.021004 | 0.42304 | 0.015193 | 0
7758 | 1 | 7.1599e-05 | 0.00019719 | 0 | 0.0001821 | 0.00011416 | 0 | 0.2072 | 0.8815 | 0.022928 | 0.4212 | 0.00094279 | 0
7759 | 1 | 8.2715e-05 | 0.00020423 | 0 | 0.0001586 | 0.00011416 | 0 | 0.2172 | 0.8934 | 0.041898 | 0.46912 | 0.00045479 | 0
7760 | 1 | 0.00010656 | 0.0001976 | 0 | 0.00014685 | 0.00011416 | 0 | 0.2309 | 0.9305 | 0.11717 | 0.57327 | 0.01812 | 0
7761 | 1 | 0.00013466 | 0.00011357 | 0 | 0.00016448 | 0.00011416 | 0.27 | 0.2018 | 0.9087 | 0.1688 | 0.62488 | 0.034965 | 0.30303
7762 | 1 | 0.00015463 | 3.4969e-05 | 0 | 0.00018797 | 0.00011416 | 0.4 | 0.1617 | 0.9759 | 0.2013 | 0.6424 | 0.027752 | 0.43604
7763 | 1 | 0.00016356 | 0 | 0 | 0.00020677 | 0.00011416 | 0.7 | 0.2101 | 0.9867 | 0.21537 | 0.64055 | 0.013088 | 0.62556
7764 | 1 | 0.0001634 | 0 | 0 | 0.00018797 | 0.00011416 | 0.65 | 0.2805 | 0.9802 | 0.19146 | 0.63318 | 0.0013373 | 0.67538
7765 | 1 | 0.0001627 | 0 | 0 | 0.00019032 | 0.00011416 | 0.7 | 0.3533 | 0.9895 | 0.15693 | 0.62581 | 0.01376 | 0.77336
7766 | 1 | 0.00016174 | 0 | 0 | 0.00021382 | 0.00011416 | 0.61 | 0.4156 | 0.9801 | 0.11283 | 0.57235 | 0.069123 | 0.63712
7767 | 1 | 0.00015288 | 0 | 0 | 0.00022322 | 0.00011416 | 0.59 | 0.4465 | 0.9095 | 0.057349 | 0.59171 | 0.08559 | 0.48087
7768 | 1 | 0.00015198 | 0 | 0 | 0.00022322 | 0.00011416 | 0.25 | 0.4379 | 0.6956 | 0.058613 | 0.58802 | 0.056119 | 0.30734
7769 | 1 | 0.00014961 | 0 | 0 | 0.00016448 | 0.00011416 | 0.05 | 0.4678 | 0.5885 | 0.052345 | 0.58986 | 0.016808 | 0
7770 | 1 | 0.00014749 | 2.8715e-05 | 0 | 0.00011748 | 0.00011416 | 0 | 0.5375 | 0.4902 | 0.098257 | 0.60184 | 0.00097493 | 0
7771 | 1 | 0.00015518 | 5.9059e-05 | 0 | 8.8113e-05 | 0.00011416 | 0 | 0.5823 | 0.4012 | 0.10639 | 0.61014 | 0.00062252 | 0
7772 | 1 | 0.00015298 | 8.0484e-05 | 0 | 5.8742e-05 | 0.00011416 | 0 | 0.6132 | 0.4946 | 0.081487 | 0.60553 | 0.020896 | 0
7773 | 1 | 0.00014917 | 9.9504e-05 | 0 | 3.7595e-05 | 0.00011416 | 0 | 0.6461 | 0.5593 | 0.054929 | 0.58802 | 0.038885 | 0
7774 | 1 | 0.00013963 | 0.00011786 | 0 | 2.3497e-05 | 0.00011416 | 0 | 0.677 | 0.6156 | 0.058063 | 0.55392 | 0.030151 | 0
7775 | 1 | 0.00012473 | 0.00012996 | 0 | 9.3987e-06 | 0.00011416 | 0 | 0.6861 | 0.7236 | 0.046517 | 0.51982 | 0.01376 | 0
7776 | 1 | 0.00010944 | 0.00013899 | 0 | 5.8742e-06 | 0.00011416 | 0 | 0.7055 | 0.7608 | 0.047506 | 0.43871 | 0.0013373 | 0
7777 | 1 | 9.8324e-05 | 0.00014557 | 0 | 2.3497e-06 | 0.00011416 | 0 | 0.716 | 0.7458 | 0.042778 | 0.52442 | 0.015499 | 0
7778 | 1 | 8.772e-05 | 0.00015516 | 0 | 1.1748e-06 | 0.00011416 | 0 | 0.7189 | 0.8264 | 0.044812 | 0.50876 | 0.076556 | 0
7779 | 1 | 7.9e-05 | 0.00016234 | 0 | 1.4098e-05 | 0.00011416 | 0 | 0.7213 | 0.8939 | 0.039534 | 0.44424 | 0.095102 | 0
7780 | 1 | 7.3959e-05 | 0.00016733 | 0 | 3.7595e-05 | 0.00011416 | 0 | 0.7178 | 0.9322 | 0.031451 | 0.43963 | 0.062032 | 0
7781 | 1 | 7.0735e-05 | 0.00017307 | 0 | 9.3987e-05 | 0.00011416 | 0 | 0.7156 | 0.9001 | 0.020894 | 0.45161 | 0.018534 | 0
7782 | 1 | 7.0015e-05 | 0.00017651 | 0 | 0.0001821 | 0.00011416 | 0 | 0.7113 | 0.8783 | 0.026283 | 0.47465 | 0.0010078 | 0
7783 | 1 | 7.2357e-05 | 0.00017921 | 0 | 0.0001586 | 0.00011416 | 0 | 0.7064 | 0.876 | 0.036125 | 0.47465 | 0.00082711 | 0
7784 | 1 | 7.9258e-05 | 0.00017729 | 0 | 0.00014685 | 0.00011416 | 0 | 0.7126 | 0.8987 | 0.042008 | 0.52627 | 0.023942 | 0
7785 | 1 | 9.1556e-05 | 0.00014898 | 0 | 0.00016448 | 0.00011416 | 0.11 | 0.7258 | 0.9074 | 0.042228 | 0.50138 | 0.043087 | 0.17085
7786 | 1 | 0.00011252 | 0.00010961 | 0 | 0.00018797 | 0.00011416 | 0.12 | 0.7883 | 0.9138 | 0.060373 | 0.51889 | 0.032684 | 0.0097166
7787 | 1 | 0.00012942 | 7.0345e-05 | 0 | 0.00020677 | 0.00011416 | 0.47 | 0.8474 | 0.9472 | 0.056524 | 0.6129 | 0.014455 | 0.0021394
7788 | 1 | 0.00013569 | 4.7698e-05 | 0 | 0.00018797 | 0.00011416 | 0.06 | 0.8647 | 0.9745 | 0.040139 | 0.57788 | 0.0013373 | 0.0020169
7789 | 1 | 0.00013557 | 4.1112e-05 | 0 | 0.00019032 | 0.00011416 | 0.07 | 0.8551 | 0.983 | 0.062077 | 0.55023 | 0.017378 | 0.029439
7790 | 1 | 0.00013561 | 4.7106e-05 | 0 | 0.00021382 | 0.00011416 | 0.58 | 0.8401 | 0.9828 | 0.064936 | 0.60553 | 0.084504 | 0.65994
7791 | 1 | 0.00012633 | 6.8273e-05 | 0 | 0.00022322 | 0.00011416 | 0.02 | 0.817 | 0.9751 | 0.048991 | 0.58894 | 0.10529 | 0
7792 | 1 | 0.00011157 | 0.00010517 | 0 | 0.00022322 | 0.00011416 | 0.1 | 0.7845 | 0.9599 | 0.049156 | 0.56959 | 0.068347 | 0.0022397
7793 | 1 | 9.7364e-05 | 0.00016045 | 0 | 0.00016448 | 0.00011416 | 0.05 | 0.7125 | 0.9325 | 0.072359 | 0.52903 | 0.020374 | 0
7794 | 1 | 8.852e-05 | 0.00022014 | 0 | 0.00011748 | 0.00011416 | 0 | 0.6549 | 0.9158 | 0.10046 | 0.63963 | 0.0010414 | 0
7795 | 1 | 9.4443e-05 | 0.00025155 | 0 | 8.8113e-05 | 0.00011416 | 0 | 0.6258 | 0.8944 | 0.16545 | 0.67097 | 0.0010722 | 0
7796 | 1 | 9.1209e-05 | 0.00027772 | 0 | 5.8742e-05 | 0.00011416 | 0 | 0.5941 | 0.8743 | 0.15379 | 0.68664 | 0.02727 | 0
7797 | 1 | 8.969e-05 | 0.00030021 | 0 | 3.7595e-05 | 0.00011416 | 0 | 0.5631 | 0.8409 | 0.1886 | 0.68848 | 0.047581 | 0
7798 | 1 | 8.4703e-05 | 0.00032071 | 0 | 2.3497e-05 | 0.00011416 | 0 | 0.5219 | 0.7364 | 0.17001 | 0.68387 | 0.035355 | 0
7799 | 1 | 7.1868e-05 | 0.00033696 | 0 | 9.3987e-06 | 0.00011416 | 0 | 0.4905 | 0.5816 | 0.14411 | 0.65714 | 0.015172 | 0
7800 | 1 | 5.7839e-05 | 0.00035187 | 0 | 5.8742e-06 | 0.00011416 | 0 | 0.4721 | 0.5178 | 0.11096 | 0.63502 | 0.0013373 | 0
7801 | 1 | 4.6291e-05 | 0.00036423 | 0 | 2.3497e-06 | 0.00011416 | 0 | 0.461 | 0.4405 | 0.046572 | 0.58525 | 0.020473 | 0
7802 | 1 | 3.4965e-05 | 0.0003733 | 0 | 1.1748e-06 | 0.00011416 | 0 | 0.4582 | 0.3612 | 0.026832 | 0.51244 | 0.097428 | 0
7803 | 1 | 2.6511e-05 | 0.0003807 | 0 | 1.4098e-05 | 0.00011416 | 0 | 0.4543 | 0.3063 | 0.038764 | 0.48203 | 0.12191 | 0
7804 | 1 | 2.0643e-05 | 0.00038791 | 0 | 3.7595e-05 | 0.00011416 | 0 | 0.4373 | 0.2244 | 0.025403 | 0.58894 | 0.0786 | 0
7805 | 1 | 1.8579e-05 | 0.00039446 | 0 | 9.3987e-05 | 0.00011416 | 0 | 0.4133 | 0.1403 | 0.024193 | 0.54286 | 0.023356 | 0
7806 | 1 | 1.7286e-05 | 0.00039927 | 0 | 0.0001821 | 0.00011416 | 0 | 0.3876 | 0.0842 | 0.025568 | 0.59171 | 0.0010931 | 0
7807 | 1 | 1.8511e-05 | 0.00040238 | 0 | 0.0001586 | 0.00011416 | 0 | 0.3672 | 0.0621 | 0.030461 | 0.58802 | 0.0015239 | 0
7808 | 1 | 2.2895e-05 | 0.00039794 | 0 | 0.00014685 | 0.00011416 | 0 | 0.3388 | 0.0593 | 0.020509 | 0.58341 | 0.032819 | 0
7809 | 1 | 3.3765e-05 | 0.00034987 | 0 | 0.00016448 | 0.00011416 | 0.36 | 0.3098 | 0.0691 | 0.03618 | 0.5576 | 0.054893 | 0.30331
7810 | 1 | 5.5397e-05 | 0.00029329 | 0 | 0.00018797 | 0.00011416 | 0.59 | 0.3485 | 0.0498 | 0.046187 | 0.6424 | 0.039629 | 0.57587
7811 | 1 | 7.7226e-05 | 0.00024016 | 0 | 0.00020677 | 0.00011416 | 0.71 | 0.3551 | 0.0561 | 0.079562 | 0.65161 | 0.016293 | 0.77961
7812 | 1 | 8.8854e-05 | 0.00020615 | 0 | 0.00018797 | 0.00011416 | 0.78 | 0.3508 | 0.0616 | 0.064991 | 0.65622 | 0.0013373 | 0.81991
7813 | 1 | 9.3435e-05 | 0.00018691 | 0 | 0.00019032 | 0.00011416 | 0.77 | 0.3456 | 0.0434 | 0.060428 | 0.65438 | 0.023914 | 0.47317
7814 | 1 | 9.8066e-05 | 0.00017895 | 0 | 0.00021382 | 0.00011416 | 0.68 | 0.3305 | 0.0265 | 0.076978 | 0.65622 | 0.11161 | 0.65724
7815 | 1 | 9.6329e-05 | 0.00018199 | 0 | 0.00022322 | 0.00011416 | 0.58 | 0.3051 | 0.0215 | 0.05229 | 0.65438 | 0.14018 | 0.45983
7816 | 1 | 8.5213e-05 | 0.00019919 | 0 | 0.00022322 | 0.00011416 | 0.42 | 0.2729 | 0.0361 | 0.029142 | 0.66728 | 0.089831 | 0.49995
7817 | 1 | 7.2131e-05 | 0.00024863 | 0 | 0.00016448 | 0.00011416 | 0.2 | 0.2372 | 0.0539 | 0.047451 | 0.66912 | 0.026617 | 0
7818 | 1 | 6.4882e-05 | 0.00029992 | 0 | 0.00011748 | 0.00011416 | 0 | 0.2369 | 0.0733 | 0.074174 | 0.71244 | 0.0011466 | 0
7819 | 1 | 7.7365e-05 | 0.00031542 | 0 | 8.8113e-05 | 0.00011416 | 0 | 0.241 | 0.0937 | 0.16006 | 0.75668 | 0.0020875 | 0
7820 | 1 | 8.1117e-05 | 0.00032815 | 0 | 5.8742e-05 | 0.00011416 | 0 | 0.2472 | 0.1266 | 0.21202 | 0.76774 | 0.039075 | 0
7821 | 1 | 8.2861e-05 | 0.00034151 | 0 | 3.7595e-05 | 0.00011416 | 0 | 0.2543 | 0.1831 | 0.24067 | 0.76129 | 0.062917 | 0
7822 | 1 | 8.1102e-05 | 0.00035283 | 0 | 2.3497e-05 | 0.00011416 | 0 | 0.2618 | 0.2663 | 0.21994 | 0.75853 | 0.044234 | 0
7823 | 1 | 7.1762e-05 | 0.00036468 | 0 | 9.3987e-06 | 0.00011416 | 0 | 0.2743 | 0.3612 | 0.17798 | 0.76313 | 0.017467 | 0
7824 | 1 | 5.595e-05 | 0.00037829 | 0 | 5.8742e-06 | 0.00011416 | 0 | 0.2914 | 0.3854 | 0.10678 | 0.74747 | 0.0013373 | 0
7825 | 1 | 4.0301e-05 | 0.0003935 | 0 | 2.3497e-06 | 0.00011416 | 0 | 0.2988 | 0.3711 | 0.062517 | 0.70968 | 0.027722 | 0
7826 | 1 | 2.759e-05 | 0.0004079 | 0 | 1.1748e-06 | 0.00011416 | 0 | 0.3069 | 0.3768 | 0.030186 | 0.69677 | 0.1271 | 0
7827 | 1 | 2.0699e-05 | 0.00041656 | 0 | 1.4098e-05 | 0.00011416 | 0 | 0.3119 | 0.3486 | 0.021719 | 0.68664 | 0.1602 | 0
7828 | 1 | 1.7927e-05 | 0.00042455 | 0 | 3.7595e-05 | 0.00011416 | 0 | 0.3066 | 0.3252 | 0.015835 | 0.68479 | 0.10208 | 0
7829 | 1 | 1.6398e-05 | 0.00043595 | 0 | 9.3987e-05 | 0.00011416 | 0 | 0.3045 | 0.3265 | 0.018695 | 0.65069 | 0.030167 | 0
7830 | 1 | 1.9179e-05 | 0.00044742 | 0 | 0.0001821 | 0.00011416 | 0 | 0.3079 | 0.2764 | 0.01842 | 0.68018 | 0.0012018 | 0
7831 | 1 | 3.4024e-05 | 0.00045759 | 0 | 0.0001586 | 0.00011416 | 0 | 0.3154 | 0.2244 | 0.040523 | 0.67558 | 0.0027751 | 0
7832 | 1 | 6.1334e-05 | 0.00045559 | 0 | 0.00014685 | 0.00011416 | 0 | 0.3124 | 0.176 | 0.15676 | 0.66912 | 0.046078 | 0
7833 | 1 | 8.9496e-05 | 0.00039036 | 0 | 0.00016448 | 0.00011416 | 0.33 | 0.26 | 0.1465 | 0.20955 | 0.73641 | 0.071687 | 0.28083
7834 | 1 | 0.00011108 | 0.00031964 | 0 | 0.00018797 | 0.00011416 | 0.55 | 0.2726 | 0.152 | 0.28944 | 0.77512 | 0.049183 | 0.5338
7835 | 1 | 0.00012877 | 0.00025518 | 0 | 0.00020677 | 0.00011416 | 0.7 | 0.2856 | 0.1421 | 0.32925 | 0.77327 | 0.018696 | 0.73876
7836 | 1 | 0.00013646 | 0.00021089 | 0 | 0.00018797 | 0.00011416 | 0.76 | 0.2783 | 0.1394 | 0.2421 | 0.75023 | 0.0013373 | 0.81787
7837 | 1 | 0.00014123 | 0.00018587 | 0 | 0.00019032 | 0.00011416 | 0.79 | 0.2762 | 0.1283 | 0.23104 | 0.73917 | 0.031913 | 0.82199
7838 | 1 | 0.00014173 | 0.00017547 | 0 | 0.00021382 | 0.00011416 | 0.73 | 0.2793 | 0.0973 | 0.22258 | 0.75115 | 0.14396 | 0.77143
7839 | 1 | 0.00013389 | 0.00017951 | 0 | 0.00022322 | 0.00011416 | 0.6 | 0.286 | 0.0765 | 0.19987 | 0.7447 | 0.18203 | 0.60828
7840 | 1 | 0.00012719 | 0.00020064 | 0 | 0.00022322 | 0.00011416 | 0.36 | 0.2914 | 0.0803 | 0.20872 | 0.75392 | 0.1154 | 0.42623
7841 | 1 | 0.00011342 | 0.00026388 | 0 | 0.00016448 | 0.00011416 | 0.17 | 0.2673 | 0.0889 | 0.20784 | 0.74839 | 0.03402 | 0
7842 | 1 | 0.00010387 | 0.00034051 | 0 | 0.00011748 | 0.00011416 | 0 | 0.2878 | 0.0822 | 0.29703 | 0.77143 | 0.0012587 | 0
7843 | 1 | 0.00011349 | 0.00036294 | 0 | 8.8113e-05 | 0.00011416 | 0 | 0.3006 | 0.0697 | 0.39242 | 0.76682 | 0.0035994 | 0
7844 | 1 | 0.00011405 | 0.00038325 | 0 | 5.8742e-05 | 0.00011416 | 0 | 0.2951 | 0.0752 | 0.37142 | 0.76406 | 0.053873 | 0
7845 | 1 | 0.00011029 | 0.00040212 | 0 | 3.7595e-05 | 0.00011416 | 0 | 0.2851 | 0.1107 | 0.33722 | 0.75668 | 0.081237 | 0
7846 | 1 | 0.0001002 | 0.00041826 | 0 | 2.3497e-05 | 0.00011416 | 0 | 0.2623 | 0.1529 | 0.2631 | 0.74194 | 0.054488 | 0
7847 | 1 | 8.1593e-05 | 0.00042928 | 0 | 9.3987e-06 | 0.00011416 | 0 | 0.2434 | 0.201 | 0.21141 | 0.73364 | 0.019982 | 0
7848 | 1 | 6.1681e-05 | 0.00043595 | 0 | 5.8742e-06 | 0.00011416 | 0 | 0.2377 | 0.2751 | 0.099247 | 0.69217 | 0.0013373 | 0
7849 | 1 | 4.6968e-05 | 0.00044139 | 0 | 2.3497e-06 | 0.00011416 | 0 | 0.237 | 0.3825 | 0.047067 | 0.67465 | 0.03493 | 0
7850 | 1 | 3.5006e-05 | 0.00044564 | 0 | 1.1748e-06 | 0.00011416 | 0 | 0.2355 | 0.4742 | 0.029197 | 0.65253 | 0.15599 | 0
7851 | 1 | 2.8737e-05 | 0.00044797 | 0 | 1.4098e-05 | 0.00011416 | 0 | 0.2381 | 0.525 | 0.021719 | 0.64516 | 0.19764 | 0
7852 | 1 | 2.6092e-05 | 0.00045001 | 0 | 3.7595e-05 | 0.00011416 | 0 | 0.239 | 0.5733 | 0.021169 | 0.64608 | 0.1249 | 0
7853 | 1 | 2.5147e-05 | 0.00045356 | 0 | 9.3987e-05 | 0.00011416 | 0 | 0.2376 | 0.6182 | 0.020014 | 0.64424 | 0.036762 | 0
7854 | 1 | 2.8564e-05 | 0.00045608 | 0 | 0.0001821 | 0.00011416 | 0 | 0.2317 | 0.6619 | 0.028427 | 0.63779 | 0.0012976 | 0
7855 | 1 | 4.3347e-05 | 0.00045767 | 0 | 0.0001586 | 0.00011416 | 0 | 0.2249 | 0.707 | 0.056744 | 0.65069 | 0.0042308 | 0
7856 | 1 | 7.1006e-05 | 0.00044934 | 0 | 0.00014685 | 0.00011416 | 0 | 0.2179 | 0.7468 | 0.24485 | 0.66359 | 0.059529 | 0
7857 | 1 | 0.00010272 | 0.0003696 | 0 | 0.00016448 | 0.00011416 | 0.31 | 0.1744 | 0.7852 | 0.31385 | 0.68848 | 0.088053 | 0.25751
7858 | 1 | 0.0001242 | 0.00029218 | 0 | 0.00018797 | 0.00011416 | 0.55 | 0.1707 | 0.7539 | 0.27674 | 0.70323 | 0.058228 | 0.44109
7859 | 1 | 0.00014142 | 0.00021966 | 0 | 0.00020677 | 0.00011416 | 0.69 | 0.2005 | 0.7093 | 0.25749 | 0.70691 | 0.020871 | 0.70822
7860 | 1 | 0.00014886 | 0.00017373 | 0 | 0.00018797 | 0.00011416 | 0.77 | 0.215 | 0.7081 | 0.24287 | 0.70323 | 0.0013373 | 0.79936
7861 | 1 | 0.00015213 | 0.00014802 | 0 | 0.00019032 | 0.00011416 | 0.77 | 0.2258 | 0.7427 | 0.225 | 0.69954 | 0.039802 | 0.83366
7862 | 1 | 0.00015261 | 0.00013551 | 0 | 0.00021382 | 0.00011416 | 0.74 | 0.2417 | 0.6156 | 0.18871 | 0.70415 | 0.17527 | 0.74316
7863 | 1 | 0.00014608 | 0.00013692 | 0 | 0.00022322 | 0.00011416 | 0.61 | 0.2544 | 0.6594 | 0.17754 | 0.70507 | 0.22268 | 0.60535
7864 | 1 | 0.00013968 | 0.00015927 | 0 | 0.00022322 | 0.00011416 | 0.43 | 0.2355 | 0.6802 | 0.13955 | 0.70876 | 0.14009 | 0.47069
7865 | 1 | 0.00012737 | 0.00022206 | 0 | 0.00016448 | 0.00011416 | 0.06 | 0.232 | 0.6076 | 0.13422 | 0.73272 | 0.041147 | 0
7866 | 1 | 0.00012256 | 0.00027679 | 0 | 0.00011748 | 0.00011416 | 0 | 0.2777 | 0.5691 | 0.25518 | 0.73641 | 0.0013575 | 0
7867 | 1 | 0.00013388 | 0.00029207 | 0 | 8.8113e-05 | 0.00011416 | 0 | 0.3093 | 0.5733 | 0.2868 | 0.7659 | 0.0053101 | 0
7868 | 1 | 0.00013493 | 0.00030425 | 0 | 5.8742e-05 | 0.00011416 | 0 | 0.3384 | 0.6301 | 0.2747 | 0.77696 | 0.068734 | 0
7869 | 1 | 0.00013287 | 0.00031468 | 0 | 3.7595e-05 | 0.00011416 | 0 | 0.3624 | 0.6569 | 0.21174 | 0.77604 | 0.098975 | 0
7870 | 1 | 0.00012405 | 0.00032264 | 0 | 2.3497e-05 | 0.00011416 | 0 | 0.3873 | 0.6506 | 0.19041 | 0.75853 | 0.064153 | 0
7871 | 1 | 0.00010576 | 0.00032741 | 0 | 9.3987e-06 | 0.00011416 | 0 | 0.3984 | 0.6557 | 0.13466 | 0.72627 | 0.022253 | 0
7872 | 1 | 8.5735e-05 | 0.00033 | 0 | 5.8742e-06 | 0.00011416 | 0 | 0.3962 | 0.6494 | 0.10332 | 0.69032 | 0.0013373 | 0
7873 | 1 | 6.9301e-05 | 0.00033259 | 0 | 2.3497e-06 | 0.00011416 | 0 | 0.4144 | 0.6693 | 0.028647 | 0.58249 | 0.04329 | 0
7874 | 1 | 5.7567e-05 | 0.000333 | 0 | 1.1748e-06 | 0.00011416 | 0 | 0.4302 | 0.6532 | 0.019519 | 0.56866 | 0.18897 | 0
7875 | 1 | 5.1114e-05 | 0.00033437 | 0 | 1.4098e-05 | 0.00011416 | 0 | 0.4541 | 0.6607 | 0.018585 | 0.55668 | 0.2405 | 0
7876 | 1 | 4.8613e-05 | 0.00033281 | 0 | 3.7595e-05 | 0.00011416 | 0 | 0.4687 | 0.7047 | 0.019519 | 0.56313 | 0.15088 | 0
7877 | 1 | 4.9242e-05 | 0.00032808 | 0 | 9.3987e-05 | 0.00011416 | 0 | 0.4818 | 0.7093 | 0.0171 | 0.56037 | 0.044255 | 0
7878 | 1 | 5.3975e-05 | 0.0003249 | 0 | 0.0001821 | 0.00011416 | 0 | 0.501 | 0.7036 | 0.025733 | 0.56313 | 0.0013984 | 0
7879 | 1 | 6.8063e-05 | 0.00032464 | 0 | 0.0001586 | 0.00011416 | 0 | 0.5133 | 0.7529 | 0.032826 | 0.57143 | 0.006123 | 0
7880 | 1 | 9.666e-05 | 0.00031713 | 0 | 0.00014685 | 0.00011416 | 0 | 0.5171 | 0.7508 | 0.079507 | 0.64885 | 0.07537 | 0
7881 | 1 | 0.00012199 | 0.00026269 | 0 | 0.00016448 | 0.00011416 | 0.05 | 0.5073 | 0.6862 | 0.11085 | 0.73733 | 0.10674 | 0.003588
7882 | 1 | 0.000139 | 0.00020456 | 0 | 0.00018797 | 0.00011416 | 0.2 | 0.5231 | 0.7047 | 0.12993 | 0.77604 | 0.068319 | 0.035178
7883 | 1 | 0.00015506 | 0.00014124 | 0 | 0.00020677 | 0.00011416 | 0.68 | 0.5991 | 0.7204 | 0.13746 | 0.78065 | 0.023208 | 0.16438
7884 | 1 | 0.00016361 | 8.844e-05 | 0 | 0.00018797 | 0.00011416 | 0.62 | 0.6556 | 0.6956 | 0.12921 | 0.79539 | 0.0013373 | 0.61419
7885 | 1 | 0.00016763 | 5.1954e-05 | 0 | 0.00019032 | 0.00011416 | 0.76 | 0.6977 | 0.7437 | 0.088855 | 0.78894 | 0.045108 | 0.83136
7886 | 1 | 0.00017037 | 3.1898e-05 | 0 | 0.00021382 | 0.00011416 | 0.7 | 0.7181 | 0.7834 | 0.053225 | 0.7318 | 0.19607 | 0.75454
7887 | 1 | 0.00016455 | 2.7901e-05 | 0 | 0.00022322 | 0.00011416 | 0.59 | 0.7233 | 0.7375 | 0.040908 | 0.66544 | 0.24976 | 0.60437
7888 | 1 | 0.00015864 | 4.3443e-05 | 0 | 0.00022322 | 0.00011416 | 0.19 | 0.715 | 0.7343 | 0.039534 | 0.68111 | 0.15647 | 0.34454
7889 | 1 | 0.00014762 | 9.4286e-05 | 0 | 0.00016448 | 0.00011416 | 0.08 | 0.6968 | 0.8195 | 0.05284 | 0.78065 | 0.045866 | 0
7890 | 1 | 0.00014157 | 0.00015027 | 0 | 0.00011748 | 0.00011416 | 0 | 0.7036 | 0.8234 | 0.11134 | 0.80184 | 0.0014192 | 0
7891 | 1 | 0.00015147 | 0.00016963 | 0 | 8.8113e-05 | 0.00011416 | 0 | 0.7039 | 0.7508 | 0.1809 | 0.82857 | 0.0065588 | 0
7892 | 1 | 0.00015168 | 0.00018813 | 0 | 5.8742e-05 | 0.00011416 | 0 | 0.7015 | 0.8084 | 0.18513 | 0.82396 | 0.078843 | 0
7893 | 1 | 0.00014799 | 0.00020645 | 0 | 3.7595e-05 | 0.00011416 | 0 | 0.6958 | 0.8211 | 0.10832 | 0.83502 | 0.11077 | 0
7894 | 1 | 0.00013913 | 0.00022132 | 0 | 2.3497e-05 | 0.00011416 | 0 | 0.6881 | 0.7932 | 0.095233 | 0.80184 | 0.070468 | 0
7895 | 1 | 0.00012122 | 0.00023475 | 0 | 9.3987e-06 | 0.00011416 | 0 | 0.6764 | 0.7529 | 0.090724 | 0.76682 | 0.023696 | 0
7896 | 1 | 0.00010005 | 0.0002497 | 0 | 5.8742e-06 | 0.00011416 | 0 | 0.6594 | 0.729 | 0.041898 | 0.75023 | 0.0013373 | 0
7897 | 1 | 8.3124e-05 | 0.00026277 | 0 | 2.3497e-06 | 0.00011416 | 0 | 0.6426 | 0.7002 | 0.037499 | 0.63963 | 0.048895 | 0
7898 | 1 | 7.0078e-05 | 0.00027294 | 0 | 1.1748e-06 | 0.00011416 | 0 | 0.6322 | 0.6404 | 0.034035 | 0.63318 | 0.21082 | 0
7899 | 1 | 6.1555e-05 | 0.00028086 | 0 | 1.4098e-05 | 0.00011416 | 0 | 0.6223 | 0.5858 | 0.025238 | 0.62949 | 0.26898 | 0
7900 | 1 | 5.7606e-05 | 0.00028693 | 0 | 3.7595e-05 | 0.00011416 | 0 | 0.6206 | 0.5761 | 0.025513 | 0.6341 | 0.16807 | 0
7901 | 1 | 5.6997e-05 | 0.00029126 | 0 | 9.3987e-05 | 0.00011416 | 0 | 0.6152 | 0.5719 | 0.031616 | 0.62949 | 0.049205 | 0
7902 | 1 | 5.9727e-05 | 0.00029507 | 0 | 0.0001821 | 0.00011416 | 0 | 0.6092 | 0.5858 | 0.027987 | 0.62765 | 0.0014614 | 0
7903 | 1 | 7.3956e-05 | 0.00029692 | 0 | 0.0001586 | 0.00011416 | 0 | 0.5992 | 0.5677 | 0.037499 | 0.7235 | 0.0074916 | 0
7904 | 1 | 9.9951e-05 | 0.00029263 | 0 | 0.00014685 | 0.00011416 | 0 | 0.5855 | 0.5265 | 0.056964 | 0.73917 | 0.086105 | 0
7905 | 1 | 0.000124 | 0.0002362 | 0 | 0.00016448 | 0.00011416 | 0.09 | 0.5493 | 0.4376 | 0.097707 | 0.77972 | 0.11912 | 0.073053
7906 | 1 | 0.00014202 | 0.00016852 | 0 | 0.00018797 | 0.00011416 | 0.52 | 0.5537 | 0.3444 | 0.085061 | 0.79263 | 0.0749 | 0.50416
7907 | 1 | 0.00015667 | 0.00010258 | 0 | 0.00020677 | 0.00011416 | 0.66 | 0.5946 | 0.3197 | 0.059493 | 0.80276 | 0.024691 | 0.70313
7908 | 1 | 0.00016536 | 4.9919e-05 | 0 | 0.00018797 | 0.00011416 | 0.74 | 0.6137 | 0.3969 | 0.05196 | 0.79724 | 0.0013373 | 0.76565
7909 | 1 | 0.0001712 | 1.5394e-05 | 0 | 0.00019032 | 0.00011416 | 0.77 | 0.6312 | 0.3797 | 0.057514 | 0.81751 | 0.050866 | 0.81488
7910 | 1 | 0.00017259 | 0 | 0 | 0.00021382 | 0.00011416 | 0.69 | 0.6335 | 0.3238 | 0.042063 | 0.78249 | 0.21846 | 0.75185
7911 | 1 | 0.00016553 | 0 | 0 | 0.00022322 | 0.00011416 | 0.59 | 0.6161 | 0.2479 | 0.028482 | 0.68111 | 0.27895 | 0.59282
7912 | 1 | 0.00015862 | 2.2573e-05 | 0 | 0.00022322 | 0.00011416 | 0.41 | 0.5763 | 0.1831 | 0.026283 | 0.69493 | 0.17408 | 0.39347
7913 | 1 | 0.00014507 | 9.1437e-05 | 0 | 0.00016448 | 0.00011416 | 0.16 | 0.5274 | 0.1672 | 0.03541 | 0.70507 | 0.050934 | 0
7914 | 1 | 0.00013811 | 0.00015571 | 0 | 0.00011748 | 0.00011416 | 0 | 0.5312 | 0.1412 | 0.075054 | 0.79539 | 0.0014827 | 0
7915 | 1 | 0.00014849 | 0.0001788 | 0 | 8.8113e-05 | 0.00011416 | 0 | 0.528 | 0.1177 | 0.14378 | 0.84516 | 0.0079894 | 0
7916 | 1 | 0.00014821 | 0.00019745 | 0 | 5.8742e-05 | 0.00011416 | 0 | 0.5237 | 0.0923 | 0.18838 | 0.8553 | 0.089897 | 0
7917 | 1 | 0.00014442 | 0.00021481 | 0 | 3.7595e-05 | 0.00011416 | 0 | 0.5123 | 0.0752 | 0.15638 | 0.86267 | 0.12346 | 0
7918 | 1 | 0.00013589 | 0.00022783 | 0 | 2.3497e-05 | 0.00011416 | 0 | 0.4997 | 0.0633 | 0.079562 | 0.84055 | 0.077184 | 0
7919 | 1 | 0.00011943 | 0.00023771 | 0 | 9.3987e-06 | 0.00011416 | 0 | 0.4814 | 0.0488 | 0.05262 | 0.77696 | 0.025199 | 0
7920 | 1 | 0.00010024 | 0.00024922 | 0 | 5.8742e-06 | 0.00011416 | 0 | 0.4645 | 0.0332 | 0.038159 | 0.72442 | 0.0013373 | 0
7921 | 1 | 8.3886e-05 | 0.00026147 | 0 | 2.3497e-06 | 0.00011416 | 0 | 0.446 | 0.0219 | 0.025348 | 0.66544 | 0.052888 | 0
7922 | 1 | 7.1164e-05 | 0.00027368 | 0 | 1.1748e-06 | 0.00011416 | 0 | 0.4243 | 0.0162 | 0.037224 | 0.67005 | 0.22628 | 0
7923 | 1 | 6.2221e-05 | 0.00028489 | 0 | 1.4098e-05 | 0.00011416 | 0 | 0.4041 | 0.0148 | 0.029087 | 0.66636 | 0.28916 | 0
7924 | 1 | 5.6851e-05 | 0.00029526 | 0 | 3.7595e-05 | 0.00011416 | 0 | 0.383 | 0.0246 | 0.022544 | 0.66267 | 0.18023 | 0
7925 | 1 | 5.4675e-05 | 0.00030421 | 0 | 9.3987e-05 | 0.00011416 | 0 | 0.3611 | 0.0518 | 0.01886 | 0.65899 | 0.052702 | 0
7926 | 1 | 5.625e-05 | 0.00031161 | 0 | 0.0001821 | 0.00011416 | 0 | 0.3425 | 0.0733 | 0.028757 | 0.65991 | 0.0015043 | 0
7927 | 1 | 6.872e-05 | 0.00031701 | 0 | 0.0001586 | 0.00011416 | 0 | 0.3264 | 0.0923 | 0.046132 | 0.6977 | 0.0085089 | 0
7928 | 1 | 9.4307e-05 | 0.00031294 | 0 | 0.00014685 | 0.00011416 | 0 | 0.302 | 0.1201 | 0.098422 | 0.81567 | 0.0938 | 0
7929 | 1 | 0.00011986 | 0.00024704 | 0 | 0.00016448 | 0.00011416 | 0.29 | 0.2466 | 0.1567 | 0.2135 | 0.84793 | 0.12789 | 0.24535
7930 | 1 | 0.00013877 | 0.00017714 | 0 | 0.00018797 | 0.00011416 | 0.47 | 0.2432 | 0.2098 | 0.22989 | 0.86359 | 0.079513 | 0.50059
7931 | 1 | 0.00015253 | 0.00011268 | 0 | 0.00020677 | 0.00011416 | 0.67 | 0.2476 | 0.2601 | 0.19217 | 0.87189 | 0.025714 | 0.72478
7932 | 1 | 0.0001601 | 6.4202e-05 | 0 | 0.00018797 | 0.00011416 | 0.75 | 0.2363 | 0.3361 | 0.10524 | 0.76866 | 0.0013373 | 0.77743
7933 | 1 | 0.00016461 | 3.3711e-05 | 0 | 0.00019032 | 0.00011416 | 0.76 | 0.2332 | 0.3983 | 0.11426 | 0.7447 | 0.052888 | 0.79815
7934 | 1 | 0.00016602 | 1.6763e-05 | 0 | 0.00021382 | 0.00011416 | 0.69 | 0.2411 | 0.4347 | 0.085336 | 0.78986 | 0.22628 | 0.75105
7935 | 1 | 0.00015943 | 1.4839e-05 | 0 | 0.00022322 | 0.00011416 | 0.57 | 0.2554 | 0.4683 | 0.05317 | 0.76221 | 0.28916 | 0.60204
7936 | 1 | 0.00015086 | 3.8484e-05 | 0 | 0.00022322 | 0.00011416 | 0.4 | 0.2488 | 0.5789 | 0.044647 | 0.7576 | 0.18023 | 0.39841
7937 | 1 | 0.00013471 | 0.00011401 | 0 | 0.00016448 | 0.00011416 | 0.16 | 0.2093 | 0.6443 | 0.056524 | 0.83687 | 0.052702 | 0
7938 | 1 | 0.00012721 | 0.00017718 | 0 | 0.00011748 | 0.00011416 | 0 | 0.21 | 0.6681 | 0.17721 | 0.88111 | 0.0015043 | 0
7939 | 1 | 0.00013763 | 0.00019605 | 0 | 8.8113e-05 | 0.00011416 | 0 | 0.2114 | 0.7258 | 0.25062 | 0.88848 | 0.0085089 | 0
7940 | 1 | 0.00013704 | 0.00021351 | 0 | 5.8742e-05 | 0.00011416 | 0 | 0.2193 | 0.7751 | 0.23115 | 0.79078 | 0.0938 | 0
7941 | 1 | 0.00013172 | 0.00023535 | 0 | 3.7595e-05 | 0.00011416 | 0 | 0.2236 | 0.8668 | 0.16127 | 0.8765 | 0.12789 | 0
7942 | 1 | 0.00012359 | 0.00025381 | 0 | 2.3497e-05 | 0.00011416 | 0 | 0.2321 | 0.9104 | 0.1555 | 0.86912 | 0.079513 | 0
7943 | 1 | 0.00010885 | 0.0002675 | 0 | 9.3987e-06 | 0.00011416 | 0 | 0.2439 | 0.7676 | 0.10628 | 0.80645 | 0.025714 | 0
7944 | 1 | 9.3007e-05 | 0.00027746 | 0 | 5.8742e-06 | 0.00011416 | 0 | 0.2519 | 0.7949 | 0.062132 | 0.70046 | 0.0013373 | 0
7945 | 1 | 8.0067e-05 | 0.0002843 | 0 | 2.3497e-06 | 0.00011416 | 0 | 0.2568 | 0.7932 | 0.040743 | 0.68664 | 0.052888 | 0
7946 | 1 | 6.7471e-05 | 0.00029008 | 0 | 1.1748e-06 | 0.00011416 | 0 | 0.26 | 0.7657 | 0.040249 | 0.69862 | 0.22628 | 0
7947 | 1 | 5.8249e-05 | 0.00029389 | 0 | 1.4098e-05 | 0.00011416 | 0 | 0.2689 | 0.7182 | 0.027712 | 0.68111 | 0.28916 | 0
7948 | 1 | 5.2423e-05 | 0.00030033 | 0 | 3.7595e-05 | 0.00011416 | 0 | 0.2804 | 0.7059 | 0.019739 | 0.67742 | 0.18023 | 0
7949 | 1 | 4.9639e-05 | 0.00030702 | 0 | 9.3987e-05 | 0.00011416 | 0 | 0.2919 | 0.679 | 0.021774 | 0.67005 | 0.052702 | 0
7950 | 1 | 4.806e-05 | 0.0003128 | 0 | 0.0001821 | 0.00011416 | 0 | 0.3051 | 0.6248 | 0.01875 | 0.66728 | 0.0015043 | 0
7951 | 1 | 5.0723e-05 | 0.00031635 | 0 | 0.0001586 | 0.00011416 | 0 | 0.3127 | 0.5465 | 0.020289 | 0.67465 | 0.0085089 | 0
7952 | 1 | 5.9822e-05 | 0.00031383 | 0 | 0.00014685 | 0.00011416 | 0 | 0.3159 | 0.4464 | 0.03497 | 0.67281 | 0.0938 | 0
7953 | 1 | 8.0271e-05 | 0.00024704 | 0 | 0.00016448 | 0.00011416 | 0.29 | 0.3103 | 0.35 | 0.043218 | 0.67373 | 0.12789 | 0.25729
7954 | 1 | 0.00010782 | 0.00017551 | 0 | 0.00018797 | 0.00011416 | 0.53 | 0.3225 | 0.2407 | 0.043768 | 0.68018 | 0.079513 | 0.51492
7955 | 1 | 0.00013035 | 0.00010579 | 0 | 0.00020677 | 0.00011416 | 0.65 | 0.3125 | 0.2337 | 0.041843 | 0.7023 | 0.025714 | 0.71982
7956 | 1 | 0.00014027 | 5.595e-05 | 0 | 0.00018797 | 0.00011416 | 0.74 | 0.2703 | 0.4654 | 0.033595 | 0.68479 | 0.0013373 | 0.81629
7957 | 1 | 0.00014274 | 2.705e-05 | 0 | 0.00019032 | 0.00011416 | 0.73 | 0.2315 | 0.6885 | 0.031561 | 0.68111 | 0.052888 | 0.80952
7958 | 1 | 0.00014406 | 1.5579e-05 | 0 | 0.00021382 | 0.00011416 | 0.7 | 0.2141 | 0.7825 | 0.034255 | 0.73825 | 0.22628 | 0.76229
7959 | 1 | 0.00013885 | 2.1203e-05 | 0 | 0.00022322 | 0.00011416 | 0.58 | 0.214 | 0.8234 | 0.044427 | 0.67742 | 0.28916 | 0.59014
7960 | 1 | 0.0001274 | 5.0067e-05 | 0 | 0.00022322 | 0.00011416 | 0.4 | 0.2098 | 0.8531 | 0.048111 | 0.67465 | 0.18023 | 0.39859
7961 | 1 | 0.0001071 | 0.00013925 | 0 | 0.00016448 | 0.00011416 | 0.15 | 0.1946 | 0.8662 | 0.051135 | 0.6765 | 0.052702 | 0
7962 | 1 | 9.394e-05 | 0.00021659 | 0 | 0.00011748 | 0.00011416 | 0 | 0.2097 | 0.8914 | 0.064991 | 0.72719 | 0.0015043 | 0
7963 | 1 | 0.00010245 | 0.00024882 | 0 | 8.8113e-05 | 0.00011416 | 0 | 0.2207 | 0.917 | 0.12575 | 0.78986 | 0.0085089 | 0
7964 | 1 | 0.00010116 | 0.00027831 | 0 | 5.8742e-05 | 0.00011416 | 0 | 0.2246 | 0.921 | 0.15462 | 0.78894 | 0.0938 | 0
7965 | 1 | 9.814e-05 | 0.00030451 | 0 | 3.7595e-05 | 0.00011416 | 0 | 0.2183 | 0.917 | 0.17694 | 0.83594 | 0.12789 | 0
7966 | 1 | 9.3122e-05 | 0.00032523 | 0 | 2.3497e-05 | 0.00011416 | 0 | 0.2088 | 0.9082 | 0.20108 | 0.80922 | 0.079513 | 0
7967 | 1 | 8.1736e-05 | 0.00034088 | 0 | 9.3987e-06 | 0.00011416 | 0 | 0.1931 | 0.9345 | 0.15033 | 0.85438 | 0.025714 | 0
7968 | 1 | 6.7763e-05 | 0.0003555 | 0 | 5.8742e-06 | 0.00011416 | 0 | 0.1805 | 0.9421 | 0.12047 | 0.84055 | 0.0013373 | 0
7969 | 1 | 5.3742e-05 | 0.00036597 | 0 | 2.3497e-06 | 0.00011416 | 0 | 0.1759 | 0.9371 | 0.057349 | 0.75945 | 0.050866 | 0
7970 | 1 | 4.0231e-05 | 0.0003747 | 0 | 1.1748e-06 | 0.00011416 | 0 | 0.1753 | 0.9399 | 0.033705 | 0.65253 | 0.21846 | 0
7971 | 1 | 3.1154e-05 | 0.00038196 | 0 | 1.4098e-05 | 0.00011416 | 0 | 0.1741 | 0.9421 | 0.022764 | 0.65161 | 0.27895 | 0
7972 | 1 | 2.5498e-05 | 0.00038854 | 0 | 3.7595e-05 | 0.00011416 | 0 | 0.1726 | 0.9362 | 0.015616 | 0.65253 | 0.17408 | 0
7973 | 1 | 2.2958e-05 | 0.00039328 | 0 | 9.3987e-05 | 0.00011416 | 0 | 0.1702 | 0.9206 | 0.013966 | 0.64424 | 0.050934 | 0
7974 | 1 | 2.2297e-05 | 0.00039794 | 0 | 0.0001821 | 0.00011416 | 0 | 0.1647 | 0.9117 | 0.01721 | 0.64608 | 0.0014827 | 0
7975 | 1 | 2.4261e-05 | 0.00040227 | 0 | 0.0001586 | 0.00011416 | 0 | 0.1583 | 0.9029 | 0.020894 | 0.65161 | 0.0079894 | 0
7976 | 1 | 2.8702e-05 | 0.00039879 | 0 | 0.00014685 | 0.00011416 | 0 | 0.1533 | 0.91 | 0.019629 | 0.64332 | 0.089897 | 0
7977 | 1 | 4.5548e-05 | 0.00032171 | 0 | 0.00016448 | 0.00011416 | 0.28 | 0.1258 | 0.9342 | 0.021224 | 0.65714 | 0.12346 | 0.23491
7978 | 1 | 7.2633e-05 | 0.00023753 | 0 | 0.00018797 | 0.00011416 | 0.52 | 0.0901 | 0.9494 | 0.037334 | 0.66083 | 0.077184 | 0.47747
7979 | 1 | 9.7745e-05 | 0.00016052 | 0 | 0.00020677 | 0.00011416 | 0.63 | 0.0805 | 0.9533 | 0.037884 | 0.65714 | 0.025199 | 0.6811
7980 | 1 | 0.00011314 | 9.7099e-05 | 0 | 0.00018797 | 0.00011416 | 0.7 | 0.0782 | 0.9538 | 0.026887 | 0.64885 | 0.0013373 | 0.78428
7981 | 1 | 0.00011903 | 5.9281e-05 | 0 | 0.00019032 | 0.00011416 | 0.71 | 0.0759 | 0.9538 | 0.032991 | 0.6424 | 0.046976 | 0.79241
7982 | 1 | 0.00012452 | 3.989e-05 | 0 | 0.00021382 | 0.00011416 | 0.65 | 0.0752 | 0.9504 | 0.038324 | 0.63963 | 0.20336 | 0.7328
7983 | 1 | 0.00012456 | 3.8114e-05 | 0 | 0.00022322 | 0.00011416 | 0.55 | 0.0749 | 0.9424 | 0.029087 | 0.63871 | 0.25925 | 0.5886
7984 | 1 | 0.00011259 | 6.4646e-05 | 0 | 0.00022322 | 0.00011416 | 0.38 | 0.0744 | 0.9461 | 0.029692 | 0.64608 | 0.1622 | 0.39628
7985 | 1 | 9.3791e-05 | 0.00014631 | 0 | 0.00016448 | 0.00011416 | 0.15 | 0.0782 | 0.9507 | 0.031891 | 0.64885 | 0.047516 | 0
7986 | 1 | 8.6936e-05 | 0.00020164 | 0 | 0.00011748 | 0.00011416 | 0 | 0.0793 | 0.9486 | 0.056964 | 0.72903 | 0.0014402 | 0
7987 | 1 | 9.8559e-05 | 0.0002251 | 0 | 8.8113e-05 | 0.00011416 | 0 | 0.0812 | 0.9441 | 0.18843 | 0.81935 | 0.0070149 | 0
7988 | 1 | 0.00010194 | 0.00024508 | 0 | 5.8742e-05 | 0.00011416 | 0 | 0.0875 | 0.9329 | 0.26403 | 0.81751 | 0.082421 | 0
7989 | 1 | 0.00010393 | 0.00026473 | 0 | 3.7595e-05 | 0.00011416 | 0 | 0.0976 | 0.9158 | 0.29994 | 0.81475 | 0.11489 | 0
7990 | 1 | 0.00010036 | 0.00028526 | 0 | 2.3497e-05 | 0.00011416 | 0 | 0.1072 | 0.8973 | 0.28999 | 0.80829 | 0.072661 | 0
7991 | 1 | 8.9764e-05 | 0.00030569 | 0 | 9.3987e-06 | 0.00011416 | 0 | 0.1183 | 0.8894 | 0.19783 | 0.81382 | 0.02419 | 0
7992 | 1 | 7.3343e-05 | 0.00031979 | 0 | 5.8742e-06 | 0.00011416 | 0 | 0.1321 | 0.8738 | 0.10425 | 0.78341 | 0.0013373 | 0
7993 | 1 | 5.6804e-05 | 0.00033145 | 0 | 2.3497e-06 | 0.00011416 | 0 | 0.1457 | 0.8517 | 0.046022 | 0.66636 | 0.045108 | 0
7994 | 1 | 4.5031e-05 | 0.00034251 | 0 | 1.1748e-06 | 0.00011416 | 0 | 0.1584 | 0.868 | 0.024963 | 0.62028 | 0.19607 | 0
7995 | 1 | 3.7632e-05 | 0.00035269 | 0 | 1.4098e-05 | 0.00011416 | 0 | 0.1716 | 0.8491 | 0.023148 | 0.60369 | 0.24976 | 0
7996 | 1 | 3.4689e-05 | 0.00035838 | 0 | 3.7595e-05 | 0.00011416 | 0 | 0.181 | 0.8381 | 0.0171 | 0.60276 | 0.15647 | 0
7997 | 1 | 3.4527e-05 | 0.00036035 | 0 | 9.3987e-05 | 0.00011416 | 0 | 0.1822 | 0.8409 | 0.019025 | 0.59908 | 0.045866 | 0
7998 | 1 | 3.9003e-05 | 0.00036246 | 0 | 0.0001821 | 0.00011416 | 0 | 0.1786 | 0.8402 | 0.016275 | 0.59908 | 0.0014192 | 0
7999 | 1 | 5.5907e-05 | 0.0003639 | 0 | 0.0001586 | 0.00011416 | 0 | 0.1748 | 0.8674 | 0.029856 | 0.62304 | 0.0065588 | 0
8000 | 1 | 8.4464e-05 | 0.00036305 | 0 | 0.00014685 | 0.00011416 | 0 | 0.1738 | 0.8732 | 0.096937 | 0.74747 | 0.078843 | 0
8001 | 1 | 0.00011372 | 0.00030055 | 0 | 0.00016448 | 0.00011416 | 0.26 | 0.1622 | 0.8556 | 0.2295 | 0.78525 | 0.11077 | 0.22343
8002 | 1 | 0.00013777 | 0.00020867 | 0 | 0.00018797 | 0.00011416 | 0.51 | 0.1108 | 0.8457 | 0.22285 | 0.79447 | 0.070468 | 0.45504
8003 | 1 | 0.00015495 | 0.00013484 | 0 | 0.00020677 | 0.00011416 | 0.63 | 0.0857 | 0.8381 | 0.20889 | 0.79171 | 0.023696 | 0.66439
8004 | 1 | 0.00016553 | 6.7977e-05 | 0 | 0.00018797 | 0.00011416 | 0.68 | 0.0866 | 0.8944 | 0.16424 | 0.76682 | 0.0013373 | 0.78339
8005 | 1 | 0.00017262 | 1.8354e-05 | 0 | 0.00019032 | 0.00011416 | 0.69 | 0.0831 | 0.9284 | 0.16011 | 0.77143 | 0.041522 | 0.79139
8006 | 1 | 0.00017387 | 0 | 0 | 0.00021382 | 0.00011416 | 0.64 | 0.0736 | 0.9349 | 0.18084 | 0.77051 | 0.18203 | 0.73156
8007 | 1 | 0.00016692 | 0 | 0 | 0.00022322 | 0.00011416 | 0.54 | 0.0622 | 0.921 | 0.13273 | 0.76682 | 0.23148 | 0.58694
8008 | 1 | 0.00015749 | 3.2638e-05 | 0 | 0.00022322 | 0.00011416 | 0.37 | 0.0559 | 0.9182 | 0.16594 | 0.77143 | 0.14542 | 0.38189
8009 | 1 | 0.00014061 | 0.00011701 | 0 | 0.00016448 | 0.00011416 | 0.15 | 0.0549 | 0.9178 | 0.18266 | 0.77696 | 0.042682 | 0
8010 | 1 | 0.00013619 | 0.00017003 | 0 | 0.00011748 | 0.00011416 | 0 | 0.053 | 0.9069 | 0.24655 | 0.78986 | 0.0013779 | 0
8011 | 1 | 0.00014686 | 0.00019575 | 0 | 8.8113e-05 | 0.00011416 | 0 | 0.0554 | 0.8594 | 0.31094 | 0.82857 | 0.0057069 | 0
8012 | 1 | 0.00014693 | 0.00021818 | 0 | 5.8742e-05 | 0.00011416 | 0 | 0.06 | 0.8498 | 0.31512 | 0.81843 | 0.072001 | 0
8013 | 1 | 0.00014346 | 0.00024053 | 0 | 3.7595e-05 | 0.00011416 | 0 | 0.0668 | 0.8195 | 0.31424 | 0.82857 | 0.10281 | 0
8014 | 1 | 0.00013182 | 0.0002641 | 0 | 2.3497e-05 | 0.00011416 | 0 | 0.0749 | 0.7984 | 0.27019 | 0.82212 | 0.066214 | 0
8015 | 1 | 0.00011344 | 0.00028408 | 0 | 9.3987e-06 | 0.00011416 | 0 | 0.0825 | 0.7932 | 0.23638 | 0.81659 | 0.022727 | 0
8016 | 1 | 9.1895e-05 | 0.00030195 | 0 | 5.8742e-06 | 0.00011416 | 0 | 0.0879 | 0.7852 | 0.15258 | 0.80092 | 0.0013373 | 0
8017 | 1 | 7.419e-05 | 0.00031461 | 0 | 2.3497e-06 | 0.00011416 | 0 | 0.0925 | 0.7578 | 0.12212 | 0.77327 | 0.036507 | 0
8018 | 1 | 6.1212e-05 | 0.00032752 | 0 | 1.1748e-06 | 0.00011416 | 0 | 0.0978 | 0.7396 | 0.059108 | 0.71152 | 0.16225 | 0
8019 | 1 | 5.2725e-05 | 0.00033703 | 0 | 1.4098e-05 | 0.00011416 | 0 | 0.1035 | 0.7093 | 0.038049 | 0.68387 | 0.20577 | 0
8020 | 1 | 4.8708e-05 | 0.00034307 | 0 | 3.7595e-05 | 0.00011416 | 0 | 0.109 | 0.6717 | 0.025238 | 0.62028 | 0.12983 | 0
8021 | 1 | 4.7765e-05 | 0.0003464 | 0 | 9.3987e-05 | 0.00011416 | 0 | 0.1113 | 0.6248 | 0.025898 | 0.61382 | 0.038187 | 0
8022 | 1 | 4.9818e-05 | 0.00035084 | 0 | 0.0001821 | 0.00011416 | 0 | 0.111 | 0.6035 | 0.027492 | 0.64055 | 0.0013174 | 0
8023 | 1 | 6.5669e-05 | 0.0003505 | 0 | 0.0001586 | 0.00011416 | 0 | 0.1092 | 0.5995 | 0.064717 | 0.70968 | 0.0045725 | 0
8024 | 1 | 9.3237e-05 | 0.00034987 | 0 | 0.00014685 | 0.00011416 | 0 | 0.1087 | 0.5677 | 0.20174 | 0.75668 | 0.062499 | 0
8025 | 1 | 0.0001184 | 0.0002947 | 0 | 0.00016448 | 0.00011416 | 0.34 | 0.1016 | 0.512 | 0.29653 | 0.77788 | 0.091599 | 0.1157
8026 | 1 | 0.00014124 | 0.00019945 | 0 | 0.00018797 | 0.00011416 | 0.45 | 0.0638 | 0.4522 | 0.27173 | 0.8 | 0.060161 | 0.50596
8027 | 1 | 0.0001554 | 0.00013129 | 0 | 0.00020677 | 0.00011416 | 0.69 | 0.0355 | 0.3983 | 0.2427 | 0.78986 | 0.021325 | 0.70173
8028 | 1 | 0.00016453 | 6.7495e-05 | 0 | 0.00018797 | 0.00011416 | 0.72 | 0.0342 | 0.3486 | 0.20977 | 0.78249 | 0.0013373 | 0.8351
8029 | 1 | 0.00017186 | 2.1351e-05 | 0 | 0.00019032 | 0.00011416 | 0.73 | 0.0458 | 0.3117 | 0.18854 | 0.77604 | 0.033399 | 0.92126
8030 | 1 | 0.00017473 | 0 | 0 | 0.00021382 | 0.00011416 | 0.67 | 0.0561 | 0.2932 | 0.17122 | 0.76221 | 0.1499 | 0.79788
8031 | 1 | 0.00016739 | 0 | 0 | 0.00022322 | 0.00011416 | 0.57 | 0.0587 | 0.2932 | 0.14037 | 0.76682 | 0.18973 | 0.6791
8032 | 1 | 0.00015665 | 4.2629e-05 | 0 | 0.00022322 | 0.00011416 | 0.4 | 0.063 | 0.2997 | 0.14142 | 0.7659 | 0.12009 | 0.4344
8033 | 1 | 0.00014068 | 0.00012948 | 0 | 0.00016448 | 0.00011416 | 0.19 | 0.078 | 0.301 | 0.16413 | 0.77327 | 0.035373 | 0
8034 | 1 | 0.00013832 | 0.00017288 | 0 | 0.00011748 | 0.00011416 | 0 | 0.0806 | 0.3037 | 0.23671 | 0.78249 | 0.0012781 | 0
8035 | 1 | 0.00014917 | 0.00018887 | 0 | 8.8113e-05 | 0.00011416 | 0 | 0.0818 | 0.3117 | 0.32694 | 0.80276 | 0.0039066 | 0
8036 | 1 | 0.00015049 | 0.00020397 | 0 | 5.8742e-05 | 0.00011416 | 0 | 0.0903 | 0.3293 | 0.31127 | 0.80369 | 0.056654 | 0
8037 | 1 | 0.00014839 | 0.00021781 | 0 | 3.7595e-05 | 0.00011416 | 0 | 0.1073 | 0.3697 | 0.30505 | 0.81382 | 0.084599 | 0
8038 | 1 | 0.00014004 | 0.0002349 | 0 | 2.3497e-05 | 0.00011416 | 0 | 0.128 | 0.4245 | 0.26618 | 0.80461 | 0.056337 | 0
8039 | 1 | 0.00012052 | 0.0002493 | 0 | 9.3987e-06 | 0.00011416 | 0 | 0.1439 | 0.4639 | 0.22115 | 0.77143 | 0.020423 | 0
8040 | 1 | 9.9337e-05 | 0.00026184 | 0 | 5.8742e-06 | 0.00011416 | 0 | 0.1611 | 0.4961 | 0.1296 | 0.7576 | 0.0013373 | 0
8041 | 1 | 8.2607e-05 | 0.00027453 | 0 | 2.3497e-06 | 0.00011416 | 0 | 0.1759 | 0.5207 | 0.10222 | 0.6894 | 0.030472 | 0
8042 | 1 | 6.9696e-05 | 0.00028249 | 0 | 1.1748e-06 | 0.00011416 | 0 | 0.1879 | 0.5322 | 0.035905 | 0.64055 | 0.13818 | 0
8043 | 1 | 6.1316e-05 | 0.0002883 | 0 | 1.4098e-05 | 0.00011416 | 0 | 0.1965 | 0.5077 | 0.021004 | 0.56682 | 0.17455 | 0
8044 | 1 | 5.7292e-05 | 0.00029688 | 0 | 3.7595e-05 | 0.00011416 | 0 | 0.197 | 0.4859 | 0.026063 | 0.6129 | 0.11084 | 0
8045 | 1 | 5.5313e-05 | 0.00030606 | 0 | 9.3987e-05 | 0.00011416 | 0 | 0.1949 | 0.4946 | 0.025733 | 0.61475 | 0.032701 | 0
8046 | 1 | 5.6722e-05 | 0.00031409 | 0 | 0.0001821 | 0.00011416 | 0 | 0.195 | 0.5322 | 0.018365 | 0.62949 | 0.0012395 | 0
8047 | 1 | 7.0519e-05 | 0.00031946 | 0 | 0.0001586 | 0.00011416 | 0 | 0.1977 | 0.5394 | 0.046187 | 0.67005 | 0.0033087 | 0
8048 | 1 | 9.8192e-05 | 0.0003152 | 0 | 0.00014685 | 0.00011416 | 0 | 0.202 | 0.5294 | 0.15363 | 0.71429 | 0.051184 | 0
8049 | 1 | 0.00012362 | 0.00026388 | 0 | 0.00016448 | 0.00011416 | 0.15 | 0.1821 | 0.5265 | 0.20141 | 0.74747 | 0.077965 | 0.28832
8050 | 1 | 0.00014228 | 0.00018842 | 0 | 0.00018797 | 0.00011416 | 0.42 | 0.1046 | 0.4742 | 0.20289 | 0.7576 | 0.052679 | 0.50181
8051 | 1 | 0.00015736 | 0.00011098 | 0 | 0.00020677 | 0.00011416 | 0.65 | 0.075 | 0.4829 | 0.19514 | 0.75207 | 0.019547 | 0.72342
8052 | 1 | 0.0001677 | 4.2851e-05 | 0 | 0.00018797 | 0.00011416 | 0.76 | 0.0838 | 0.538 | 0.16902 | 0.73825 | 0.0013373 | 0.84688
8053 | 1 | 0.00017274 | 2.2573e-06 | 0 | 0.00019032 | 0.00011416 | 0.73 | 0.084 | 0.5178 | 0.14934 | 0.73641 | 0.026411 | 0.90196
8054 | 1 | 0.00017438 | 0 | 0 | 0.00021382 | 0.00011416 | 0.69 | 0.0755 | 0.4917 | 0.14263 | 0.74101 | 0.12178 | 0.86662
8055 | 1 | 0.00016838 | 0 | 0 | 0.00022322 | 0.00011416 | 0.61 | 0.0626 | 0.4654 | 0.13163 | 0.73825 | 0.15333 | 0.67754
8056 | 1 | 0.00016182 | 2.0981e-05 | 0 | 0.00022322 | 0.00011416 | 0.43 | 0.0505 | 0.4274 | 0.14494 | 0.7318 | 0.097883 | 0.47287
8057 | 1 | 0.00014688 | 9.6988e-05 | 0 | 0.00016448 | 0.00011416 | 0.18 | 0.0555 | 0.5479 | 0.15357 | 0.74286 | 0.02895 | 0
8058 | 1 | 0.0001438 | 0.0001438 | 0 | 0.00011748 | 0.00011416 | 0 | 0.0604 | 0.6049 | 0.19278 | 0.74654 | 0.0011832 | 0
8059 | 1 | 0.00015294 | 0.00016578 | 0 | 8.8113e-05 | 0.00011416 | 0 | 0.0687 | 0.6494 | 0.32886 | 0.78986 | 0.0025314 | 0
8060 | 1 | 0.00015214 | 0.00018831 | 0 | 5.8742e-05 | 0.00011416 | 0 | 0.082 | 0.6669 | 0.31451 | 0.77235 | 0.043658 | 0
8061 | 1 | 0.0001485 | 0.00021044 | 0 | 3.7595e-05 | 0.00011416 | 0 | 0.0916 | 0.6705 | 0.26403 | 0.75945 | 0.068679 | 0
8062 | 1 | 0.0001386 | 0.00023253 | 0 | 2.3497e-05 | 0.00011416 | 0 | 0.0973 | 0.6582 | 0.21092 | 0.74839 | 0.047495 | 0
8063 | 1 | 0.00012063 | 0.00024741 | 0 | 9.3987e-06 | 0.00011416 | 0 | 0.1049 | 0.6632 | 0.1583 | 0.75207 | 0.01828 | 0
8064 | 1 | 9.9802e-05 | 0.00026092 | 0 | 5.8742e-06 | 0.00011416 | 0 | 0.1094 | 0.6519 | 0.096113 | 0.74378 | 0.0013373 | 0
8065 | 1 | 8.3185e-05 | 0.00027553 | 0 | 2.3497e-06 | 0.00011416 | 0 | 0.1154 | 0.643 | 0.056854 | 0.62212 | 0.023914 | 0
8066 | 1 | 7.0084e-05 | 0.00028504 | 0 | 1.1748e-06 | 0.00011416 | 0 | 0.1244 | 0.6116 | 0.022983 | 0.60092 | 0.11161 | 0
8067 | 1 | 6.1609e-05 | 0.00029111 | 0 | 1.4098e-05 | 0.00011416 | 0 | 0.1272 | 0.6116 | 0.013251 | 0.5447 | 0.14018 | 0
8068 | 1 | 5.7075e-05 | 0.00030003 | 0 | 3.7595e-05 | 0.00011416 | 0 | 0.1403 | 0.6196 | 0.014186 | 0.53825 | 0.089831 | 0
8069 | 1 | 5.4757e-05 | 0.00030924 | 0 | 9.3987e-05 | 0.00011416 | 0 | 0.16 | 0.6248 | 0.011932 | 0.54286 | 0.026617 | 0
8070 | 1 | 5.7206e-05 | 0.00031513 | 0 | 0.0001821 | 0.00011416 | 0 | 0.1789 | 0.6494 | 0.014296 | 0.54286 | 0.0011466 | 0
8071 | 1 | 7.1529e-05 | 0.0003175 | 0 | 0.0001586 | 0.00011416 | 0 | 0.1904 | 0.6693 | 0.022983 | 0.5447 | 0.0020875 | 0
8072 | 1 | 9.7536e-05 | 0.00031679 | 0 | 0.00014685 | 0.00011416 | 0 | 0.1982 | 0.6404 | 0.056964 | 0.6129 | 0.039075 | 0
8073 | 1 | 0.00012215 | 0.00025759 | 0 | 0.00016448 | 0.00011416 | 0.26 | 0.1919 | 0.6022 | 0.093748 | 0.71705 | 0.062917 | 0.16945
8074 | 1 | 0.00014246 | 0.00017677 | 0 | 0.00018797 | 0.00011416 | 0.53 | 0.1515 | 0.5789 | 0.10475 | 0.74562 | 0.044234 | 0.54562
8075 | 1 | 0.00015724 | 0.00010287 | 0 | 0.00020677 | 0.00011416 | 0.69 | 0.1468 | 0.6169 | 0.08627 | 0.647 | 0.017467 | 0.72004
8076 | 1 | 0.00016699 | 3.5413e-05 | 0 | 0.00018797 | 0.00011416 | 0.75 | 0.1829 | 0.6644 | 0.059878 | 0.65346 | 0.0013373 | 0.84588
8077 | 1 | 0.00017141 | 0 | 0 | 0.00019032 | 0.00011416 | 0.74 | 0.1976 | 0.6885 | 0.052565 | 0.61751 | 0.02158 | 0.85558
8078 | 1 | 0.00017031 | 0 | 0 | 0.00021382 | 0.00011416 | 0.7 | 0.2051 | 0.7126 | 0.048441 | 0.61751 | 0.10201 | 0.83655
8079 | 1 | 0.00016419 | 0 | 0 | 0.00022322 | 0.00011416 | 0.59 | 0.21 | 0.7047 | 0.046462 | 0.6129 | 0.12781 | 0.66507
8080 | 1 | 0.00016139 | 1.9612e-06 | 0 | 0.00022322 | 0.00011416 | 0.41 | 0.2077 | 0.7427 | 0.039094 | 0.60369 | 0.082233 | 0.47278
8081 | 1 | 0.00014497 | 8.9106e-05 | 0 | 0.00016448 | 0.00011416 | 0.18 | 0.2304 | 0.81 | 0.054434 | 0.59539 | 0.024412 | 0
8082 | 1 | 0.00014105 | 0.00013947 | 0 | 0.00011748 | 0.00011416 | 0 | 0.2423 | 0.8402 | 0.076648 | 0.62396 | 0.0011108 | 0
8083 | 1 | 0.00015213 | 0.00015756 | 0 | 8.8113e-05 | 0.00011416 | 0 | 0.245 | 0.8805 | 0.13922 | 0.66083 | 0.0016988 | 0
8084 | 1 | 0.00015311 | 0.00017174 | 0 | 5.8742e-05 | 0.00011416 | 0 | 0.2458 | 0.9138 | 0.19354 | 0.65253 | 0.034824 | 0
8085 | 1 | 0.00014969 | 0.00018791 | 0 | 3.7595e-05 | 0.00011416 | 0 | 0.2427 | 0.9647 | 0.18607 | 0.63871 | 0.057486 | 0
8086 | 1 | 0.00014184 | 0.00020012 | 0 | 2.3497e-05 | 0.00011416 | 0 | 0.2333 | 0.9752 | 0.16402 | 0.64424 | 0.041127 | 0
8087 | 1 | 0.00012492 | 0.00021385 | 0 | 9.3987e-06 | 0.00011416 | 0 | 0.2183 | 0.982 | 0.10898 | 0.61198 | 0.016678 | 0
8088 | 1 | 0.00010453 | 0.00022795 | 0 | 5.8742e-06 | 0.00011416 | 0 | 0.1994 | 0.9614 | 0.043548 | 0.59816 | 0.0013373 | 0
8089 | 1 | 8.8768e-05 | 0.00024064 | 0 | 2.3497e-06 | 0.00011416 | 0 | 0.1796 | 0.9078 | 0.05218 | 0.58802 | 0.020473 | 0
8090 | 1 | 7.5137e-05 | 0.00025255 | 0 | 1.1748e-06 | 0.00011416 | 0 | 0.1622 | 0.8416 | 0.039974 | 0.55945 | 0.097428 | 0
8091 | 1 | 6.591e-05 | 0.00026232 | 0 | 1.4098e-05 | 0.00011416 | 0 | 0.148 | 0.7966 | 0.022928 | 0.54194 | 0.12191 | 0
8092 | 1 | 6.1388e-05 | 0.0002705 | 0 | 3.7595e-05 | 0.00011416 | 0 | 0.1396 | 0.728 | 0.040194 | 0.53548 | 0.0786 | 0
8093 | 1 | 6.0229e-05 | 0.00027783 | 0 | 9.3987e-05 | 0.00011416 | 0 | 0.137 | 0.6443 | 0.037829 | 0.54101 | 0.023356 | 0
8094 | 1 | 6.2002e-05 | 0.00028323 | 0 | 0.0001821 | 0.00011416 | 0 | 0.138 | 0.5193 | 0.040358 | 0.54009 | 0.0010931 | 0
8095 | 1 | 7.6161e-05 | 0.00028634 | 0 | 0.0001586 | 0.00011416 | 0 | 0.1388 | 0.4902 | 0.083796 | 0.60276 | 0.0015239 | 0
8096 | 1 | 0.00010285 | 0.00028486 | 0 | 0.00014685 | 0.00011416 | 0 | 0.1355 | 0.5004 | 0.1671 | 0.63963 | 0.032819 | 0
8097 | 1 | 0.00012785 | 0.00022739 | 0 | 0.00016448 | 0.00011416 | 0.26 | 0.1189 | 0.4288 | 0.24155 | 0.72442 | 0.054893 | 0.13881
8098 | 1 | 0.00014631 | 0.00014872 | 0 | 0.00018797 | 0.00011416 | 0.53 | 0.0805 | 0.176 | 0.2195 | 0.75576 | 0.039629 | 0.50376
8099 | 1 | 0.00016099 | 8.2297e-05 | 0 | 0.00020677 | 0.00011416 | 0.68 | 0.0694 | 0.1122 | 0.19047 | 0.75484 | 0.016293 | 0.7303
8100 | 1 | 0.00017099 | 1.8835e-05 | 0 | 0.00018797 | 0.00011416 | 0.72 | 0.0716 | 0.079 | 0.15242 | 0.68479 | 0.0013373 | 0.79993
8101 | 1 | 0.0001721 | 0 | 0 | 0.00019032 | 0.00011416 | 0.72 | 0.0689 | 0.0299 | 0.1346 | 0.67373 | 0.020473 | 0.85428
8102 | 1 | 0.00017025 | 0 | 0 | 0.00021382 | 0.00011416 | 0.68 | 0.0686 | 0.0272 | 0.12789 | 0.71982 | 0.097428 | 0.73776
8103 | 1 | 0.00016379 | 0 | 0 | 0.00022322 | 0.00011416 | 0.57 | 0.0697 | 0.0571 | 0.11024 | 0.72995 | 0.12191 | 0.67612
8104 | 1 | 0.00015667 | 1.3544e-05 | 0 | 0.00022322 | 0.00011416 | 0.4 | 0.0705 | 0.1209 | 0.10486 | 0.75115 | 0.0786 | 0.41652
8105 | 1 | 0.00014122 | 9.0623e-05 | 0 | 0.00016448 | 0.00011416 | 0.19 | 0.081 | 0.1557 | 0.12003 | 0.67373 | 0.023356 | 0
8106 | 1 | 0.00013791 | 0.00013592 | 0 | 0.00011748 | 0.00011416 | 0 | 0.0859 | 0.1502 | 0.15726 | 0.69954 | 0.0010931 | 0
8107 | 1 | 0.0001479 | 0.00015283 | 0 | 8.8113e-05 | 0.00011416 | 0 | 0.081 | 0.1217 | 0.20889 | 0.74286 | 0.0015239 | 0
8108 | 1 | 0.0001471 | 0.00016548 | 0 | 5.8742e-05 | 0.00011416 | 0 | 0.0762 | 0.1024 | 0.23291 | 0.73272 | 0.032819 | 0
8109 | 1 | 0.0001446 | 0.00017481 | 0 | 3.7595e-05 | 0.00011416 | 0 | 0.0727 | 0.1084 | 0.23418 | 0.71705 | 0.054893 | 0
8110 | 1 | 0.00013842 | 0.0001825 | 0 | 2.3497e-05 | 0.00011416 | 0 | 0.0765 | 0.1539 | 0.20933 | 0.74101 | 0.039629 | 0
8111 | 1 | 0.00012578 | 0.00018979 | 0 | 9.3987e-06 | 0.00011416 | 0 | 0.0886 | 0.2971 | 0.15846 | 0.65069 | 0.016293 | 0
8112 | 1 | 0.00010959 | 0.00019712 | 0 | 5.8742e-06 | 0.00011416 | 0 | 0.0914 | 0.4829 | 0.11013 | 0.69862 | 0.0013373 | 0
8113 | 1 | 9.6701e-05 | 0.00020678 | 0 | 2.3497e-06 | 0.00011416 | 0 | 0.0964 | 0.6196 | 0.11794 | 0.69124 | 0.02158 | 0
8114 | 1 | 8.3189e-05 | 0.00021625 | 0 | 1.1748e-06 | 0.00011416 | 0 | 0.1035 | 0.6979 | 0.10007 | 0.68664 | 0.10201 | 0
8115 | 1 | 7.2731e-05 | 0.00022399 | 0 | 1.4098e-05 | 0.00011416 | 0 | 0.1118 | 0.6778 | 0.025513 | 0.59724 | 0.12781 | 0
8116 | 1 | 6.712e-05 | 0.00023028 | 0 | 3.7595e-05 | 0.00011416 | 0 | 0.1203 | 0.6506 | 0.017155 | 0.51152 | 0.082233 | 0
8117 | 1 | 6.3852e-05 | 0.00023505 | 0 | 9.3987e-05 | 0.00011416 | 0 | 0.1337 | 0.6885 | 0.01875 | 0.50876 | 0.024412 | 0
8118 | 1 | 6.24e-05 | 0.00024171 | 0 | 0.0001821 | 0.00011416 | 0 | 0.1453 | 0.7081 | 0.014846 | 0.50968 | 0.0011108 | 0
8119 | 1 | 6.4806e-05 | 0.00024948 | 0 | 0.0001586 | 0.00011416 | 0 | 0.1575 | 0.6494 | 0.018035 | 0.51244 | 0.0016988 | 0
8120 | 1 | 7.1663e-05 | 0.00025525 | 0 | 0.00014685 | 0.00011416 | 0 | 0.1727 | 0.5408 | 0.01908 | 0.51982 | 0.034824 | 0
8121 | 1 | 8.9276e-05 | 0.00020637 | 0 | 0.00016448 | 0.00011416 | 0.13 | 0.1655 | 0.4654 | 0.026612 | 0.53917 | 0.057486 | 0.17978
8122 | 1 | 0.00011777 | 0.00013484 | 0 | 0.00018797 | 0.00011416 | 0.54 | 0.12 | 0.3768 | 0.041953 | 0.61567 | 0.041127 | 0.56698
8123 | 1 | 0.00014052 | 6.7495e-05 | 0 | 0.00020677 | 0.00011416 | 0.67 | 0.1112 | 0.2932 | 0.071755 | 0.6977 | 0.016678 | 0.79358
8124 | 1 | 0.00015156 | 5.1806e-06 | 0 | 0.00018797 | 0.00011416 | 0.71 | 0.1162 | 0.4317 | 0.078023 | 0.68479 | 0.0013373 | 0.82632
8125 | 1 | 0.00014932 | 0 | 0 | 0.00019032 | 0.00011416 | 0.68 | 0.1112 | 0.5593 | 0.045307 | 0.67097 | 0.023914 | 0.8964
8126 | 1 | 0.0001481 | 0 | 0 | 0.00021382 | 0.00011416 | 0.67 | 0.1074 | 0.643 | 0.041018 | 0.66544 | 0.11161 | 0.79202
8127 | 1 | 0.00014412 | 0 | 0 | 0.00022322 | 0.00011416 | 0.57 | 0.0977 | 0.6288 | 0.044042 | 0.54194 | 0.14018 | 0.66326
8128 | 1 | 0.00013778 | 0 | 0 | 0.00022322 | 0.00011416 | 0.39 | 0.0898 | 0.6275 | 0.040413 | 0.53272 | 0.089831 | 0.45502
8129 | 1 | 0.00011947 | 7.9707e-05 | 0 | 0.00016448 | 0.00011416 | 0.17 | 0.1061 | 0.7529 | 0.041403 | 0.53364 | 0.026617 | 0
8130 | 1 | 0.00011254 | 0.00013458 | 0 | 0.00011748 | 0.00011416 | 0 | 0.1212 | 0.7807 | 0.056304 | 0.60737 | 0.0011466 | 0
8131 | 1 | 0.0001225 | 0.00015338 | 0 | 8.8113e-05 | 0.00011416 | 0 | 0.1307 | 0.7932 | 0.13218 | 0.70046 | 0.0020875 | 0
8132 | 1 | 0.00012313 | 0.000167 | 0 | 5.8742e-05 | 0.00011416 | 0 | 0.1308 | 0.7825 | 0.1649 | 0.70691 | 0.039075 | 0
8133 | 1 | 0.00012285 | 0.00017843 | 0 | 3.7595e-05 | 0.00011416 | 0 | 0.1283 | 0.7958 | 0.17205 | 0.71336 | 0.062917 | 0
8134 | 1 | 0.00011934 | 0.00018917 | 0 | 2.3497e-05 | 0.00011416 | 0 | 0.135 | 0.7676 | 0.14098 | 0.69217 | 0.044234 | 0
8135 | 1 | 0.00010969 | 0.00020182 | 0 | 9.3987e-06 | 0.00011416 | 0 | 0.1486 | 0.7385 | 0.08671 | 0.64885 | 0.017467 | 0
8136 | 1 | 9.6136e-05 | 0.00021407 | 0 | 5.8742e-06 | 0.00011416 | 0 | 0.1612 | 0.7247 | 0.05207 | 0.66636 | 0.0013373 | 0
8137 | 1 | 8.1316e-05 | 0.0002268 | 0 | 2.3497e-06 | 0.00011416 | 0 | 0.1719 | 0.7204 | 0.0342 | 0.50783 | 0.027722 | 0
8138 | 1 | 6.7346e-05 | 0.00023823 | 0 | 1.1748e-06 | 0.00011416 | 0 | 0.1787 | 0.7204 | 0.019959 | 0.49585 | 0.1271 | 0
8139 | 1 | 5.8413e-05 | 0.00024752 | 0 | 1.4098e-05 | 0.00011416 | 0 | 0.1809 | 0.7519 | 0.017485 | 0.47742 | 0.1602 | 0
8140 | 1 | 5.3014e-05 | 0.00025389 | 0 | 3.7595e-05 | 0.00011416 | 0 | 0.1786 | 0.7779 | 0.01677 | 0.47281 | 0.10208 | 0
8141 | 1 | 4.9828e-05 | 0.0002601 | 0 | 9.3987e-05 | 0.00011416 | 0 | 0.1713 | 0.7742 | 0.013361 | 0.47281 | 0.030167 | 0
8142 | 1 | 4.8894e-05 | 0.00026602 | 0 | 0.0001821 | 0.00011416 | 0 | 0.1643 | 0.7779 | 0.013031 | 0.47373 | 0.0012018 | 0
8143 | 1 | 4.9626e-05 | 0.00027198 | 0 | 0.0001586 | 0.00011416 | 0 | 0.1603 | 0.7852 | 0.014571 | 0.47742 | 0.0027751 | 0
8144 | 1 | 5.295e-05 | 0.00027505 | 0 | 0.00014685 | 0.00011416 | 0 | 0.1611 | 0.7852 | 0.013801 | 0.48018 | 0.046078 | 0
8145 | 1 | 6.4029e-05 | 0.00022991 | 0 | 0.00016448 | 0.00011416 | 0.27 | 0.1565 | 0.7949 | 0.016825 | 0.49585 | 0.071687 | 0.14809
8146 | 1 | 8.6837e-05 | 0.00017033 | 0 | 0.00018797 | 0.00011416 | 0.54 | 0.1296 | 0.7468 | 0.025183 | 0.51244 | 0.049183 | 0.51624
8147 | 1 | 0.00010932 | 0.0001072 | 0 | 0.00020677 | 0.00011416 | 0.69 | 0.1299 | 0.707 | 0.031946 | 0.52258 | 0.018696 | 0.72521
8148 | 1 | 0.00012302 | 4.8919e-05 | 0 | 0.00018797 | 0.00011416 | 0.73 | 0.1297 | 0.6826 | 0.031781 | 0.52074 | 0.0013373 | 0.83772
8149 | 1 | 0.00012831 | 1.2211e-05 | 0 | 0.00019032 | 0.00011416 | 0.73 | 0.122 | 0.6932 | 0.028097 | 0.51336 | 0.033399 | 0.8658
8150 | 1 | 0.00013198 | 0 | 0 | 0.00021382 | 0.00011416 | 0.68 | 0.115 | 0.6885 | 0.024633 | 0.51152 | 0.1499 | 0.80478
8151 | 1 | 0.00013106 | 0 | 0 | 0.00022322 | 0.00011416 | 0.56 | 0.1145 | 0.6327 | 0.025788 | 0.51244 | 0.18973 | 0.73497
8152 | 1 | 0.00011956 | 2.8049e-05 | 0 | 0.00022322 | 0.00011416 | 0.37 | 0.1213 | 0.6049 | 0.022599 | 0.51336 | 0.12009 | 0.44702
8153 | 1 | 0.00010187 | 0.00010413 | 0 | 0.00016448 | 0.00011416 | 0.15 | 0.1623 | 0.643 | 0.029472 | 0.50968 | 0.035373 | 0
8154 | 1 | 9.4875e-05 | 0.00015708 | 0 | 0.00011748 | 0.00011416 | 0 | 0.1984 | 0.6909 | 0.03409 | 0.52166 | 0.0012781 | 0
8155 | 1 | 0.00010574 | 0.00017832 | 0 | 8.8113e-05 | 0.00011416 | 0 | 0.2088 | 0.6826 | 0.065651 | 0.68387 | 0.0039066 | 0
8156 | 1 | 0.00010659 | 0.00019583 | 0 | 5.8742e-05 | 0.00011416 | 0 | 0.2147 | 0.6594 | 0.080387 | 0.70876 | 0.056654 | 0
8157 | 1 | 0.00010783 | 0.00020796 | 0 | 3.7595e-05 | 0.00011416 | 0 | 0.2195 | 0.6532 | 0.099797 | 0.60922 | 0.084599 | 0
8158 | 1 | 0.00010808 | 0.00021603 | 0 | 2.3497e-05 | 0.00011416 | 0 | 0.2296 | 0.6607 | 0.082257 | 0.60276 | 0.056337 | 0
8159 | 1 | 0.00010195 | 0.00022417 | 0 | 9.3987e-06 | 0.00011416 | 0 | 0.2408 | 0.6681 | 0.073074 | 0.59171 | 0.020423 | 0
8160 | 1 | 8.8604e-05 | 0.00023509 | 0 | 5.8742e-06 | 0.00011416 | 0 | 0.2429 | 0.6557 | 0.043053 | 0.53733 | 0.0013373 | 0
8161 | 1 | 7.358e-05 | 0.00024404 | 0 | 2.3497e-06 | 0.00011416 | 0 | 0.2423 | 0.6353 | 0.022434 | 0.50599 | 0.039802 | 0
8162 | 1 | 6.1838e-05 | 0.00024981 | 0 | 1.1748e-06 | 0.00011416 | 0 | 0.2369 | 0.6049 | 0.012152 | 0.46912 | 0.17527 | 0
8163 | 1 | 5.4896e-05 | 0.00025192 | 0 | 1.4098e-05 | 0.00011416 | 0 | 0.2307 | 0.5705 | 0.013251 | 0.46728 | 0.22268 | 0
8164 | 1 | 5.1508e-05 | 0.00025085 | 0 | 3.7595e-05 | 0.00011416 | 0 | 0.2279 | 0.5494 | 0.010667 | 0.4682 | 0.14009 | 0
8165 | 1 | 5.0924e-05 | 0.00024841 | 0 | 9.3987e-05 | 0.00011416 | 0 | 0.2337 | 0.538 | 0.0093473 | 0.46267 | 0.041147 | 0
8166 | 1 | 5.2862e-05 | 0.00024941 | 0 | 0.0001821 | 0.00011416 | 0 | 0.2452 | 0.5337 | 0.011327 | 0.4682 | 0.0013575 | 0
8167 | 1 | 6.0744e-05 | 0.00025129 | 0 | 0.0001586 | 0.00011416 | 0 | 0.2569 | 0.5593 | 0.01798 | 0.46912 | 0.0053101 | 0
8168 | 1 | 7.2865e-05 | 0.0002493 | 0 | 0.00014685 | 0.00011416 | 0 | 0.2824 | 0.5775 | 0.020124 | 0.47281 | 0.068734 | 0
8169 | 1 | 8.5795e-05 | 0.00021781 | 0 | 0.00016448 | 0.00011416 | 0.14 | 0.2867 | 0.6956 | 0.020949 | 0.48479 | 0.098975 | 0.066467
8170 | 1 | 0.00010474 | 0.00017677 | 0 | 0.00018797 | 0.00011416 | 0.56 | 0.2709 | 0.6897 | 0.028317 | 0.4977 | 0.064153 | 0.38769
8171 | 1 | 0.00011972 | 0.00013462 | 0 | 0.00020677 | 0.00011416 | 0.64 | 0.3006 | 0.7036 | 0.031066 | 0.51152 | 0.022253 | 0.25128
8172 | 1 | 0.00012839 | 9.3509e-05 | 0 | 0.00018797 | 0.00011416 | 0.6 | 0.3331 | 0.7569 | 0.038654 | 0.50968 | 0.0013373 | 0.40298
8173 | 1 | 0.00013277 | 6.2611e-05 | 0 | 0.00019032 | 0.00011416 | 0.67 | 0.3388 | 0.7816 | 0.024578 | 0.56774 | 0.048895 | 0.035479
8174 | 1 | 0.00013894 | 4.4146e-05 | 0 | 0.00021382 | 0.00011416 | 0.14 | 0.3309 | 0.7666 | 0.024523 | 0.50599 | 0.21082 | 0.079449
8175 | 1 | 0.00013666 | 4.533e-05 | 0 | 0.00022322 | 0.00011416 | 0.09 | 0.3113 | 0.7047 | 0.022379 | 0.50415 | 0.26898 | 0.039256
8176 | 1 | 0.00012579 | 7.2898e-05 | 0 | 0.00022322 | 0.00011416 | 0.25 | 0.2796 | 0.7215 | 0.022489 | 0.50046 | 0.16807 | 0.088742
8177 | 1 | 0.00011214 | 0.00013011 | 0 | 0.00016448 | 0.00011416 | 0.05 | 0.2743 | 0.7666 | 0.026283 | 0.50046 | 0.049205 | 0
8178 | 1 | 0.00011028 | 0.00015897 | 0 | 0.00011748 | 0.00011416 | 0 | 0.2863 | 0.7834 | 0.049596 | 0.57696 | 0.0014614 | 0
8179 | 1 | 0.00011876 | 0.00017318 | 0 | 8.8113e-05 | 0.00011416 | 0 | 0.2879 | 0.7695 | 0.10617 | 0.69954 | 0.0074916 | 0
8180 | 1 | 0.00011836 | 0.00018528 | 0 | 5.8742e-05 | 0.00011416 | 0 | 0.2852 | 0.7458 | 0.1307 | 0.72442 | 0.086105 | 0
8181 | 1 | 0.0001177 | 0.00019601 | 0 | 3.7595e-05 | 0.00011416 | 0 | 0.2755 | 0.7269 | 0.11855 | 0.62304 | 0.11912 | 0
8182 | 1 | 0.00011522 | 0.000204 | 0 | 2.3497e-05 | 0.00011416 | 0 | 0.2612 | 0.7137 | 0.087205 | 0.62028 | 0.0749 | 0
8183 | 1 | 0.00010534 | 0.00020904 | 0 | 9.3987e-06 | 0.00011416 | 0 | 0.2488 | 0.7137 | 0.068071 | 0.5659 | 0.024691 | 0
8184 | 1 | 9.2509e-05 | 0.00021462 | 0 | 5.8742e-06 | 0.00011416 | 0 | 0.2366 | 0.7608 | 0.034475 | 0.53456 | 0.0013373 | 0
8185 | 1 | 8.1378e-05 | 0.00022073 | 0 | 2.3497e-06 | 0.00011416 | 0 | 0.2285 | 0.7519 | 0.016385 | 0.5023 | 0.059277 | 0
8186 | 1 | 6.8634e-05 | 0.00022746 | 0 | 1.1748e-06 | 0.00011416 | 0 | 0.2134 | 0.7666 | 0.012481 | 0.48111 | 0.25088 | 0
8187 | 1 | 5.9032e-05 | 0.00023424 | 0 | 1.4098e-05 | 0.00011416 | 0 | 0.1953 | 0.6582 | 0.011877 | 0.48111 | 0.32128 | 0
8188 | 1 | 5.3993e-05 | 0.00024241 | 0 | 3.7595e-05 | 0.00011416 | 0 | 0.1819 | 0.5995 | 0.014296 | 0.48571 | 0.19955 | 0
8189 | 1 | 5.0937e-05 | 0.00024874 | 0 | 9.3987e-05 | 0.00011416 | 0 | 0.1626 | 0.6169 | 0.010447 | 0.48571 | 0.058253 | 0
8190 | 1 | 5.0465e-05 | 0.00025329 | 0 | 0.0001821 | 0.00011416 | 0 | 0.1521 | 0.643 | 0.020619 | 0.49032 | 0.0015704 | 0
8191 | 1 | 5.341e-05 | 0.0002571 | 0 | 0.0001586 | 0.00011416 | 0 | 0.1412 | 0.6301 | 0.022544 | 0.50323 | 0.010201 | 0
8192 | 1 | 5.8284e-05 | 0.00025788 | 0 | 0.00014685 | 0.00011416 | 0 | 0.1382 | 0.6314 | 0.027822 | 0.5106 | 0.10618 | 0
8193 | 1 | 7.005e-05 | 0.0002134 | 0 | 0.00016448 | 0.00011416 | 0.02 | 0.1229 | 0.6248 | 0.028152 | 0.58618 | 0.14184 | 0.26595
8194 | 1 | 9.0913e-05 | 0.00015867 | 0 | 0.00018797 | 0.00011416 | 0.27 | 0.0911 | 0.6049 | 0.044482 | 0.6 | 0.086783 | 0.50917
8195 | 1 | 0.00011139 | 0.00010465 | 0 | 0.00020677 | 0.00011416 | 0.64 | 0.0875 | 0.5803 | 0.065871 | 0.61843 | 0.0273 | 0.70783
8196 | 1 | 0.0001246 | 5.5432e-05 | 0 | 0.00018797 | 0.00011416 | 0.71 | 0.0891 | 0.5705 | 0.062902 | 0.56129 | 0.0013373 | 0.79115
8197 | 1 | 0.00012885 | 2.4571e-05 | 0 | 0.00019032 | 0.00011416 | 0.72 | 0.0841 | 0.673 | 0.057294 | 0.54562 | 0.068568 | 0.81619
8198 | 1 | 0.00013354 | 9.5471e-06 | 0 | 0.00021382 | 0.00011416 | 0.71 | 0.0727 | 0.7666 | 0.065926 | 0.58249 | 0.28635 | 0.36893
8199 | 1 | 0.00013225 | 1.1656e-05 | 0 | 0.00022322 | 0.00011416 | 0.55 | 0.0574 | 0.7559 | 0.068291 | 0.64977 | 0.36769 | 0.19464
8200 | 1 | 0.00012101 | 3.6893e-05 | 0 | 0.00022322 | 0.00011416 | 0.4 | 0.0451 | 0.6979 | 0.042943 | 0.58341 | 0.22739 | 0.43286
8201 | 1 | 0.00010525 | 0.00010517 | 0 | 0.00016448 | 0.00011416 | 0.16 | 0.0495 | 0.6802 | 0.055644 | 0.53364 | 0.066242 | 0
8202 | 1 | 0.00010107 | 0.00014909 | 0 | 0.00011748 | 0.00011416 | 0 | 0.0622 | 0.6814 | 0.11882 | 0.6977 | 0.0016614 | 0
8203 | 1 | 0.00011103 | 0.00017129 | 0 | 8.8113e-05 | 0.00011416 | 0 | 0.0779 | 0.6404 | 0.23819 | 0.7318 | 0.012788 | 0
8204 | 1 | 0.00011294 | 0.00019053 | 0 | 5.8742e-05 | 0.00011416 | 0 | 0.0957 | 0.5607 | 0.26596 | 0.74931 | 0.12432 | 0
8205 | 1 | 0.00011589 | 0.00020515 | 0 | 3.7595e-05 | 0.00011416 | 0 | 0.1135 | 0.4727 | 0.27707 | 0.76406 | 0.16196 | 0
8206 | 1 | 0.00011327 | 0.00021729 | 0 | 2.3497e-05 | 0.00011416 | 0 | 0.127 | 0.3883 | 0.25062 | 0.74378 | 0.097148 | 0
8207 | 1 | 0.00010365 | 0.00023035 | 0 | 9.3987e-06 | 0.00011416 | 0 | 0.1347 | 0.3334 | 0.18601 | 0.70876 | 0.029515 | 0
8208 | 1 | 8.7904e-05 | 0.00024186 | 0 | 5.8742e-06 | 0.00011416 | 0 | 0.1418 | 0.3077 | 0.08792 | 0.65714 | 0.0013373 | 0
8209 | 1 | 7.1389e-05 | 0.00025111 | 0 | 2.3497e-06 | 0.00011416 | 0 | 0.1508 | 0.2893 | 0.042668 | 0.50876 | 0.078782 | 0
8210 | 1 | 6.0086e-05 | 0.00025803 | 0 | 1.1748e-06 | 0.00011416 | 0 | 0.1648 | 0.2431 | 0.023533 | 0.48756 | 0.32501 | 0
8211 | 1 | 5.3667e-05 | 0.00026251 | 0 | 1.4098e-05 | 0.00011416 | 0 | 0.1809 | 0.176 | 0.015286 | 0.48664 | 0.41838 | 0
8212 | 1 | 5.0102e-05 | 0.00026658 | 0 | 3.7595e-05 | 0.00011416 | 0 | 0.1948 | 0.1145 | 0.012701 | 0.48756 | 0.25771 | 0
8213 | 1 | 4.9615e-05 | 0.00026854 | 0 | 9.3987e-05 | 0.00011416 | 0 | 0.2031 | 0.061 | 0.0096223 | 0.48571 | 0.074929 | 0
8214 | 1 | 5.3447e-05 | 0.00027154 | 0 | 0.0001821 | 0.00011416 | 0 | 0.2045 | 0.0295 | 0.014461 | 0.48571 | 0.0017558 | 0
8215 | 1 | 7.0507e-05 | 0.00027387 | 0 | 0.0001586 | 0.00011416 | 0 | 0.1993 | 0.0174 | 0.028647 | 0.49309 | 0.015778 | 0
8216 | 1 | 9.8994e-05 | 0.0002725 | 0 | 0.00014685 | 0.00011416 | 0 | 0.1881 | 0.0295 | 0.06895 | 0.63594 | 0.14442 | 0
8217 | 1 | 0.00012323 | 0.00022843 | 0 | 0.00016448 | 0.00011416 | 0.22 | 0.1581 | 0.0691 | 0.13625 | 0.68664 | 0.1839 | 0.16045
8218 | 1 | 0.00013853 | 0.00017214 | 0 | 0.00018797 | 0.00011416 | 0.5 | 0.1291 | 0.1368 | 0.14016 | 0.71521 | 0.10831 | 0.40654
8219 | 1 | 0.00013689 | 0.00011456 | 0 | 0.00020677 | 0.00011416 | 0.63 | 0.1306 | 0.1283 | 0.14714 | 0.67005 | 0.031847 | 0.66834
8220 | 1 | 0.00015857 | 6.7829e-05 | 0 | 0.00018797 | 0.00011416 | 0.67 | 0.1306 | 0.1623 | 0.1418 | 0.67834 | 0.0013373 | 0.86067
8221 | 1 | 0.00016313 | 3.693e-05 | 0 | 0.00019032 | 0.00011416 | 0.63 | 0.1269 | 0.2 | 0.11437 | 0.59631 | 0.089964 | 0.56649
8222 | 1 | 0.00016497 | 2.3128e-05 | 0 | 0.00021382 | 0.00011416 | 0.46 | 0.1241 | 0.2313 | 0.12371 | 0.67373 | 0.36702 | 0.47488
8223 | 1 | 0.0001584 | 2.7013e-05 | 0 | 0.00022322 | 0.00011416 | 0.28 | 0.1242 | 0.236 | 0.10211 | 0.67189 | 0.47351 | 0.34205
8224 | 1 | 0.00015098 | 5.4174e-05 | 0 | 0.00022322 | 0.00011416 | 0.25 | 0.1212 | 0.2828 | 0.11294 | 0.67742 | 0.2906 | 0.08931
8225 | 1 | 0.00013888 | 0.00012156 | 0 | 0.00016448 | 0.00011416 | 0.07 | 0.1249 | 0.3598 | 0.14917 | 0.70783 | 0.084345 | 0
8226 | 1 | 0.00013745 | 0.00016075 | 0 | 0.00011748 | 0.00011416 | 0 | 0.1402 | 0.4128 | 0.25276 | 0.75207 | 0.0018538 | 0
8227 | 1 | 0.00014618 | 0.00017984 | 0 | 8.8113e-05 | 0.00011416 | 0 | 0.1491 | 0.4815 | 0.32694 | 0.78157 | 0.019201 | 0
8228 | 1 | 0.00014439 | 0.00019875 | 0 | 5.8742e-05 | 0.00011416 | 0 | 0.1556 | 0.5607 | 0.28124 | 0.77788 | 0.16657 | 0
8229 | 1 | 0.00014118 | 0.00021503 | 0 | 3.7595e-05 | 0.00011416 | 0 | 0.1666 | 0.6209 | 0.24012 | 0.76866 | 0.20773 | 0
8230 | 1 | 0.0001334 | 0.0002292 | 0 | 2.3497e-05 | 0.00011416 | 0 | 0.1789 | 0.6443 | 0.22505 | 0.74101 | 0.12029 | 0
8231 | 1 | 0.00011601 | 0.00023938 | 0 | 9.3987e-06 | 0.00011416 | 0 | 0.1832 | 0.6582 | 0.14725 | 0.69862 | 0.034298 | 0
8232 | 1 | 9.7575e-05 | 0.00024811 | 0 | 5.8742e-06 | 0.00011416 | 0 | 0.1842 | 0.6693 | 0.056579 | 0.63041 | 0.0013373 | 0
8233 | 1 | 8.3298e-05 | 0.000255 | 0 | 2.3497e-06 | 0.00011416 | 0 | 0.1848 | 0.6656 | 0.056139 | 0.54562 | 0.099011 | 0
8234 | 1 | 7.0698e-05 | 0.00026088 | 0 | 1.1748e-06 | 0.00011416 | 0 | 0.183 | 0.6443 | 0.03376 | 0.50599 | 0.40079 | 0
8235 | 1 | 6.3384e-05 | 0.00026443 | 0 | 1.4098e-05 | 0.00011416 | 0 | 0.183 | 0.5926 | 0.020509 | 0.49585 | 0.5179 | 0
8236 | 1 | 5.9479e-05 | 0.00026643 | 0 | 3.7595e-05 | 0.00011416 | 0 | 0.1819 | 0.5279 | 0.013636 | 0.49493 | 0.31703 | 0
8237 | 1 | 5.8744e-05 | 0.00026869 | 0 | 9.3987e-05 | 0.00011416 | 0 | 0.1812 | 0.4771 | 0.019904 | 0.49032 | 0.091902 | 0
8238 | 1 | 6.2764e-05 | 0.00026909 | 0 | 0.0001821 | 0.00011416 | 0 | 0.1811 | 0.4274 | 0.021334 | 0.49032 | 0.0019297 | 0
8239 | 1 | 7.6606e-05 | 0.00027069 | 0 | 0.0001586 | 0.00011416 | 0 | 0.1795 | 0.3998 | 0.030131 | 0.50323 | 0.022071 | 0
8240 | 1 | 0.00010168 | 0.00026998 | 0 | 0.00014685 | 0.00011416 | 0 | 0.1771 | 0.357 | 0.11261 | 0.57327 | 0.18459 | 0
8241 | 1 | 0.00012417 | 0.00023305 | 0 | 0.00016448 | 0.00011416 | 0.09 | 0.165 | 0.305 | 0.15511 | 0.62949 | 0.2269 | 0.0046577
8242 | 1 | 0.00013805 | 0.00018236 | 0 | 0.00018797 | 0.00011416 | 0.38 | 0.14 | 0.2043 | 0.15775 | 0.66452 | 0.12983 | 0.047625
8243 | 1 | 0.00014872 | 0.00013714 | 0 | 0.00020677 | 0.00011416 | 0.65 | 0.1313 | 0.1529 | 0.15132 | 0.73733 | 0.036217 | 0.040014
8244 | 1 | 0.00015566 | 9.436e-05 | 0 | 0.00018797 | 0.00011416 | 0.65 | 0.14 | 0.1317 | 0.15005 | 0.72811 | 0.0013373 | 0
8245 | 1 | 0.00015901 | 6.6829e-05 | 0 | 0.00019032 | 0.00011416 | 0.72 | 0.135 | 0.1342 | 0.12366 | 0.72811 | 0.10216 | 0.018932
8246 | 1 | 0.0001601 | 5.6098e-05 | 0 | 0.00021382 | 0.00011416 | 0.67 | 0.1248 | 0.1394 | 0.11607 | 0.64885 | 0.41249 | 0.60652
8247 | 1 | 0.00015313 | 5.954e-05 | 0 | 0.00022322 | 0.00011416 | 0.55 | 0.1124 | 0.1456 | 0.10233 | 0.61106 | 0.53329 | 0.5846
8248 | 1 | 0.00014613 | 8.4517e-05 | 0 | 0.00022322 | 0.00011416 | 0.36 | 0.103 | 0.2142 | 0.096443 | 0.60461 | 0.32619 | 0.4403
8249 | 1 | 0.00013473 | 0.00014309 | 0 | 0.00016448 | 0.00011416 | 0.06 | 0.1032 | 0.3444 | 0.10865 | 0.60553 | 0.094518 | 0
8250 | 1 | 0.00013294 | 0.00018143 | 0 | 0.00011748 | 0.00011416 | 0 | 0.1057 | 0.4157 | 0.18156 | 0.72719 | 0.0019554 | 0
8251 | 1 | 0.00014252 | 0.00019942 | 0 | 8.8113e-05 | 0.00011416 | 0 | 0.1093 | 0.3754 | 0.26436 | 0.74931 | 0.023087 | 0
8252 | 1 | 0.00014242 | 0.0002151 | 0 | 5.8742e-05 | 0.00011416 | 0 | 0.1143 | 0.3037 | 0.26915 | 0.74562 | 0.19088 | 0
8253 | 1 | 0.00014023 | 0.00022957 | 0 | 3.7595e-05 | 0.00011416 | 0 | 0.1204 | 0.288 | 0.2741 | 0.73733 | 0.23354 | 0
8254 | 1 | 0.00013247 | 0.00024349 | 0 | 2.3497e-05 | 0.00011416 | 0 | 0.1267 | 0.3037 | 0.22786 | 0.71797 | 0.13312 | 0
8255 | 1 | 0.00011541 | 0.00025522 | 0 | 9.3987e-06 | 0.00011416 | 0 | 0.1321 | 0.3197 | 0.14147 | 0.67281 | 0.036872 | 0
8256 | 1 | 9.6278e-05 | 0.00026606 | 0 | 5.8742e-06 | 0.00011416 | 0 | 0.1335 | 0.3797 | 0.054105 | 0.59908 | 0.0013373 | 0
8257 | 1 | 8.1576e-05 | 0.00027605 | 0 | 2.3497e-06 | 0.00011416 | 0 | 0.1303 | 0.5077 | 0.059713 | 0.60276 | 0.10537 | 0
8258 | 1 | 6.7651e-05 | 0.00028445 | 0 | 1.1748e-06 | 0.00011416 | 0 | 0.1233 | 0.6142 | 0.022818 | 0.47465 | 0.42441 | 0
8259 | 1 | 6.0268e-05 | 0.000288 | 0 | 1.4098e-05 | 0.00011416 | 0 | 0.118 | 0.6644 | 0.015121 | 0.45253 | 0.54899 | 0
8260 | 1 | 5.6995e-05 | 0.00029004 | 0 | 3.7595e-05 | 0.00011416 | 0 | 0.1185 | 0.673 | 0.014241 | 0.45069 | 0.33552 | 0
8261 | 1 | 5.6226e-05 | 0.00029193 | 0 | 9.3987e-05 | 0.00011416 | 0 | 0.1226 | 0.6506 | 0.01897 | 0.44885 | 0.097183 | 0
8262 | 1 | 5.945e-05 | 0.00029285 | 0 | 0.0001821 | 0.00011416 | 0 | 0.1234 | 0.6301 | 0.021059 | 0.44885 | 0.0019813 | 0
8263 | 1 | 7.383e-05 | 0.00029344 | 0 | 0.0001586 | 0.00011416 | 0 | 0.1265 | 0.6288 | 0.025348 | 0.45899 | 0.024135 | 0
8264 | 1 | 9.9987e-05 | 0.00029189 | 0 | 0.00014685 | 0.00011416 | 0 | 0.1304 | 0.6404 | 0.087205 | 0.5023 | 0.1973 | 0
8265 | 1 | 0.00012155 | 0.00025625 | 0 | 0.00016448 | 0.00011416 | 0.15 | 0.1239 | 0.6619 | 0.12899 | 0.63502 | 0.24031 | 0.02369
8266 | 1 | 0.0001357 | 0.00020448 | 0 | 0.00018797 | 0.00011416 | 0.5 | 0.1172 | 0.6656 | 0.14241 | 0.67558 | 0.13647 | 0.087338
8267 | 1 | 0.00014699 | 0.00015397 | 0 | 0.00020677 | 0.00011416 | 0.62 | 0.1141 | 0.6076 | 0.16039 | 0.69401 | 0.037535 | 0.059046
8268 | 1 | 0.00015468 | 0.00010246 | 0 | 0.00018797 | 0.00011416 | 0.62 | 0.1031 | 0.6008 | 0.13581 | 0.67834 | 0.0013373 | 0.10244
8269 | 1 | 0.00016018 | 6.3906e-05 | 0 | 0.00019032 | 0.00011416 | 0.59 | 0.0934 | 0.6443 | 0.13042 | 0.67281 | 0.10537 | 0.25081
8270 | 1 | 0.00016128 | 4.7513e-05 | 0 | 0.00021382 | 0.00011416 | 0.56 | 0.0864 | 0.6656 | 0.11228 | 0.6682 | 0.42441 | 0.69429
8271 | 1 | 0.00015417 | 5.0844e-05 | 0 | 0.00022322 | 0.00011416 | 0.47 | 0.0825 | 0.6557 | 0.087975 | 0.61751 | 0.54899 | 0.42725
8272 | 1 | 0.00014515 | 8.0447e-05 | 0 | 0.00022322 | 0.00011416 | 0.45 | 0.084 | 0.6569 | 0.082147 | 0.6212 | 0.33552 | 0.41141
8273 | 1 | 0.00013177 | 0.00014905 | 0 | 0.00016448 | 0.00011416 | 0.15 | 0.0982 | 0.6897 | 0.097817 | 0.70323 | 0.097183 | 0
8274 | 1 | 0.00012903 | 0.0001915 | 0 | 0.00011748 | 0.00011416 | 0 | 0.1125 | 0.6932 | 0.15973 | 0.72535 | 0.0019813 | 0
8275 | 1 | 0.00013714 | 0.00021192 | 0 | 8.8113e-05 | 0.00011416 | 0 | 0.1248 | 0.6656 | 0.23863 | 0.73733 | 0.024135 | 0
8276 | 1 | 0.00013524 | 0.00023087 | 0 | 5.8742e-05 | 0.00011416 | 0 | 0.1356 | 0.6456 | 0.24567 | 0.74194 | 0.1973 | 0
8277 | 1 | 0.0001306 | 0.00024848 | 0 | 3.7595e-05 | 0.00011416 | 0 | 0.1424 | 0.6379 | 0.24358 | 0.73917 | 0.24031 | 0
8278 | 1 | 0.00012264 | 0.00026151 | 0 | 2.3497e-05 | 0.00011416 | 0 | 0.1433 | 0.5858 | 0.20267 | 0.70323 | 0.13647 | 0
8279 | 1 | 0.00010853 | 0.00027183 | 0 | 9.3987e-06 | 0.00011416 | 0 | 0.1428 | 0.5265 | 0.12305 | 0.65806 | 0.037535 | 0
8280 | 1 | 9.3554e-05 | 0.00027923 | 0 | 5.8742e-06 | 0.00011416 | 0 | 0.141 | 0.4902 | 0.086545 | 0.64055 | 0.0013373 | 0
8281 | 1 | 8.1624e-05 | 0.00028686 | 0 | 2.3497e-06 | 0.00011416 | 0 | 0.1381 | 0.4742 | 0.079562 | 0.61751 | 0.10216 | 0
8282 | 1 | 6.7993e-05 | 0.0002917 | 0 | 1.1748e-06 | 0.00011416 | 0 | 0.1371 | 0.4595 | 0.038874 | 0.58157 | 0.41249 | 0
8283 | 1 | 5.8364e-05 | 0.00029574 | 0 | 1.4098e-05 | 0.00011416 | 0 | 0.1347 | 0.4303 | 0.020344 | 0.55392 | 0.53329 | 0
8284 | 1 | 5.3473e-05 | 0.00029892 | 0 | 3.7595e-05 | 0.00011416 | 0 | 0.1283 | 0.3998 | 0.014186 | 0.45161 | 0.32619 | 0
8285 | 1 | 5.0742e-05 | 0.00030292 | 0 | 9.3987e-05 | 0.00011416 | 0 | 0.1282 | 0.4027 | 0.013196 | 0.43963 | 0.094518 | 0
8286 | 1 | 4.9395e-05 | 0.00030702 | 0 | 0.0001821 | 0.00011416 | 0 | 0.1286 | 0.4405 | 0.012646 | 0.4341 | 0.0019554 | 0
8287 | 1 | 5.2556e-05 | 0.00031083 | 0 | 0.0001586 | 0.00011416 | 0 | 0.1283 | 0.5106 | 0.012866 | 0.43963 | 0.023087 | 0
8288 | 1 | 6.1143e-05 | 0.00031194 | 0 | 0.00014685 | 0.00011416 | 0 | 0.1264 | 0.5803 | 0.025898 | 0.44885 | 0.19088 | 0
8289 | 1 | 7.7212e-05 | 0.00027298 | 0 | 0.00016448 | 0.00011416 | 0.15 | 0.1161 | 0.6248 | 0.029911 | 0.56129 | 0.23354 | 0.0048137
8290 | 1 | 0.00010191 | 0.0002167 | 0 | 0.00018797 | 0.00011416 | 0.23 | 0.0917 | 0.5077 | 0.042228 | 0.58986 | 0.13312 | 0.05382
8291 | 1 | 0.00012221 | 0.00016374 | 0 | 0.00020677 | 0.00011416 | 0.63 | 0.0902 | 0.4405 | 0.10227 | 0.60922 | 0.036872 | 0.018954
8292 | 1 | 0.00013203 | 0.00011834 | 0 | 0.00018797 | 0.00011416 | 0.64 | 0.0895 | 0.5135 | 0.085226 | 0.6212 | 0.0013373 | 0.31025
8293 | 1 | 0.00013544 | 9.0734e-05 | 0 | 0.00019032 | 0.00011416 | 0.73 | 0.0811 | 0.5207 | 0.10073 | 0.56221 | 0.095931 | 0.79832
8294 | 1 | 0.00013704 | 7.9966e-05 | 0 | 0.00021382 | 0.00011416 | 0.64 | 0.0709 | 0.4756 | 0.11167 | 0.61935 | 0.38931 | 0.56027
8295 | 1 | 0.00013253 | 8.4591e-05 | 0 | 0.00022322 | 0.00011416 | 0.48 | 0.0605 | 0.3542 | 0.10029 | 0.62028 | 0.50281 | 0.63988
8296 | 1 | 0.00012055 | 0.00011098 | 0 | 0.00022322 | 0.00011416 | 0.26 | 0.0511 | 0.3265 | 0.067411 | 0.62488 | 0.30805 | 0.31979
8297 | 1 | 0.00010599 | 0.00016822 | 0 | 0.00016448 | 0.00011416 | 0.1 | 0.0576 | 0.3697 | 0.061692 | 0.6212 | 0.089335 | 0
8298 | 1 | 0.00010366 | 0.00020134 | 0 | 0.00011748 | 0.00011416 | 0 | 0.0689 | 0.4027 | 0.10387 | 0.63134 | 0.0019042 | 0
8299 | 1 | 0.00011417 | 0.00021662 | 0 | 8.8113e-05 | 0.00011416 | 0 | 0.0815 | 0.4405 | 0.20839 | 0.69401 | 0.021085 | 0
8300 | 1 | 0.00011455 | 0.00022917 | 0 | 5.8742e-05 | 0.00011416 | 0 | 0.0995 | 0.4815 | 0.24402 | 0.70046 | 0.17845 | 0
8301 | 1 | 0.00011379 | 0.00024053 | 0 | 3.7595e-05 | 0.00011416 | 0 | 0.1149 | 0.5091 | 0.24028 | 0.70599 | 0.22038 | 0
8302 | 1 | 0.00011003 | 0.00024996 | 0 | 2.3497e-05 | 0.00011416 | 0 | 0.1181 | 0.5494 | 0.19135 | 0.68479 | 0.1266 | 0
8303 | 1 | 0.00010002 | 0.00025981 | 0 | 9.3987e-06 | 0.00011416 | 0 | 0.1212 | 0.5621 | 0.12685 | 0.64516 | 0.03557 | 0
8304 | 1 | 8.6578e-05 | 0.00027046 | 0 | 5.8742e-06 | 0.00011416 | 0 | 0.1223 | 0.5149 | 0.087535 | 0.61382 | 0.0013373 | 0
8305 | 1 | 7.1886e-05 | 0.00028016 | 0 | 2.3497e-06 | 0.00011416 | 0 | 0.1232 | 0.4581 | 0.036839 | 0.52811 | 0.089964 | 0
8306 | 1 | 5.8932e-05 | 0.00028745 | 0 | 1.1748e-06 | 0.00011416 | 0 | 0.1284 | 0.4041 | 0.036235 | 0.46544 | 0.36702 | 0
8307 | 1 | 4.9452e-05 | 0.0002944 | 0 | 1.4098e-05 | 0.00011416 | 0 | 0.1343 | 0.3417 | 0.026612 | 0.45253 | 0.47351 | 0
8308 | 1 | 4.3226e-05 | 0.0003021 | 0 | 3.7595e-05 | 0.00011416 | 0 | 0.1392 | 0.2867 | 0.022873 | 0.44793 | 0.2906 | 0
8309 | 1 | 3.946e-05 | 0.00030991 | 0 | 9.3987e-05 | 0.00011416 | 0 | 0.1381 | 0.212 | 0.020069 | 0.45253 | 0.084345 | 0
8310 | 1 | 3.8668e-05 | 0.00031502 | 0 | 0.0001821 | 0.00011416 | 0 | 0.1374 | 0.1842 | 0.01831 | 0.44977 | 0.0018538 | 0
8311 | 1 | 4.0282e-05 | 0.00031831 | 0 | 0.0001586 | 0.00011416 | 0 | 0.1367 | 0.1652 | 0.015451 | 0.4424 | 0.019201 | 0
8312 | 1 | 4.4773e-05 | 0.00031868 | 0 | 0.00014685 | 0.00011416 | 0 | 0.1376 | 0.1576 | 0.01732 | 0.45622 | 0.16657 | 0
8313 | 1 | 5.4855e-05 | 0.00028304 | 0 | 0.00016448 | 0.00011416 | 0.06 | 0.1278 | 0.1585 | 0.020124 | 0.46267 | 0.20773 | 0.044014
8314 | 1 | 7.56e-05 | 0.00022746 | 0 | 0.00018797 | 0.00011416 | 0.07 | 0.1183 | 0.1275 | 0.032826 | 0.48203 | 0.12029 | 0.037017
8315 | 1 | 0.00010058 | 0.00016315 | 0 | 0.00020677 | 0.00011416 | 0.14 | 0.1443 | 0.0959 | 0.040798 | 0.48571 | 0.034298 | 0.33275
8316 | 1 | 0.0001152 | 0.00011264 | 0 | 0.00018797 | 0.00011416 | 0.21 | 0.1741 | 0.0803 | 0.031451 | 0.49032 | 0.0013373 | 0.08102
8317 | 1 | 0.00012104 | 7.8708e-05 | 0 | 0.00019032 | 0.00011416 | 0.24 | 0.1982 | 0.0862 | 0.031011 | 0.49677 | 0.078782 | 0.076173
8318 | 1 | 0.00012596 | 6.3425e-05 | 0 | 0.00021382 | 0.00011416 | 0.2 | 0.2124 | 0.0869 | 0.024193 | 0.4977 | 0.32501 | 0
8319 | 1 | 0.00012537 | 6.5127e-05 | 0 | 0.00022322 | 0.00011416 | 0.07 | 0.2215 | 0.1053 | 0.026667 | 0.49585 | 0.41838 | 0.0044237
8320 | 1 | 0.00011394 | 9.2732e-05 | 0 | 0.00022322 | 0.00011416 | 0.15 | 0.2193 | 0.1873 | 0.028042 | 0.50691 | 0.25771 | 0.012513
8321 | 1 | 9.5157e-05 | 0.00017037 | 0 | 0.00016448 | 0.00011416 | 0.07 | 0.235 | 0.3361 | 0.029032 | 0.50323 | 0.074929 | 0
8322 | 1 | 9.0876e-05 | 0.00021374 | 0 | 0.00011748 | 0.00011416 | 0 | 0.2809 | 0.4157 | 0.029747 | 0.51521 | 0.0017558 | 0
8323 | 1 | 0.00010263 | 0.00022894 | 0 | 8.8113e-05 | 0.00011416 | 0 | 0.3177 | 0.4376 | 0.076098 | 0.54747 | 0.015778 | 0
8324 | 1 | 0.00010587 | 0.00024186 | 0 | 5.8742e-05 | 0.00011416 | 0 | 0.3514 | 0.4566 | 0.085776 | 0.54194 | 0.14442 | 0
8325 | 1 | 0.00010958 | 0.0002554 | 0 | 3.7595e-05 | 0.00011416 | 0 | 0.3862 | 0.5077 | 0.11222 | 0.55392 | 0.1839 | 0
8326 | 1 | 0.00010879 | 0.00026443 | 0 | 2.3497e-05 | 0.00011416 | 0 | 0.409 | 0.5508 | 0.095288 | 0.54654 | 0.10831 | 0
8327 | 1 | 0.00010227 | 0.0002675 | 0 | 9.3987e-06 | 0.00011416 | 0 | 0.4207 | 0.5394 | 0.07016 | 0.5318 | 0.031847 | 0
8328 | 1 | 8.6647e-05 | 0.00026906 | 0 | 5.8742e-06 | 0.00011416 | 0 | 0.4178 | 0.4844 | 0.03651 | 0.48203 | 0.0013373 | 0
8329 | 1 | 7.1101e-05 | 0.00027257 | 0 | 2.3497e-06 | 0.00011416 | 0 | 0.4134 | 0.4508 | 0.025623 | 0.45991 | 0.068568 | 0
8330 | 1 | 5.9601e-05 | 0.00027838 | 0 | 1.1748e-06 | 0.00011416 | 0 | 0.4054 | 0.4946 | 0.028757 | 0.44885 | 0.28635 | 0
8331 | 1 | 5.2507e-05 | 0.00028323 | 0 | 1.4098e-05 | 0.00011416 | 0 | 0.3941 | 0.5705 | 0.023368 | 0.45161 | 0.36769 | 0
8332 | 1 | 4.9798e-05 | 0.00028634 | 0 | 3.7595e-05 | 0.00011416 | 0 | 0.3867 | 0.5733 | 0.01875 | 0.45346 | 0.22739 | 0
8333 | 1 | 4.9531e-05 | 0.00028652 | 0 | 9.3987e-05 | 0.00011416 | 0 | 0.3808 | 0.6022 | 0.015451 | 0.447 | 0.066242 | 0
8334 | 1 | 5.5128e-05 | 0.00028412 | 0 | 0.0001821 | 0.00011416 | 0 | 0.366 | 0.5844 | 0.016275 | 0.44885 | 0.0016614 | 0
8335 | 1 | 7.3131e-05 | 0.00028064 | 0 | 0.0001586 | 0.00011416 | 0 | 0.3532 | 0.6116 | 0.038764 | 0.45346 | 0.012788 | 0
8336 | 1 | 0.00010316 | 0.0002755 | 0 | 0.00014685 | 0.00011416 | 0 | 0.343 | 0.5663 | 0.088415 | 0.50783 | 0.12432 | 0
8337 | 1 | 0.00012718 | 0.00023524 | 0 | 0.00016448 | 0.00011416 | 0.15 | 0.3222 | 0.5207 | 0.11079 | 0.53456 | 0.16196 | 0.13904
8338 | 1 | 0.00014255 | 0.00018154 | 0 | 0.00018797 | 0.00011416 | 0.31 | 0.2886 | 0.5091 | 0.097872 | 0.5659 | 0.097148 | 0.32339
8339 | 1 | 0.00015597 | 0.00012452 | 0 | 0.00020677 | 0.00011416 | 0.4 | 0.3298 | 0.4347 | 0.096333 | 0.58525 | 0.029515 | 0.29318
8340 | 1 | 0.00016546 | 7.3305e-05 | 0 | 0.00018797 | 0.00011416 | 0.69 | 0.4095 | 0.3768 | 0.077363 | 0.5871 | 0.0013373 | 0.048271
8341 | 1 | 0.00017072 | 3.8706e-05 | 0 | 0.00019032 | 0.00011416 | 0.65 | 0.446 | 0.3998 | 0.061857 | 0.58525 | 0.057093 | 0.11445
8342 | 1 | 0.00017307 | 2.2498e-05 | 0 | 0.00021382 | 0.00011416 | 0.31 | 0.4383 | 0.5048 | 0.039864 | 0.57972 | 0.24249 | 0.13363
8343 | 1 | 0.00016611 | 2.3535e-05 | 0 | 0.00022322 | 0.00011416 | 0.29 | 0.4024 | 0.6196 | 0.030956 | 0.57143 | 0.31032 | 0.019923
8344 | 1 | 0.00015763 | 5.188e-05 | 0 | 0.00022322 | 0.00011416 | 0.21 | 0.3513 | 0.685 | 0.03343 | 0.57051 | 0.19297 | 0.29566
8345 | 1 | 0.00014318 | 0.00012448 | 0 | 0.00016448 | 0.00011416 | 0.11 | 0.3313 | 0.7468 | 0.047946 | 0.58249 | 0.056361 | 0
8346 | 1 | 0.00014143 | 0.00016489 | 0 | 0.00011748 | 0.00011416 | 0 | 0.3259 | 0.7807 | 0.10469 | 0.62765 | 0.0015481 | 0
8347 | 1 | 0.00015037 | 0.0001798 | 0 | 8.8113e-05 | 0.00011416 | 0 | 0.3177 | 0.7714 | 0.20564 | 0.62488 | 0.0096143 | 0
8348 | 1 | 0.00015052 | 0.00019272 | 0 | 5.8742e-05 | 0.00011416 | 0 | 0.3217 | 0.7647 | 0.22879 | 0.62857 | 0.10194 | 0
8349 | 1 | 0.00014914 | 0.0002033 | 0 | 3.7595e-05 | 0.00011416 | 0 | 0.3437 | 0.7508 | 0.20878 | 0.61751 | 0.13708 | 0
8350 | 1 | 0.00014219 | 0.00021196 | 0 | 2.3497e-05 | 0.00011416 | 0 | 0.3677 | 0.8395 | 0.16957 | 0.62765 | 0.084313 | 0
8351 | 1 | 0.00012552 | 0.00022173 | 0 | 9.3987e-06 | 0.00011416 | 0 | 0.3885 | 0.7417 | 0.071645 | 0.59908 | 0.026764 | 0
8352 | 1 | 0.00010577 | 0.00023309 | 0 | 5.8742e-06 | 0.00011416 | 0 | 0.3976 | 0.707 | 0.027492 | 0.52719 | 0.0013373 | 0
8353 | 1 | 9.1289e-05 | 0.00024193 | 0 | 2.3497e-06 | 0.00011416 | 0 | 0.4053 | 0.7247 | 0.025843 | 0.49124 | 0.046976 | 0
8354 | 1 | 7.6973e-05 | 0.00024734 | 0 | 1.1748e-06 | 0.00011416 | 0 | 0.4218 | 0.7559 | 0.025348 | 0.48018 | 0.20336 | 0
8355 | 1 | 6.8976e-05 | 0.00025063 | 0 | 1.4098e-05 | 0.00011416 | 0 | 0.4427 | 0.7104 | 0.018585 | 0.48664 | 0.25925 | 0
8356 | 1 | 6.5533e-05 | 0.00025344 | 0 | 3.7595e-05 | 0.00011416 | 0 | 0.4537 | 0.6967 | 0.013416 | 0.4977 | 0.1622 | 0
8357 | 1 | 6.4333e-05 | 0.00025551 | 0 | 9.3987e-05 | 0.00011416 | 0 | 0.4441 | 0.6404 | 0.010282 | 0.49862 | 0.047516 | 0
8358 | 1 | 6.7984e-05 | 0.00025636 | 0 | 0.0001821 | 0.00011416 | 0 | 0.4308 | 0.6035 | 0.01908 | 0.50507 | 0.0014402 | 0
8359 | 1 | 8.2869e-05 | 0.00025677 | 0 | 0.0001586 | 0.00011416 | 0 | 0.429 | 0.6129 | 0.031726 | 0.51889 | 0.0070149 | 0
8360 | 1 | 0.00011007 | 0.00025611 | 0 | 0.00014685 | 0.00011416 | 0 | 0.4334 | 0.6129 | 0.043108 | 0.65253 | 0.082421 | 0
8361 | 1 | 0.00013482 | 0.00020471 | 0 | 0.00016448 | 0.00011416 | 0.15 | 0.4235 | 0.6862 | 0.093528 | 0.67558 | 0.11489 | 0.1008
8362 | 1 | 0.00014964 | 0.00013958 | 0 | 0.00018797 | 0.00011416 | 0.52 | 0.3812 | 0.8491 | 0.099137 | 0.70876 | 0.072661 | 0.46579
8363 | 1 | 0.00016293 | 7.8375e-05 | 0 | 0.00020677 | 0.00011416 | 0.64 | 0.3988 | 0.8582 | 0.10359 | 0.71152 | 0.02419 | 0.67873
8364 | 1 | 0.00017339 | 1.5394e-05 | 0 | 0.00018797 | 0.00011416 | 0.73 | 0.4414 | 0.8588 | 0.097817 | 0.70046 | 0.0013373 | 0.77821
8365 | 1 | 0.00017365 | 0 | 0 | 0.00019032 | 0.00011416 | 0.71 | 0.4597 | 0.8132 | 0.064167 | 0.67926 | 0.038131 | 0.79598
8366 | 1 | 0.00017152 | 0 | 0 | 0.00021382 | 0.00011416 | 0.67 | 0.4588 | 0.8287 | 0.041898 | 0.58065 | 0.16868 | 0.70506
8367 | 1 | 0.00016413 | 0 | 0 | 0.00022322 | 0.00011416 | 0.57 | 0.4285 | 0.8092 | 0.034695 | 0.56406 | 0.21411 | 0.61821
8368 | 1 | 0.00016146 | 0 | 0 | 0.00022322 | 0.00011416 | 0.32 | 0.3735 | 0.8464 | 0.038874 | 0.56221 | 0.1349 | 0.469
8369 | 1 | 0.00014711 | 7.8005e-05 | 0 | 0.00016448 | 0.00011416 | 0.17 | 0.3469 | 0.9133 | 0.048881 | 0.59078 | 0.039648 | 0
8370 | 1 | 0.00014529 | 0.00012097 | 0 | 0.00011748 | 0.00011416 | 0 | 0.3411 | 0.9266 | 0.11822 | 0.6682 | 0.0013373 | 0
8371 | 1 | 0.000156 | 0.00013695 | 0 | 8.8113e-05 | 0.00011416 | 0 | 0.3394 | 0.9133 | 0.23808 | 0.70968 | 0.0049321 | 0
8372 | 1 | 0.00015616 | 0.00015161 | 0 | 5.8742e-05 | 0.00011416 | 0 | 0.3483 | 0.919 | 0.25766 | 0.71152 | 0.065567 | 0
8373 | 1 | 0.00015354 | 0.00016796 | 0 | 3.7595e-05 | 0.00011416 | 0 | 0.3602 | 0.9349 | 0.23819 | 0.71336 | 0.09524 | 0
8374 | 1 | 0.00014603 | 0.00018287 | 0 | 2.3497e-05 | 0.00011416 | 0 | 0.3785 | 0.9426 | 0.21191 | 0.70968 | 0.062136 | 0
8375 | 1 | 0.00012972 | 0.00019375 | 0 | 9.3987e-06 | 0.00011416 | 0 | 0.3973 | 0.9244 | 0.087315 | 0.67281 | 0.021786 | 0
8376 | 1 | 0.00010887 | 0.00020367 | 0 | 5.8742e-06 | 0.00011416 | 0 | 0.3975 | 0.8674 | 0.031726 | 0.53641 | 0.0013373 | 0
8377 | 1 | 9.431e-05 | 0.00020904 | 0 | 2.3497e-06 | 0.00011416 | 0 | 0.3867 | 0.8799 | 0.026997 | 0.54286 | 0.029075 | 0
8378 | 1 | 8.0627e-05 | 0.00021714 | 0 | 1.1748e-06 | 0.00011416 | 0 | 0.3672 | 0.8656 | 0.024413 | 0.48571 | 0.13256 | 0
8379 | 1 | 7.2311e-05 | 0.00022621 | 0 | 1.4098e-05 | 0.00011416 | 0 | 0.3498 | 0.8478 | 0.017595 | 0.48295 | 0.16727 | 0
8380 | 1 | 6.6528e-05 | 0.00023783 | 0 | 3.7595e-05 | 0.00011416 | 0 | 0.3487 | 0.8124 | 0.01787 | 0.47834 | 0.1064 | 0
8381 | 1 | 6.529e-05 | 0.00024652 | 0 | 9.3987e-05 | 0.00011416 | 0 | 0.3464 | 0.7949 | 0.020014 | 0.47465 | 0.031417 | 0
8382 | 1 | 6.7959e-05 | 0.00025263 | 0 | 0.0001821 | 0.00011416 | 0 | 0.3327 | 0.7676 | 0.020124 | 0.47558 | 0.0012206 | 0
8383 | 1 | 8.125e-05 | 0.00025636 | 0 | 0.0001586 | 0.00011416 | 0 | 0.318 | 0.7236 | 0.033211 | 0.47834 | 0.0030341 | 0
8384 | 1 | 0.00010681 | 0.00025755 | 0 | 0.00014685 | 0.00011416 | 0 | 0.3082 | 0.7059 | 0.050476 | 0.55207 | 0.048587 | 0
8385 | 1 | 0.00013101 | 0.00021037 | 0 | 0.00016448 | 0.00011416 | 0.09 | 0.2851 | 0.6754 | 0.10139 | 0.5871 | 0.074782 | 0.035791
8386 | 1 | 0.00015019 | 0.00012766 | 0 | 0.00018797 | 0.00011416 | 0.46 | 0.2154 | 0.5719 | 0.11464 | 0.67005 | 0.050911 | 0.37543
8387 | 1 | 0.00016407 | 5.9059e-05 | 0 | 0.00020677 | 0.00011416 | 0.59 | 0.1729 | 0.6089 | 0.10249 | 0.67005 | 0.019119 | 0.51029
8388 | 1 | 0.00017325 | 0 | 0 | 0.00018797 | 0.00011416 | 0.69 | 0.1692 | 0.7375 | 0.10018 | 0.63779 | 0.0013373 | 0.69584
8389 | 1 | 0.00017113 | 0 | 0 | 0.00019032 | 0.00011416 | 0.71 | 0.1656 | 0.6705 | 0.090064 | 0.6129 | 0.022727 | 0.76726
8390 | 1 | 0.00016911 | 0 | 0 | 0.00021382 | 0.00011416 | 0.7 | 0.1585 | 0.3854 | 0.078188 | 0.62488 | 0.10674 | 0.74412
8391 | 1 | 0.00016321 | 0 | 0 | 0.00022322 | 0.00011416 | 0.59 | 0.1511 | 0.3697 | 0.05394 | 0.66728 | 0.1339 | 0.51233
8392 | 1 | 0.00016042 | 0 | 0 | 0.00022322 | 0.00011416 | 0.37 | 0.1524 | 0.5106 | 0.062517 | 0.66452 | 0.085976 | 0.072774
8393 | 1 | 0.00015041 | 5.3582e-05 | 0 | 0.00016448 | 0.00011416 | 0.17 | 0.1589 | 0.6619 | 0.079397 | 0.6682 | 0.025498 | 0
8394 | 1 | 0.00015019 | 8.6442e-05 | 0 | 0.00011748 | 0.00011416 | 0 | 0.1592 | 0.7354 | 0.13345 | 0.68664 | 0.0011286 | 0
8395 | 1 | 0.00015987 | 0.00010176 | 0 | 8.8113e-05 | 0.00011416 | 0 | 0.1563 | 0.7437 | 0.24034 | 0.69954 | 0.0018864 | 0
8396 | 1 | 0.00016036 | 0.00011301 | 0 | 5.8742e-05 | 0.00011416 | 0 | 0.1621 | 0.7447 | 0.26689 | 0.71705 | 0.036909 | 0
8397 | 1 | 0.00015867 | 0.00012322 | 0 | 3.7595e-05 | 0.00011416 | 0 | 0.1743 | 0.7458 | 0.25265 | 0.70691 | 0.060161 | 0
8398 | 1 | 0.00015228 | 0.0001324 | 0 | 2.3497e-05 | 0.00011416 | 0 | 0.1933 | 0.7519 | 0.20823 | 0.68756 | 0.042662 | 0
8399 | 1 | 0.00013642 | 0.00014187 | 0 | 9.3987e-06 | 0.00011416 | 0 | 0.2158 | 0.7488 | 0.091824 | 0.68387 | 0.01707 | 0
8400 | 1 | 0.00011783 | 0.00015101 | 0 | 5.8742e-06 | 0.00011416 | 0 | 0.2361 | 0.7437 | 0.048056 | 0.63226 | 0.0013373 | 0
8401 | 1 | 0.00010288 | 0.00016115 | 0 | 2.3497e-06 | 0.00011416 | 0 | 0.2491 | 0.7385 | 0.023423 | 0.57327 | 0.017378 | 0
8402 | 1 | 8.8834e-05 | 0.00017222 | 0 | 1.1748e-06 | 0.00011416 | 0 | 0.2566 | 0.7236 | 0.01897 | 0.56129 | 0.084504 | 0
8403 | 1 | 8.048e-05 | 0.00018158 | 0 | 1.4098e-05 | 0.00011416 | 0 | 0.2597 | 0.7025 | 0.017925 | 0.55853 | 0.10529 | 0
8404 | 1 | 7.594e-05 | 0.0001912 | 0 | 3.7595e-05 | 0.00011416 | 0 | 0.2611 | 0.6862 | 0.012536 | 0.55392 | 0.068347 | 0
8405 | 1 | 7.2799e-05 | 0.00020145 | 0 | 9.3987e-05 | 0.00011416 | 0 | 0.2588 | 0.6979 | 0.011657 | 0.55576 | 0.020374 | 0
8406 | 1 | 7.5111e-05 | 0.00020996 | 0 | 0.0001821 | 0.00011416 | 0 | 0.2558 | 0.699 | 0.013966 | 0.54839 | 0.0010414 | 0
8407 | 1 | 8.8211e-05 | 0.00021622 | 0 | 0.0001586 | 0.00011416 | 0 | 0.2538 | 0.7301 | 0.030626 | 0.55853 | 0.0010722 | 0
8408 | 1 | 0.00011285 | 0.0002211 | 0 | 0.00014685 | 0.00011416 | 0 | 0.2525 | 0.7137 | 0.065101 | 0.57512 | 0.02727 | 0
8409 | 1 | 0.00013372 | 0.00019113 | 0 | 0.00016448 | 0.00011416 | 0.08 | 0.2419 | 0.6766 | 0.094683 | 0.61014 | 0.047581 | 0.067392
8410 | 1 | 0.00014917 | 0.00012585 | 0 | 0.00018797 | 0.00011416 | 0.5 | 0.2028 | 0.6035 | 0.11954 | 0.62673 | 0.035355 | 0.23197
8411 | 1 | 0.00016083 | 7.164e-05 | 0 | 0.00020677 | 0.00011416 | 0.52 | 0.1663 | 0.525 | 0.1351 | 0.65069 | 0.015172 | 0.2425
8412 | 1 | 0.00016928 | 2.0944e-05 | 0 | 0.00018797 | 0.00011416 | 0.58 | 0.1708 | 0.4888 | 0.11481 | 0.62488 | 0.0013373 | 0.48517
8413 | 1 | 0.00017101 | 0 | 0 | 0.00019032 | 0.00011416 | 0.58 | 0.1959 | 0.4449 | 0.11899 | 0.62765 | 0.01376 | 0.53833
8414 | 1 | 0.00016928 | 0 | 0 | 0.00021382 | 0.00011416 | 0.52 | 0.2122 | 0.4961 | 0.1186 | 0.63594 | 0.069123 | 0.58306
8415 | 1 | 0.00016252 | 0 | 0 | 0.00022322 | 0.00011416 | 0.39 | 0.2053 | 0.5733 | 0.090009 | 0.6341 | 0.08559 | 0.34401
8416 | 1 | 0.00015747 | 1.062e-05 | 0 | 0.00022322 | 0.00011416 | 0.19 | 0.2104 | 0.6209 | 0.08891 | 0.62857 | 0.056119 | 0.4393
8417 | 1 | 0.00014508 | 8.2963e-05 | 0 | 0.00016448 | 0.00011416 | 0.17 | 0.2409 | 0.685 | 0.10106 | 0.62304 | 0.016808 | 0
8418 | 1 | 0.00014325 | 0.00011656 | 0 | 0.00011748 | 0.00011416 | 0 | 0.2687 | 0.8059 | 0.15687 | 0.64885 | 0.00097493 | 0
8419 | 1 | 0.00015421 | 0.00012874 | 0 | 8.8113e-05 | 0.00011416 | 0 | 0.2909 | 0.7906 | 0.22698 | 0.66912 | 0.00062252 | 0
8420 | 1 | 0.00015538 | 0.00013858 | 0 | 5.8742e-05 | 0.00011416 | 0 | 0.3066 | 0.685 | 0.24572 | 0.68111 | 0.020896 | 0
8421 | 1 | 0.00015361 | 0.00015005 | 0 | 3.7595e-05 | 0.00011416 | 0 | 0.3155 | 0.6008 | 0.23797 | 0.68756 | 0.038885 | 0
8422 | 1 | 0.00014538 | 0.000164 | 0 | 2.3497e-05 | 0.00011416 | 0 | 0.3117 | 0.5437 | 0.22439 | 0.6977 | 0.030151 | 0
8423 | 1 | 0.00012778 | 0.00017928 | 0 | 9.3987e-06 | 0.00011416 | 0 | 0.3058 | 0.4829 | 0.11178 | 0.66083 | 0.01376 | 0
8424 | 1 | 0.00010762 | 0.00019275 | 0 | 5.8742e-06 | 0.00011416 | 0 | 0.298 | 0.4888 | 0.040358 | 0.62673 | 0.0013373 | 0
8425 | 1 | 9.2123e-05 | 0.0002053 | 0 | 2.3497e-06 | 0.00011416 | 0 | 0.2903 | 0.525 | 0.025018 | 0.55668 | 0.039802 | 0
8426 | 1 | 7.8878e-05 | 0.00021607 | 0 | 1.1748e-06 | 0.00011416 | 0 | 0.288 | 0.5091 | 0.022489 | 0.51982 | 0.17527 | 0
8427 | 1 | 7.0833e-05 | 0.00022103 | 0 | 1.4098e-05 | 0.00011416 | 0 | 0.2771 | 0.5294 | 0.015176 | 0.57512 | 0.22268 | 0
8428 | 1 | 6.7034e-05 | 0.00022461 | 0 | 3.7595e-05 | 0.00011416 | 0 | 0.2758 | 0.5494 | 0.011932 | 0.54286 | 0.14009 | 0
8429 | 1 | 6.5241e-05 | 0.00022998 | 0 | 9.3987e-05 | 0.00011416 | 0 | 0.2749 | 0.5091 | 0.013856 | 0.46912 | 0.041147 | 0
8430 | 1 | 6.776e-05 | 0.0002362 | 0 | 0.0001821 | 0.00011416 | 0 | 0.2756 | 0.5149 | 0.019794 | 0.46267 | 0.0013575 | 0
8431 | 1 | 7.9693e-05 | 0.00024441 | 0 | 0.0001586 | 0.00011416 | 0 | 0.2676 | 0.4888 | 0.028922 | 0.53733 | 0.0053101 | 0
8432 | 1 | 0.0001052 | 0.00024741 | 0 | 0.00014685 | 0.00011416 | 0 | 0.2588 | 0.4917 | 0.10392 | 0.63594 | 0.068734 | 0
8433 | 1 | 0.00012788 | 0.00020978 | 0 | 0.00016448 | 0.00011416 | 0.08 | 0.2356 | 0.499 | 0.21141 | 0.68387 | 0.098975 | 0.031523
8434 | 1 | 0.00014341 | 0.00014158 | 0 | 0.00018797 | 0.00011416 | 0.35 | 0.1751 | 0.4727 | 0.23176 | 0.70691 | 0.064153 | 0.34928
8435 | 1 | 0.00015668 | 8.3444e-05 | 0 | 0.00020677 | 0.00011416 | 0.67 | 0.143 | 0.4946 | 0.22032 | 0.71521 | 0.022253 | 0.47875
8436 | 1 | 0.00016665 | 2.1499e-05 | 0 | 0.00018797 | 0.00011416 | 0.7 | 0.1576 | 0.4961 | 0.1936 | 0.71244 | 0.0013373 | 0.78832
8437 | 1 | 0.00016803 | 0 | 0 | 0.00019032 | 0.00011416 | 0.73 | 0.1661 | 0.4946 | 0.15368 | 0.71889 | 0.046976 | 0.82211
8438 | 1 | 0.00016611 | 0 | 0 | 0.00021382 | 0.00011416 | 0.64 | 0.1633 | 0.4756 | 0.13455 | 0.7106 | 0.20336 | 0.88587
8439 | 1 | 0.00015883 | 0 | 0 | 0.00022322 | 0.00011416 | 0.44 | 0.1533 | 0.4771 | 0.082422 | 0.69401 | 0.25925 | 0.52403
8440 | 1 | 0.00015516 | 8.881e-07 | 0 | 0.00022322 | 0.00011416 | 0.42 | 0.1497 | 0.5004 | 0.074284 | 0.69401 | 0.1622 | 0.15562
8441 | 1 | 0.00014142 | 6.7607e-05 | 0 | 0.00016448 | 0.00011416 | 0.02 | 0.1665 | 0.5621 | 0.090724 | 0.68756 | 0.047516 | 0
8442 | 1 | 0.00013983 | 0.00010013 | 0 | 0.00011748 | 0.00011416 | 0 | 0.1904 | 0.6156 | 0.13515 | 0.69585 | 0.0014402 | 0
8443 | 1 | 0.00014972 | 0.00011701 | 0 | 8.8113e-05 | 0.00011416 | 0 | 0.2131 | 0.6742 | 0.20949 | 0.71797 | 0.0070149 | 0
8444 | 1 | 0.00014909 | 0.00013266 | 0 | 5.8742e-05 | 0.00011416 | 0 | 0.2359 | 0.6979 | 0.23082 | 0.71797 | 0.082421 | 0
8445 | 1 | 0.00014541 | 0.00014746 | 0 | 3.7595e-05 | 0.00011416 | 0 | 0.2548 | 0.7025 | 0.19091 | 0.70323 | 0.11489 | 0
8446 | 1 | 0.00013739 | 0.00016223 | 0 | 2.3497e-05 | 0.00011416 | 0 | 0.2671 | 0.7247 | 0.14637 | 0.68664 | 0.072661 | 0
8447 | 1 | 0.00012317 | 0.00017699 | 0 | 9.3987e-06 | 0.00011416 | 0 | 0.2792 | 0.7343 | 0.063672 | 0.63502 | 0.02419 | 0
8448 | 1 | 0.00010758 | 0.00019153 | 0 | 5.8742e-06 | 0.00011416 | 0 | 0.2905 | 0.728 | 0.041348 | 0.61475 | 0.0013373 | 0
8449 | 1 | 9.4493e-05 | 0.00020552 | 0 | 2.3497e-06 | 0.00011416 | 0 | 0.2996 | 0.7002 | 0.030516 | 0.48848 | 0.052888 | 0
8450 | 1 | 8.0739e-05 | 0.00021673 | 0 | 1.1748e-06 | 0.00011416 | 0 | 0.3056 | 0.6681 | 0.022873 | 0.44608 | 0.22628 | 0
8451 | 1 | 6.9845e-05 | 0.00022721 | 0 | 1.4098e-05 | 0.00011416 | 0 | 0.3092 | 0.6506 | 0.026942 | 0.42857 | 0.28916 | 0
8452 | 1 | 6.2828e-05 | 0.0002396 | 0 | 3.7595e-05 | 0.00011416 | 0 | 0.3084 | 0.6248 | 0.024248 | 0.42949 | 0.18023 | 0
8453 | 1 | 5.7763e-05 | 0.00025474 | 0 | 9.3987e-05 | 0.00011416 | 0 | 0.3042 | 0.6062 | 0.015451 | 0.42581 | 0.052702 | 0
8454 | 1 | 5.5138e-05 | 0.00026647 | 0 | 0.0001821 | 0.00011416 | 0 | 0.3007 | 0.6327 | 0.01688 | 0.42304 | 0.0015043 | 0
8455 | 1 | 5.7881e-05 | 0.00027638 | 0 | 0.0001586 | 0.00011416 | 0 | 0.302 | 0.6594 | 0.019629 | 0.42581 | 0.0085089 | 0
8456 | 1 | 6.5896e-05 | 0.00028138 | 0 | 0.00014685 | 0.00011416 | 0 | 0.3084 | 0.6802 | 0.025843 | 0.43502 | 0.0938 | 0
8457 | 1 | 8.4073e-05 | 0.00023268 | 0 | 0.00016448 | 0.00011416 | 0.19 | 0.3063 | 0.6944 | 0.026008 | 0.44332 | 0.12789 | 0.10108
8458 | 1 | 0.00011497 | 0.0001415 | 0 | 0.00018797 | 0.00011416 | 0.5 | 0.2643 | 0.6956 | 0.05339 | 0.56313 | 0.079513 | 0.4644
8459 | 1 | 0.00013861 | 7.1122e-05 | 0 | 0.00020677 | 0.00011416 | 0.63 | 0.255 | 0.673 | 0.073184 | 0.60645 | 0.025714 | 0.67239
8460 | 1 | 0.00015277 | 7.4008e-08 | 0 | 0.00018797 | 0.00011416 | 0.71 | 0.3117 | 0.6778 | 0.074834 | 0.59908 | 0.0013373 | 0.77372
8461 | 1 | 0.00014872 | 0 | 0 | 0.00019032 | 0.00011416 | 0.73 | 0.3498 | 0.8211 | 0.05262 | 0.59908 | 0.059277 | 0.82273
8462 | 1 | 0.00014805 | 0 | 0 | 0.00021382 | 0.00011416 | 0.67 | 0.3669 | 0.7761 | 0.043658 | 0.59724 | 0.25088 | 0.79897
8463 | 1 | 0.00014401 | 0 | 0 | 0.00022322 | 0.00011416 | 0.59 | 0.3705 | 0.7733 | 0.047616 | 0.54747 | 0.32128 | 0.63074
8464 | 1 | 0.0001376 | 0 | 0 | 0.00022322 | 0.00011416 | 0.4 | 0.3723 | 0.7966 | 0.03387 | 0.52719 | 0.19955 | 0.44158
8465 | 1 | 0.00011745 | 8.4887e-05 | 0 | 0.00016448 | 0.00011416 | 0.17 | 0.3947 | 0.7958 | 0.036675 | 0.52166 | 0.058253 | 0
8466 | 1 | 0.00011149 | 0.00013273 | 0 | 0.00011748 | 0.00011416 | 0 | 0.4076 | 0.7914 | 0.043603 | 0.54009 | 0.0015704 | 0
8467 | 1 | 0.00012295 | 0.00015327 | 0 | 8.8113e-05 | 0.00011416 | 0 | 0.4089 | 0.7852 | 0.08649 | 0.61843 | 0.010201 | 0
8468 | 1 | 0.00012311 | 0.00017336 | 0 | 5.8742e-05 | 0.00011416 | 0 | 0.4091 | 0.7958 | 0.11981 | 0.64055 | 0.10618 | 0
8469 | 1 | 0.00012153 | 0.00019098 | 0 | 3.7595e-05 | 0.00011416 | 0 | 0.4057 | 0.8043 | 0.12481 | 0.64885 | 0.14184 | 0
8470 | 1 | 0.00011731 | 0.00020352 | 0 | 2.3497e-05 | 0.00011416 | 0 | 0.396 | 0.7992 | 0.11041 | 0.63134 | 0.086783 | 0
8471 | 1 | 0.00010726 | 0.00021148 | 0 | 9.3987e-06 | 0.00011416 | 0 | 0.3813 | 0.7843 | 0.05108 | 0.58618 | 0.0273 | 0
8472 | 1 | 9.4381e-05 | 0.00021733 | 0 | 5.8742e-06 | 0.00011416 | 0 | 0.3657 | 0.7761 | 0.032111 | 0.48664 | 0.0013373 | 0
8473 | 1 | 7.9904e-05 | 0.00022354 | 0 | 2.3497e-06 | 0.00011416 | 0 | 0.3419 | 0.7742 | 0.018915 | 0.4424 | 0.06616 | 0
8474 | 1 | 6.7298e-05 | 0.00022943 | 0 | 1.1748e-06 | 0.00011416 | 0 | 0.3175 | 0.7714 | 0.019959 | 0.4553 | 0.27718 | 0
8475 | 1 | 5.7956e-05 | 0.00023734 | 0 | 1.4098e-05 | 0.00011416 | 0 | 0.2937 | 0.7647 | 0.014846 | 0.46083 | 0.3557 | 0
8476 | 1 | 5.1488e-05 | 0.00024441 | 0 | 3.7595e-05 | 0.00011416 | 0 | 0.2774 | 0.7468 | 0.015945 | 0.4682 | 0.2202 | 0
8477 | 1 | 4.8052e-05 | 0.00025207 | 0 | 9.3987e-05 | 0.00011416 | 0 | 0.2648 | 0.7193 | 0.017925 | 0.46912 | 0.06418 | 0
8478 | 1 | 4.7244e-05 | 0.00025714 | 0 | 0.0001821 | 0.00011416 | 0 | 0.2504 | 0.7093 | 0.01776 | 0.4765 | 0.0016383 | 0
8479 | 1 | 4.908e-05 | 0.00026132 | 0 | 0.0001586 | 0.00011416 | 0 | 0.2384 | 0.7236 | 0.012976 | 0.48387 | 0.012104 | 0
8480 | 1 | 5.4334e-05 | 0.00026199 | 0 | 0.00014685 | 0.00011416 | 0 | 0.2265 | 0.7343 | 0.014021 | 0.48571 | 0.11961 | 0
8481 | 1 | 6.4202e-05 | 0.00022832 | 0 | 0.00016448 | 0.00011416 | 0.14 | 0.198 | 0.699 | 0.0193 | 0.48848 | 0.15676 | 0.053842
8482 | 1 | 8.5416e-05 | 0.00017118 | 0 | 0.00018797 | 0.00011416 | 0.36 | 0.1379 | 0.6076 | 0.03673 | 0.49862 | 0.094484 | 0.26368
8483 | 1 | 0.00010552 | 0.00012296 | 0 | 0.00020677 | 0.00011416 | 0.61 | 0.1211 | 0.5565 | 0.03552 | 0.51244 | 0.02895 | 0.52618
8484 | 1 | 0.00011828 | 7.5599e-05 | 0 | 0.00018797 | 0.00011416 | 0.63 | 0.1579 | 0.5408 | 0.026887 | 0.51429 | 0.0013373 | 0.80097
8485 | 1 | 0.00012358 | 4.3739e-05 | 0 | 0.00019032 | 0.00011416 | 0.7 | 0.181 | 0.5048 | 0.03376 | 0.51336 | 0.071033 | 0.80827
8486 | 1 | 0.00012684 | 3.0047e-05 | 0 | 0.00021382 | 0.00011416 | 0.69 | 0.1863 | 0.5149 | 0.044427 | 0.51982 | 0.29571 | 0.78643
8487 | 1 | 0.00012527 | 3.5154e-05 | 0 | 0.00022322 | 0.00011416 | 0.58 | 0.1799 | 0.5508 | 0.044042 | 0.5318 | 0.37996 | 0.093277
8488 | 1 | 0.00011446 | 6.7718e-05 | 0 | 0.00022322 | 0.00011416 | 0.39 | 0.1574 | 0.6275 | 0.044757 | 0.51429 | 0.23473 | 0.4588
8489 | 1 | 9.8717e-05 | 0.0001337 | 0 | 0.00016448 | 0.00011416 | 0.17 | 0.1565 | 0.7059 | 0.041293 | 0.51429 | 0.068347 | 0
8490 | 1 | 9.4084e-05 | 0.00017048 | 0 | 0.00011748 | 0.00011416 | 0 | 0.166 | 0.7354 | 0.056194 | 0.59263 | 0.0016847 | 0
8491 | 1 | 0.00010559 | 0.00018509 | 0 | 8.8113e-05 | 0.00011416 | 0 | 0.1586 | 0.7666 | 0.14917 | 0.66912 | 0.013496 | 0
8492 | 1 | 0.00010951 | 0.00019708 | 0 | 5.8742e-05 | 0.00011416 | 0 | 0.1485 | 0.7852 | 0.18392 | 0.69217 | 0.12916 | 0
8493 | 1 | 0.00011271 | 0.00021004 | 0 | 3.7595e-05 | 0.00011416 | 0 | 0.1405 | 0.8084 | 0.19943 | 0.7023 | 0.16727 | 0
8494 | 1 | 0.00011078 | 0.00022165 | 0 | 2.3497e-05 | 0.00011416 | 0 | 0.1447 | 0.8219 | 0.21686 | 0.70507 | 0.099862 | 0
8495 | 1 | 0.00010285 | 0.0002332 | 0 | 9.3987e-06 | 0.00011416 | 0 | 0.1488 | 0.8009 | 0.2013 | 0.68664 | 0.030087 | 0
8496 | 1 | 8.7732e-05 | 0.0002456 | 0 | 5.8742e-06 | 0.00011416 | 0 | 0.151 | 0.8026 | 0.10431 | 0.60369 | 0.0013373 | 0
8497 | 1 | 7.0697e-05 | 0.00026036 | 0 | 2.3497e-06 | 0.00011416 | 0 | 0.1562 | 0.8264 | 0.030131 | 0.48664 | 0.07614 | 0
8498 | 1 | 5.7171e-05 | 0.00027461 | 0 | 1.1748e-06 | 0.00011416 | 0 | 0.155 | 0.8188 | 0.020894 | 0.46452 | 0.31504 | 0
8499 | 1 | 4.831e-05 | 0.00028708 | 0 | 1.4098e-05 | 0.00011416 | 0 | 0.1471 | 0.8034 | 0.016715 | 0.45346 | 0.40529 | 0
8500 | 1 | 4.3649e-05 | 0.000296 | 0 | 3.7595e-05 | 0.00011416 | 0 | 0.1406 | 0.8026 | 0.013196 | 0.45438 | 0.24989 | 0
8501 | 1 | 4.2204e-05 | 0.00030388 | 0 | 9.3987e-05 | 0.00011416 | 0 | 0.1354 | 0.7949 | 0.013856 | 0.45346 | 0.07269 | 0
8502 | 1 | 4.5649e-05 | 0.00031024 | 0 | 0.0001821 | 0.00011416 | 0 | 0.1314 | 0.7975 | 0.013416 | 0.45346 | 0.0017319 | 0
8503 | 1 | 5.9817e-05 | 0.00031505 | 0 | 0.0001586 | 0.00011416 | 0 | 0.1342 | 0.8026 | 0.028152 | 0.49585 | 0.014991 | 0
8504 | 1 | 8.5093e-05 | 0.00031687 | 0 | 0.00014685 | 0.00011416 | 0 | 0.1393 | 0.8051 | 0.085116 | 0.59263 | 0.1392 | 0
8505 | 1 | 0.00011254 | 0.00026994 | 0 | 0.00016448 | 0.00011416 | 0.19 | 0.1398 | 0.8009 | 0.19987 | 0.65899 | 0.17824 | 0.027222
8506 | 1 | 0.00013015 | 0.00020611 | 0 | 0.00018797 | 0.00011416 | 0.49 | 0.1182 | 0.7714 | 0.23495 | 0.70783 | 0.10544 | 0.50241
8507 | 1 | 0.00014416 | 0.00014395 | 0 | 0.00020677 | 0.00011416 | 0.64 | 0.1271 | 0.7733 | 0.22362 | 0.70599 | 0.031253 | 0.7057
8508 | 1 | 0.00015411 | 8.659e-05 | 0 | 0.00018797 | 0.00011416 | 0.71 | 0.1409 | 0.9291 | 0.18915 | 0.68295 | 0.0013373 | 0.8436
8509 | 1 | 0.00015939 | 4.5996e-05 | 0 | 0.00019032 | 0.00011416 | 0.72 | 0.1504 | 0.9626 | 0.16325 | 0.57235 | 0.078782 | 0.85125
8510 | 1 | 0.00016091 | 2.9344e-05 | 0 | 0.00021382 | 0.00011416 | 0.68 | 0.1544 | 0.9635 | 0.13807 | 0.58894 | 0.32501 | 0.81423
8511 | 1 | 0.00015347 | 3.2305e-05 | 0 | 0.00022322 | 0.00011416 | 0.57 | 0.1544 | 0.9523 | 0.08902 | 0.68387 | 0.41838 | 0.65723
8512 | 1 | 0.00014318 | 6.5275e-05 | 0 | 0.00022322 | 0.00011416 | 0.4 | 0.1448 | 0.948 | 0.056414 | 0.61751 | 0.25771 | 0.46831
8513 | 1 | 0.00012575 | 0.00015198 | 0 | 0.00016448 | 0.00011416 | 0.19 | 0.1488 | 0.9469 | 0.084841 | 0.59171 | 0.074929 | 0
8514 | 1 | 0.00012118 | 0.00020086 | 0 | 0.00011748 | 0.00011416 | 0 | 0.1597 | 0.948 | 0.16264 | 0.70046 | 0.0017558 | 0
8515 | 1 | 0.00013013 | 0.0002238 | 0 | 8.8113e-05 | 0.00011416 | 0 | 0.1698 | 0.9486 | 0.24908 | 0.72535 | 0.015778 | 0
8516 | 1 | 0.00012997 | 0.00024334 | 0 | 5.8742e-05 | 0.00011416 | 0 | 0.1792 | 0.9472 | 0.2526 | 0.71521 | 0.14442 | 0
8517 | 1 | 0.00012754 | 0.00025907 | 0 | 3.7595e-05 | 0.00011416 | 0 | 0.1928 | 0.9538 | 0.2361 | 0.71244 | 0.1839 | 0
8518 | 1 | 0.00012158 | 0.0002698 | 0 | 2.3497e-05 | 0.00011416 | 0 | 0.2061 | 0.9574 | 0.20647 | 0.68848 | 0.10831 | 0
8519 | 1 | 0.00010563 | 0.00028023 | 0 | 9.3987e-06 | 0.00011416 | 0 | 0.2187 | 0.9574 | 0.12965 | 0.66636 | 0.031847 | 0
8520 | 1 | 8.599e-05 | 0.00029096 | 0 | 5.8742e-06 | 0.00011416 | 0 | 0.2337 | 0.9497 | 0.046737 | 0.52258 | 0.0013373 | 0
8521 | 1 | 7.0708e-05 | 0.00030325 | 0 | 2.3497e-06 | 0.00011416 | 0 | 0.2482 | 0.9402 | 0.027767 | 0.49585 | 0.078782 | 0
8522 | 1 | 5.6381e-05 | 0.00031639 | 0 | 1.1748e-06 | 0.00011416 | 0 | 0.2642 | 0.9305 | 0.018915 | 0.45714 | 0.32501 | 0
8523 | 1 | 4.7578e-05 | 0.0003276 | 0 | 1.4098e-05 | 0.00011416 | 0 | 0.2817 | 0.9221 | 0.015231 | 0.4553 | 0.41838 | 0
8524 | 1 | 4.2649e-05 | 0.00033652 | 0 | 3.7595e-05 | 0.00011416 | 0 | 0.2985 | 0.9221 | 0.012152 | 0.45346 | 0.25771 | 0
8525 | 1 | 4.0933e-05 | 0.00034344 | 0 | 9.3987e-05 | 0.00011416 | 0 | 0.3111 | 0.9221 | 0.013471 | 0.44793 | 0.074929 | 0
8526 | 1 | 4.3083e-05 | 0.00034887 | 0 | 0.0001821 | 0.00011416 | 0 | 0.3188 | 0.9221 | 0.012866 | 0.44147 | 0.0017558 | 0
8527 | 1 | 5.6519e-05 | 0.00035317 | 0 | 0.0001586 | 0.00011416 | 0 | 0.3225 | 0.9182 | 0.029032 | 0.44516 | 0.015778 | 0
8528 | 1 | 8.044e-05 | 0.00035391 | 0 | 0.00014685 | 0.00011416 | 0 | 0.3232 | 0.9308 | 0.039864 | 0.51982 | 0.14442 | 0
8529 | 1 | 0.00010987 | 0.00029163 | 0 | 0.00016448 | 0.00011416 | 0.19 | 0.3013 | 0.9284 | 0.10722 | 0.63318 | 0.1839 | 0.10455
8530 | 1 | 0.00013122 | 0.00020752 | 0 | 0.00018797 | 0.00011416 | 0.49 | 0.2418 | 0.9276 | 0.14719 | 0.68756 | 0.10831 | 0.49186
8531 | 1 | 0.00014653 | 0.00013473 | 0 | 0.00020677 | 0.00011416 | 0.64 | 0.2591 | 0.9082 | 0.14246 | 0.69124 | 0.031847 | 0.69193
8532 | 1 | 0.00015702 | 6.9531e-05 | 0 | 0.00018797 | 0.00011416 | 0.7 | 0.3048 | 0.9042 | 0.12943 | 0.67834 | 0.0013373 | 0.81302
8533 | 1 | 0.00016222 | 2.5385e-05 | 0 | 0.00019032 | 0.00011416 | 0.7 | 0.3177 | 0.8743 | 0.085556 | 0.6765 | 0.07614 | 0.83648
8534 | 1 | 0.0001644 | 3.5154e-06 | 0 | 0.00021382 | 0.00011416 | 0.66 | 0.3127 | 0.8692 | 0.066311 | 0.65899 | 0.31504 | 0.81629
8535 | 1 | 0.00015732 | 6.9198e-06 | 0 | 0.00022322 | 0.00011416 | 0.58 | 0.2889 | 0.8644 | 0.028262 | 0.64424 | 0.40529 | 0.6569
8536 | 1 | 0.00014644 | 4.6588e-05 | 0 | 0.00022322 | 0.00011416 | 0.4 | 0.2654 | 0.8987 | 0.031121 | 0.64977 | 0.24989 | 0.47014
8537 | 1 | 0.00012934 | 0.00013773 | 0 | 0.00016448 | 0.00011416 | 0.19 | 0.2749 | 0.9104 | 0.03673 | 0.65806 | 0.07269 | 0
8538 | 1 | 0.00012611 | 0.00018136 | 0 | 0.00011748 | 0.00011416 | 0 | 0.2856 | 0.924 | 0.12894 | 0.68018 | 0.0017319 | 0
8539 | 1 | 0.00013647 | 0.00019993 | 0 | 8.8113e-05 | 0.00011416 | 0 | 0.2885 | 0.9339 | 0.24325 | 0.69032 | 0.014991 | 0
8540 | 1 | 0.00013566 | 0.00021348 | 0 | 5.8742e-05 | 0.00011416 | 0 | 0.29 | 0.9491 | 0.26013 | 0.68848 | 0.1392 | 0
8541 | 1 | 0.00013305 | 0.0002245 | 0 | 3.7595e-05 | 0.00011416 | 0 | 0.2853 | 0.9607 | 0.27063 | 0.69217 | 0.17824 | 0
8542 | 1 | 0.00012616 | 0.00023712 | 0 | 2.3497e-05 | 0.00011416 | 0 | 0.266 | 0.9764 | 0.24375 | 0.64055 | 0.10544 | 0
8543 | 1 | 0.00011159 | 0.00024819 | 0 | 9.3987e-06 | 0.00011416 | 0 | 0.2352 | 0.9776 | 0.16765 | 0.61014 | 0.031253 | 0
8544 | 1 | 9.3336e-05 | 0.00025981 | 0 | 5.8742e-06 | 0.00011416 | 0 | 0.2038 | 0.9666 | 0.090119 | 0.6 | 0.0013373 | 0
8545 | 1 | 7.6865e-05 | 0.00027439 | 0 | 2.3497e-06 | 0.00011416 | 0 | 0.1698 | 0.9273 | 0.031506 | 0.56037 | 0.073557 | 0
8546 | 1 | 6.2548e-05 | 0.00028504 | 0 | 1.1748e-06 | 0.00011416 | 0 | 0.1472 | 0.8409 | 0.019464 | 0.55576 | 0.30527 | 0
8547 | 1 | 5.2652e-05 | 0.00029662 | 0 | 1.4098e-05 | 0.00011416 | 0 | 0.133 | 0.7115 | 0.014571 | 0.55853 | 0.39249 | 0
8548 | 1 | 4.7588e-05 | 0.00030451 | 0 | 3.7595e-05 | 0.00011416 | 0 | 0.1186 | 0.6569 | 0.014131 | 0.55853 | 0.24223 | 0
8549 | 1 | 4.5301e-05 | 0.00031076 | 0 | 9.3987e-05 | 0.00011416 | 0 | 0.1037 | 0.6519 | 0.017485 | 0.553 | 0.070496 | 0
8550 | 1 | 4.7437e-05 | 0.00031642 | 0 | 0.0001821 | 0.00011416 | 0 | 0.0936 | 0.6301 | 0.018035 | 0.55576 | 0.0017082 | 0
8551 | 1 | 5.9196e-05 | 0.00031975 | 0 | 0.0001586 | 0.00011416 | 0 | 0.0884 | 0.5816 | 0.046187 | 0.56313 | 0.01423 | 0
8552 | 1 | 7.956e-05 | 0.00032071 | 0 | 0.00014685 | 0.00011416 | 0 | 0.0867 | 0.4566 | 0.11723 | 0.61567 | 0.13412 | 0
8553 | 1 | 0.00010416 | 0.0002762 | 0 | 0.00016448 | 0.00011416 | 0.22 | 0.0803 | 0.3542 | 0.23038 | 0.65438 | 0.17269 | 0.094458
8554 | 1 | 0.00012761 | 0.00020408 | 0 | 0.00018797 | 0.00011416 | 0.48 | 0.0579 | 0.3238 | 0.31094 | 0.68111 | 0.10263 | 0.45747
8555 | 1 | 0.00014235 | 0.00014631 | 0 | 0.00020677 | 0.00011416 | 0.64 | 0.0519 | 0.3103 | 0.30054 | 0.69217 | 0.030666 | 0.67795
8556 | 1 | 0.00015101 | 9.2325e-05 | 0 | 0.00018797 | 0.00011416 | 0.69 | 0.0606 | 0.3854 | 0.26574 | 0.69677 | 0.0013373 | 0.81327
8557 | 1 | 0.00015448 | 5.7615e-05 | 0 | 0.00019032 | 0.00011416 | 0.69 | 0.0743 | 0.4961 | 0.22131 | 0.67465 | 0.068568 | 0.85141
8558 | 1 | 0.0001546 | 4.5663e-05 | 0 | 0.00021382 | 0.00011416 | 0.64 | 0.0849 | 0.538 | 0.19228 | 0.67834 | 0.28635 | 0.76067
8559 | 1 | 0.00014621 | 5.3286e-05 | 0 | 0.00022322 | 0.00011416 | 0.57 | 0.0927 | 0.5222 | 0.13867 | 0.66267 | 0.36769 | 0.70745
8560 | 1 | 0.00013539 | 8.8995e-05 | 0 | 0.00022322 | 0.00011416 | 0.39 | 0.1066 | 0.5193 | 0.081982 | 0.66452 | 0.22739 | 0.25464
8561 | 1 | 0.00012264 | 0.00015523 | 0 | 0.00016448 | 0.00011416 | 0.08 | 0.1461 | 0.5279 | 0.076758 | 0.67097 | 0.066242 | 0
8562 | 1 | 0.00012198 | 0.00018772 | 0 | 0.00011748 | 0.00011416 | 0 | 0.1801 | 0.5351 | 0.14587 | 0.68387 | 0.0016614 | 0
8563 | 1 | 0.00013079 | 0.00020101 | 0 | 8.8113e-05 | 0.00011416 | 0 | 0.1935 | 0.6288 | 0.24897 | 0.69954 | 0.012788 | 0
8564 | 1 | 0.00012885 | 0.00021148 | 0 | 5.8742e-05 | 0.00011416 | 0 | 0.2015 | 0.7025 | 0.23737 | 0.70415 | 0.12432 | 0
8565 | 1 | 0.0001256 | 0.00022491 | 0 | 3.7595e-05 | 0.00011416 | 0 | 0.214 | 0.7093 | 0.21917 | 0.69401 | 0.16196 | 0
8566 | 1 | 0.00011961 | 0.00024023 | 0 | 2.3497e-05 | 0.00011416 | 0 | 0.2331 | 0.6632 | 0.17474 | 0.68295 | 0.097148 | 0
8567 | 1 | 0.00010478 | 0.00025585 | 0 | 9.3987e-06 | 0.00011416 | 0 | 0.2541 | 0.707 | 0.095783 | 0.66452 | 0.029515 | 0
8568 | 1 | 8.6658e-05 | 0.00027017 | 0 | 5.8742e-06 | 0.00011416 | 0 | 0.2677 | 0.699 | 0.064552 | 0.63871 | 0.0013373 | 0
8569 | 1 | 7.1064e-05 | 0.00028168 | 0 | 2.3497e-06 | 0.00011416 | 0 | 0.2778 | 0.7081 | 0.025898 | 0.60553 | 0.06381 | 0
8570 | 1 | 5.6975e-05 | 0.00028867 | 0 | 1.1748e-06 | 0.00011416 | 0 | 0.2802 | 0.7761 | 0.026228 | 0.58525 | 0.26822 | 0
8571 | 1 | 4.7942e-05 | 0.00029241 | 0 | 1.4098e-05 | 0.00011416 | 0 | 0.271 | 0.8051 | 0.017705 | 0.58525 | 0.34396 | 0
8572 | 1 | 4.3156e-05 | 0.0002947 | 0 | 3.7595e-05 | 0.00011416 | 0 | 0.2621 | 0.8084 | 0.01677 | 0.53548 | 0.21317 | 0
8573 | 1 | 4.0951e-05 | 0.00029585 | 0 | 9.3987e-05 | 0.00011416 | 0 | 0.2522 | 0.8234 | 0.016385 | 0.57972 | 0.062162 | 0
8574 | 1 | 4.1828e-05 | 0.00029714 | 0 | 0.0001821 | 0.00011416 | 0 | 0.2448 | 0.8287 | 0.018145 | 0.57788 | 0.0016155 | 0
8575 | 1 | 4.7432e-05 | 0.00029922 | 0 | 0.0001586 | 0.00011416 | 0 | 0.2396 | 0.8498 | 0.024908 | 0.48387 | 0.011446 | 0
8576 | 1 | 5.9735e-05 | 0.00029936 | 0 | 0.00014685 | 0.00011416 | 0 | 0.2341 | 0.9117 | 0.027987 | 0.51797 | 0.11501 | 0
8577 | 1 | 7.8148e-05 | 0.00026502 | 0 | 0.00016448 | 0.00011416 | 0.08 | 0.2174 | 0.939 | 0.049376 | 0.6212 | 0.15168 | 0.0056049
8578 | 1 | 0.00010097 | 0.00021115 | 0 | 0.00018797 | 0.00011416 | 0.37 | 0.1778 | 0.9528 | 0.088525 | 0.64885 | 0.091868 | 0.37843
8579 | 1 | 0.00011799 | 0.00015886 | 0 | 0.00020677 | 0.00011416 | 0.59 | 0.1667 | 0.9605 | 0.11013 | 0.65991 | 0.028393 | 0.64198
8580 | 1 | 0.00012806 | 0.00010383 | 0 | 0.00018797 | 0.00011416 | 0.7 | 0.1852 | 0.9682 | 0.11404 | 0.64424 | 0.0013373 | 0.26595
8581 | 1 | 0.00013048 | 6.4091e-05 | 0 | 0.00019032 | 0.00011416 | 0.72 | 0.1972 | 0.9612 | 0.081652 | 0.62949 | 0.057093 | 0.80859
8582 | 1 | 0.00013058 | 4.385e-05 | 0 | 0.00021382 | 0.00011416 | 0.67 | 0.2026 | 0.9298 | 0.044537 | 0.61843 | 0.24249 | 0.78799
8583 | 1 | 0.00012449 | 4.3739e-05 | 0 | 0.00022322 | 0.00011416 | 0.59 | 0.1981 | 0.8457 | 0.03552 | 0.61014 | 0.31032 | 0.64917
8584 | 1 | 0.00011299 | 7.3268e-05 | 0 | 0.00022322 | 0.00011416 | 0.37 | 0.1829 | 0.6778 | 0.033375 | 0.62212 | 0.19297 | 0.50573
8585 | 1 | 9.5411e-05 | 0.0001556 | 0 | 0.00016448 | 0.00011416 | 0.19 | 0.1949 | 0.555 | 0.036839 | 0.62673 | 0.056361 | 0
8586 | 1 | 9.0548e-05 | 0.00020315 | 0 | 0.00011748 | 0.00011416 | 0 | 0.2098 | 0.4727 | 0.075713 | 0.63687 | 0.0015481 | 0
8587 | 1 | 0.00010319 | 0.00022169 | 0 | 8.8113e-05 | 0.00011416 | 0 | 0.2101 | 0.384 | 0.14307 | 0.66359 | 0.0096143 | 0
8588 | 1 | 0.00010244 | 0.00023535 | 0 | 5.8742e-05 | 0.00011416 | 0 | 0.2057 | 0.3444 | 0.15275 | 0.66912 | 0.10194 | 0
8589 | 1 | 9.3217e-05 | 0.00024704 | 0 | 3.7595e-05 | 0.00011416 | 0 | 0.2012 | 0.2945 | 0.12883 | 0.66175 | 0.13708 | 0
8590 | 1 | 8.0402e-05 | 0.00026321 | 0 | 2.3497e-05 | 0.00011416 | 0 | 0.2017 | 0.2726 | 0.10744 | 0.62028 | 0.084313 | 0
8591 | 1 | 6.3092e-05 | 0.00028023 | 0 | 9.3987e-06 | 0.00011416 | 0 | 0.2026 | 0.2491 | 0.055259 | 0.49493 | 0.026764 | 0
8592 | 1 | 5.485e-05 | 0.00029259 | 0 | 5.8742e-06 | 0.00011416 | 0 | 0.2072 | 0.2726 | 0.036839 | 0.58618 | 0.0013373 | 0
8593 | 1 | 4.9703e-05 | 0.00030377 | 0 | 2.3497e-06 | 0.00011416 | 0 | 0.2103 | 0.4332 | 0.030791 | 0.56221 | 0.048895 | 0
8594 | 1 | 4.1846e-05 | 0.00031176 | 0 | 1.1748e-06 | 0.00011416 | 0 | 0.2108 | 0.6838 | 0.023753 | 0.55115 | 0.21082 | 0
8595 | 1 | 3.2543e-05 | 0.00031775 | 0 | 1.4098e-05 | 0.00011416 | 0 | 0.2077 | 0.7578 | 0.01798 | 0.55392 | 0.26898 | 0
8596 | 1 | 2.4762e-05 | 0.00032175 | 0 | 3.7595e-05 | 0.00011416 | 0 | 0.2006 | 0.8195 | 0.015616 | 0.44793 | 0.16807 | 0
8597 | 1 | 2.03e-05 | 0.0003259 | 0 | 9.3987e-05 | 0.00011416 | 0 | 0.1943 | 0.8367 | 0.012207 | 0.43963 | 0.049205 | 0
8598 | 1 | 1.8748e-05 | 0.00032989 | 0 | 0.0001821 | 0.00011416 | 0 | 0.1881 | 0.8721 | 0.014296 | 0.43963 | 0.0014614 | 0
8599 | 1 | 1.9308e-05 | 0.00033344 | 0 | 0.0001586 | 0.00011416 | 0 | 0.1829 | 0.8777 | 0.020399 | 0.44147 | 0.0074916 | 0
8600 | 1 | 2.1994e-05 | 0.00033374 | 0 | 0.00014685 | 0.00011416 | 0 | 0.1791 | 0.8703 | 0.022764 | 0.43134 | 0.086105 | 0
8601 | 1 | 3.1271e-05 | 0.00028734 | 0 | 0.00016448 | 0.00011416 | 0.15 | 0.169 | 0.8478 | 0.024028 | 0.43963 | 0.11912 | 0.033908
8602 | 1 | 5.1557e-05 | 0.00021388 | 0 | 0.00018797 | 0.00011416 | 0.34 | 0.1413 | 0.8388 | 0.037884 | 0.45253 | 0.0749 | 0.27533
8603 | 1 | 7.5233e-05 | 0.00014972 | 0 | 0.00020677 | 0.00011416 | 0.43 | 0.1349 | 0.7852 | 0.038819 | 0.46912 | 0.024691 | 0.092085
8604 | 1 | 9.4287e-05 | 8.9476e-05 | 0 | 0.00018797 | 0.00011416 | 0.68 | 0.1329 | 0.7549 | 0.036565 | 0.47373 | 0.0013373 | 0.095283
8605 | 1 | 0.00010307 | 5.2546e-05 | 0 | 0.00019032 | 0.00011416 | 0.71 | 0.131 | 0.6967 | 0.031616 | 0.47742 | 0.041522 | 0.17702
8606 | 1 | 0.00010701 | 3.249e-05 | 0 | 0.00021382 | 0.00011416 | 0.68 | 0.1275 | 0.6681 | 0.029637 | 0.47558 | 0.18203 | 0.62145
8607 | 1 | 0.00010219 | 3.3859e-05 | 0 | 0.00022322 | 0.00011416 | 0.6 | 0.1229 | 0.6838 | 0.0364 | 0.46728 | 0.23148 | 0.65063
8608 | 1 | 8.5242e-05 | 6.9864e-05 | 0 | 0.00022322 | 0.00011416 | 0.42 | 0.1164 | 0.716 | 0.021609 | 0.47097 | 0.14542 | 0.46724
8609 | 1 | 6.8124e-05 | 0.00014765 | 0 | 0.00016448 | 0.00011416 | 0.2 | 0.1303 | 0.7427 | 0.033925 | 0.47558 | 0.042682 | 0
8610 | 1 | 6.3228e-05 | 0.00019279 | 0 | 0.00011748 | 0.00011416 | 0 | 0.1454 | 0.7215 | 0.052675 | 0.49032 | 0.0013779 | 0
8611 | 1 | 7.4435e-05 | 0.00021399 | 0 | 8.8113e-05 | 0.00011416 | 0 | 0.1532 | 0.7182 | 0.078353 | 0.51336 | 0.0057069 | 0
8612 | 1 | 7.7199e-05 | 0.00023287 | 0 | 5.8742e-05 | 0.00011416 | 0 | 0.1587 | 0.7081 | 0.080937 | 0.56313 | 0.072001 | 0
8613 | 1 | 7.7409e-05 | 0.00025418 | 0 | 3.7595e-05 | 0.00011416 | 0 | 0.1659 | 0.6979 | 0.092814 | 0.5447 | 0.10281 | 0
8614 | 1 | 7.6162e-05 | 0.00027402 | 0 | 2.3497e-05 | 0.00011416 | 0 | 0.1791 | 0.679 | 0.10733 | 0.55576 | 0.066214 | 0
8615 | 1 | 7.1048e-05 | 0.00029067 | 0 | 9.3987e-06 | 0.00011416 | 0 | 0.2 | 0.6921 | 0.084731 | 0.52166 | 0.022727 | 0
8616 | 1 | 5.9456e-05 | 0.00030314 | 0 | 5.8742e-06 | 0.00011416 | 0 | 0.2211 | 0.6885 | 0.05196 | 0.45899 | 0.0013373 | 0
8617 | 1 | 4.5887e-05 | 0.00031531 | 0 | 2.3497e-06 | 0.00011416 | 0 | 0.2363 | 0.7013 | 0.028097 | 0.45438 | 0.03493 | 0
8618 | 1 | 3.3314e-05 | 0.00032504 | 0 | 1.1748e-06 | 0.00011416 | 0 | 0.247 | 0.7047 | 0.029856 | 0.45253 | 0.15599 | 0
8619 | 1 | 2.5085e-05 | 0.00033178 | 0 | 1.4098e-05 | 0.00011416 | 0 | 0.2562 | 0.685 | 0.011327 | 0.43779 | 0.19764 | 0
8620 | 1 | 2.0579e-05 | 0.00033637 | 0 | 3.7595e-05 | 0.00011416 | 0 | 0.2493 | 0.6102 | 0.010557 | 0.42857 | 0.1249 | 0
8621 | 1 | 2.0417e-05 | 0.00033637 | 0 | 9.3987e-05 | 0.00011416 | 0 | 0.2378 | 0.5522 | 0.011107 | 0.42673 | 0.036762 | 0
8622 | 1 | 2.1979e-05 | 0.00033818 | 0 | 0.0001821 | 0.00011416 | 0 | 0.2326 | 0.5091 | 0.011327 | 0.42488 | 0.0012976 | 0
8623 | 1 | 2.6055e-05 | 0.0003401 | 0 | 0.0001586 | 0.00011416 | 0 | 0.2324 | 0.5077 | 0.016 | 0.42488 | 0.0042308 | 0
8624 | 1 | 3.2269e-05 | 0.00033948 | 0 | 0.00014685 | 0.00011416 | 0 | 0.2357 | 0.5135 | 0.015231 | 0.42581 | 0.059529 | 0
8625 | 1 | 4.5808e-05 | 0.00030184 | 0 | 0.00016448 | 0.00011416 | 0.14 | 0.2262 | 0.4654 | 0.023423 | 0.42857 | 0.088053 | 0
8626 | 1 | 6.9886e-05 | 0.00024275 | 0 | 0.00018797 | 0.00011416 | 0.47 | 0.1887 | 0.3797 | 0.058008 | 0.43687 | 0.058228 | 0.062233
8627 | 1 | 9.4786e-05 | 0.00018102 | 0 | 0.00020677 | 0.00011416 | 0.63 | 0.186 | 0.3854 | 0.058118 | 0.44977 | 0.020871 | 0.11148
8628 | 1 | 0.00011001 | 0.00012237 | 0 | 0.00018797 | 0.00011416 | 0.69 | 0.2184 | 0.4975 | 0.051465 | 0.45069 | 0.0013373 | 0.011076
8629 | 1 | 0.00011668 | 7.8227e-05 | 0 | 0.00019032 | 0.00011416 | 0.71 | 0.2239 | 0.555 | 0.048221 | 0.45253 | 0.029075 | 0.025573
8630 | 1 | 0.00012144 | 5.4063e-05 | 0 | 0.00021382 | 0.00011416 | 0.66 | 0.2156 | 0.5733 | 0.059823 | 0.44977 | 0.13256 | 0.008502
8631 | 1 | 0.00011857 | 5.1547e-05 | 0 | 0.00022322 | 0.00011416 | 0.58 | 0.2036 | 0.5062 | 0.062187 | 0.43318 | 0.16727 | 0.017684
8632 | 1 | 0.00010538 | 8.7922e-05 | 0 | 0.00022322 | 0.00011416 | 0.42 | 0.2007 | 0.5437 | 0.053115 | 0.43963 | 0.1064 | 0.37676
8633 | 1 | 8.7251e-05 | 0.0001694 | 0 | 0.00016448 | 0.00011416 | 0.16 | 0.2292 | 0.6705 | 0.061308 | 0.45714 | 0.031417 | 0
8634 | 1 | 8.1307e-05 | 0.00021533 | 0 | 0.00011748 | 0.00011416 | 0 | 0.2566 | 0.716 | 0.086105 | 0.49217 | 0.0012206 | 0
8635 | 1 | 9.1475e-05 | 0.00023686 | 0 | 8.8113e-05 | 0.00011416 | 0 | 0.2741 | 0.716 | 0.15671 | 0.60829 | 0.0030341 | 0
8636 | 1 | 9.2363e-05 | 0.00025644 | 0 | 5.8742e-05 | 0.00011416 | 0 | 0.2916 | 0.7149 | 0.19305 | 0.65622 | 0.048587 | 0
8637 | 1 | 9.1878e-05 | 0.00027335 | 0 | 3.7595e-05 | 0.00011416 | 0 | 0.3075 | 0.7204 | 0.20267 | 0.65806 | 0.074782 | 0
8638 | 1 | 8.8268e-05 | 0.00029022 | 0 | 2.3497e-05 | 0.00011416 | 0 | 0.3224 | 0.7396 | 0.17848 | 0.64793 | 0.050911 | 0
8639 | 1 | 7.9123e-05 | 0.00030447 | 0 | 9.3987e-06 | 0.00011416 | 0 | 0.331 | 0.7508 | 0.12196 | 0.61475 | 0.019119 | 0
8640 | 1 | 6.6571e-05 | 0.00031627 | 0 | 5.8742e-06 | 0.00011416 | 0 | 0.3266 | 0.7406 | 0.072084 | 0.56129 | 0.0013373 | 0
8641 | 1 | 5.2886e-05 | 0.0003266 | 0 | 2.3497e-06 | 0.00011416 | 0 | 0.3132 | 0.7193 | 0.052125 | 0.48664 | 0.022727 | 0
8642 | 1 | 3.989e-05 | 0.00033415 | 0 | 1.1748e-06 | 0.00011416 | 0 | 0.298 | 0.7204 | 0.042503 | 0.5106 | 0.10674 | 0
8643 | 1 | 3.0837e-05 | 0.0003374 | 0 | 1.4098e-05 | 0.00011416 | 0 | 0.2902 | 0.7115 | 0.033321 | 0.41843 | 0.1339 | 0
8644 | 1 | 2.6632e-05 | 0.00033463 | 0 | 3.7595e-05 | 0.00011416 | 0 | 0.2851 | 0.7137 | 0.029252 | 0.52442 | 0.085976 | 0
8645 | 1 | 2.5796e-05 | 0.00032971 | 0 | 9.3987e-05 | 0.00011416 | 0 | 0.2823 | 0.6814 | 0.023368 | 0.4682 | 0.025498 | 0
8646 | 1 | 2.6722e-05 | 0.00032586 | 0 | 0.0001821 | 0.00011416 | 0 | 0.285 | 0.6669 | 0.025293 | 0.41106 | 0.0011286 | 0
8647 | 1 | 2.9579e-05 | 0.00032101 | 0 | 0.0001586 | 0.00011416 | 0 | 0.2918 | 0.6532 | 0.027272 | 0.4553 | 0.0018864 | 0
8648 | 1 | 3.4196e-05 | 0.00031639 | 0 | 0.00014685 | 0.00011416 | 0 | 0.3008 | 0.6248 | 0.024303 | 0.42488 | 0.036909 | 0
8649 | 1 | 4.4449e-05 | 0.0002776 | 0 | 0.00016448 | 0.00011416 | 0.24 | 0.3038 | 0.6116 | 0.019245 | 0.43041 | 0.060161 | 0
8650 | 1 | 6.6375e-05 | 0.00021366 | 0 | 0.00018797 | 0.00011416 | 0.47 | 0.2846 | 0.5494 | 0.034145 | 0.44608 | 0.042662 | 0.023723
8651 | 1 | 8.9961e-05 | 0.00015394 | 0 | 0.00020677 | 0.00011416 | 0.7 | 0.2816 | 0.4698 | 0.065541 | 0.45991 | 0.01707 | 0.043613
8652 | 1 | 0.00010591 | 9.6951e-05 | 0 | 0.00018797 | 0.00011416 | 0.67 | 0.3076 | 0.3969 | 0.06862 | 0.46267 | 0.0013373 | 0.27456
8653 | 1 | 0.00011267 | 5.8133e-05 | 0 | 0.00019032 | 0.00011416 | 0.76 | 0.3496 | 0.3458 | 0.047122 | 0.47189 | 0.018372 | 0.076674
8654 | 1 | 0.00011795 | 4.163e-05 | 0 | 0.00021382 | 0.00011416 | 0.4 | 0.3916 | 0.3598 | 0.046902 | 0.46728 | 0.088676 | 0.43757
8655 | 1 | 0.00011629 | 4.7328e-05 | 0 | 0.00022322 | 0.00011416 | 0.53 | 0.4134 | 0.3868 | 0.040908 | 0.45253 | 0.11065 | 0.46554
8656 | 1 | 0.0001026 | 8.7774e-05 | 0 | 0.00022322 | 0.00011416 | 0.37 | 0.4384 | 0.5135 | 0.045032 | 0.43594 | 0.071659 | 0.26443
8657 | 1 | 8.4439e-05 | 0.00016559 | 0 | 0.00016448 | 0.00011416 | 0.15 | 0.4804 | 0.679 | 0.050531 | 0.43226 | 0.021338 | 0
8658 | 1 | 7.8468e-05 | 0.00021111 | 0 | 0.00011748 | 0.00011416 | 0 | 0.518 | 0.7093 | 0.05339 | 0.49217 | 0.0010584 | 0
8659 | 1 | 9.073e-05 | 0.00022569 | 0 | 8.8113e-05 | 0.00011416 | 0 | 0.5321 | 0.7093 | 0.12327 | 0.51429 | 0.0012111 | 0
8660 | 1 | 9.3473e-05 | 0.00023727 | 0 | 5.8742e-05 | 0.00011416 | 0 | 0.5391 | 0.7417 | 0.14439 | 0.57143 | 0.029044 | 0
8661 | 1 | 9.624e-05 | 0.00024719 | 0 | 3.7595e-05 | 0.00011416 | 0 | 0.5435 | 0.8017 | 0.13383 | 0.57788 | 0.049941 | 0
8662 | 1 | 9.7401e-05 | 0.00024956 | 0 | 2.3497e-05 | 0.00011416 | 0 | 0.5504 | 0.8498 | 0.12294 | 0.59355 | 0.036744 | 0
8663 | 1 | 9.1138e-05 | 0.00025133 | 0 | 9.3987e-06 | 0.00011416 | 0 | 0.5483 | 0.8772 | 0.10716 | 0.52811 | 0.01554 | 0
8664 | 1 | 7.8733e-05 | 0.00025041 | 0 | 5.8742e-06 | 0.00011416 | 0 | 0.5443 | 0.8868 | 0.066256 | 0.50599 | 0.0013373 | 0
8665 | 1 | 6.4375e-05 | 0.0002497 | 0 | 2.3497e-06 | 0.00011416 | 0 | 0.5279 | 0.8837 | 0.040798 | 0.42673 | 0.01376 | 0
8666 | 1 | 5.5499e-05 | 0.00024763 | 0 | 1.1748e-06 | 0.00011416 | 0 | 0.5143 | 0.8749 | 0.063122 | 0.42488 | 0.069123 | 0
8667 | 1 | 4.6993e-05 | 0.00024759 | 0 | 1.4098e-05 | 0.00011416 | 0 | 0.5096 | 0.8656 | 0.037664 | 0.52903 | 0.08559 | 0
8668 | 1 | 4.3621e-05 | 0.00024911 | 0 | 3.7595e-05 | 0.00011416 | 0 | 0.5084 | 0.8607 | 0.038324 | 0.42212 | 0.056119 | 0
8669 | 1 | 4.2506e-05 | 0.00025126 | 0 | 9.3987e-05 | 0.00011416 | 0 | 0.5061 | 0.8563 | 0.041843 | 0.4212 | 0.016808 | 0
8670 | 1 | 4.5052e-05 | 0.00025429 | 0 | 0.0001821 | 0.00011416 | 0 | 0.5061 | 0.8537 | 0.042283 | 0.5023 | 0.00097493 | 0
8671 | 1 | 5.6878e-05 | 0.00025733 | 0 | 0.0001586 | 0.00011416 | 0 | 0.5075 | 0.8556 | 0.041623 | 0.41567 | 0.00062252 | 0
8672 | 1 | 7.3995e-05 | 0.00025844 | 0 | 0.00014685 | 0.00011416 | 0 | 0.5115 | 0.8613 | 0.054215 | 0.43226 | 0.020896 | 0
8673 | 1 | 9.468e-05 | 0.00023135 | 0 | 0.00016448 | 0.00011416 | 0.16 | 0.5114 | 0.8601 | 0.050696 | 0.56037 | 0.038885 | 0.057542
8674 | 1 | 0.00011495 | 0.00018924 | 0 | 0.00018797 | 0.00011416 | 0.48 | 0.5198 | 0.8478 | 0.074064 | 0.58525 | 0.030151 | 0.55763
8675 | 1 | 0.00013055 | 0.00014258 | 0 | 0.00020677 | 0.00011416 | 0.29 | 0.5641 | 0.8478 | 0.075658 | 0.59631 | 0.01376 | 0.66121
8676 | 1 | 0.00013955 | 9.9874e-05 | 0 | 0.00018797 | 0.00011416 | 0.75 | 0.5845 | 0.8847 | 0.07027 | 0.60737 | 0.0013373 | 0.79876
8677 | 1 | 0.00014264 | 7.1048e-05 | 0 | 0.00019032 | 0.00011416 | 0.75 | 0.5682 | 0.953 | 0.064222 | 0.60092 | 0.010683 | 0.915
8678 | 1 | 0.00014539 | 6.0687e-05 | 0 | 0.00021382 | 0.00011416 | 0.65 | 0.5438 | 0.9698 | 0.081872 | 0.61198 | 0.055732 | 0.059403
8679 | 1 | 0.00014031 | 6.6496e-05 | 0 | 0.00022322 | 0.00011416 | 0.53 | 0.5276 | 0.9847 | 0.059548 | 0.5871 | 0.068513 | 0.070479
8680 | 1 | 0.00013134 | 9.1992e-05 | 0 | 0.00022322 | 0.00011416 | 0.46 | 0.5159 | 0.9909 | 0.049706 | 0.56313 | 0.045444 | 0.0024626
8681 | 1 | 0.00012157 | 0.00013817 | 0 | 0.00016448 | 0.00011416 | 0.02 | 0.5243 | 0.9899 | 0.075493 | 0.68111 | 0.013684 | 0
8682 | 1 | 0.00011877 | 0.00016881 | 0 | 0.00011748 | 0.00011416 | 0 | 0.5322 | 0.9907 | 0.10458 | 0.68756 | 0.00091137 | 0
8683 | 1 | 0.00012585 | 0.00018291 | 0 | 8.8113e-05 | 0.00011416 | 0 | 0.5229 | 0.9876 | 0.15005 | 0.71613 | 0.00032027 | 0
8684 | 1 | 0.00012613 | 0.00019042 | 0 | 5.8742e-05 | 0.00011416 | 0 | 0.5145 | 0.9616 | 0.16011 | 0.73548 | 0.015602 | 0
8685 | 1 | 0.0001248 | 0.00019446 | 0 | 3.7595e-05 | 0.00011416 | 0 | 0.5025 | 0.9194 | 0.16028 | 0.75853 | 0.031318 | 0
8686 | 1 | 0.00012212 | 0.00019875 | 0 | 2.3497e-05 | 0.00011416 | 0 | 0.4942 | 0.9129 | 0.16484 | 0.753 | 0.025484 | 0
8687 | 1 | 0.00010913 | 0.00020522 | 0 | 9.3987e-06 | 0.00011416 | 0 | 0.4817 | 0.8766 | 0.12009 | 0.73272 | 0.012438 | 0
8688 | 1 | 9.2411e-05 | 0.0002137 | 0 | 5.8742e-06 | 0.00011416 | 0 | 0.4604 | 0.7992 | 0.074119 | 0.70599 | 0.0013373 | 0
8689 | 1 | 7.6897e-05 | 0.00022165 | 0 | 2.3497e-06 | 0.00011416 | 0 | 0.4273 | 0.8067 | 0.032496 | 0.6894 | 0.0087032 | 0
8690 | 1 | 6.2281e-05 | 0.00023131 | 0 | 1.1748e-06 | 0.00011416 | 0 | 0.3848 | 0.8272 | 0.039094 | 0.56866 | 0.046912 | 0
8691 | 1 | 5.3251e-05 | 0.00024127 | 0 | 1.4098e-05 | 0.00011416 | 0 | 0.3437 | 0.8632 | 0.033211 | 0.56037 | 0.057314 | 0
8692 | 1 | 4.6978e-05 | 0.00025241 | 0 | 3.7595e-05 | 0.00011416 | 0 | 0.3064 | 0.9038 | 0.032771 | 0.54009 | 0.038394 | 0
8693 | 1 | 4.4615e-05 | 0.00026066 | 0 | 9.3987e-05 | 0.00011416 | 0 | 0.2637 | 0.8709 | 0.028977 | 0.56682 | 0.011614 | 0
8694 | 1 | 4.607e-05 | 0.00026602 | 0 | 0.0001821 | 0.00011416 | 0 | 0.2419 | 0.8451 | 0.035685 | 0.54194 | 0.00086555 | 0
8695 | 1 | 5.4868e-05 | 0.0002725 | 0 | 0.0001586 | 0.00011416 | 0 | 0.2252 | 0.843 | 0.044922 | 0.64793 | 0.00017275 | 0
8696 | 1 | 7.0329e-05 | 0.00027779 | 0 | 0.00014685 | 0.00011416 | 0 | 0.2225 | 0.8226 | 0.057679 | 0.64977 | 0.012279 | 0
8697 | 1 | 9.1212e-05 | 0.00024541 | 0 | 0.00016448 | 0.00011416 | 0.02 | 0.1993 | 0.7498 | 0.10859 | 0.67189 | 0.026338 | 0.046209
8698 | 1 | 0.0001115 | 0.00020041 | 0 | 0.00018797 | 0.00011416 | 0.16 | 0.1719 | 0.6116 | 0.16594 | 0.69217 | 0.022319 | 0.24912
8699 | 1 | 0.00012805 | 0.00014909 | 0 | 0.00020677 | 0.00011416 | 0.14 | 0.1743 | 0.5579 | 0.20036 | 0.72442 | 0.011505 | 0.56152
8700 | 1 | 0.00013787 | 9.758e-05 | 0 | 0.00018797 | 0.00011416 | 0.61 | 0.1876 | 0.5565 | 0.19332 | 0.72074 | 0.0013373 | 0.65214
8701 | 1 | 0.00014201 | 6.176e-05 | 0 | 0.00019032 | 0.00011416 | 0.37 | 0.2182 | 0.6262 | 0.16352 | 0.70691 | 0.0069846 | 0.7822
8702 | 1 | 0.00014481 | 4.6995e-05 | 0 | 0.00021382 | 0.00011416 | 0.51 | 0.238 | 0.6481 | 0.14543 | 0.69954 | 0.039075 | 0.76687
8703 | 1 | 0.00013797 | 5.04e-05 | 0 | 0.00022322 | 0.00011416 | 0.57 | 0.2409 | 0.5775 | 0.10535 | 0.69493 | 0.047408 | 0.66813
8704 | 1 | 0.00012682 | 7.9115e-05 | 0 | 0.00022322 | 0.00011416 | 0.41 | 0.2177 | 0.5899 | 0.083081 | 0.69032 | 0.032113 | 0.4418
8705 | 1 | 0.00011207 | 0.00015042 | 0 | 0.00016448 | 0.00011416 | 0.21 | 0.2028 | 0.7171 | 0.083246 | 0.68848 | 0.0097645 | 0
8706 | 1 | 0.00010633 | 0.00019908 | 0 | 0.00011748 | 0.00011416 | 0 | 0.2134 | 0.7427 | 0.12921 | 0.69954 | 0.0008213 | 0
8707 | 1 | 0.00011472 | 0.0002245 | 0 | 8.8113e-05 | 0.00011416 | 0 | 0.2307 | 0.7343 | 0.22824 | 0.71797 | 7.933e-05 | 0
8708 | 1 | 0.0001132 | 0.00024497 | 0 | 5.8742e-05 | 0.00011416 | 0 | 0.2554 | 0.7478 | 0.2521 | 0.69954 | 0.0094656 | 0
8709 | 1 | 0.00011132 | 0.00026073 | 0 | 3.7595e-05 | 0.00011416 | 0 | 0.2784 | 0.8374 | 0.25265 | 0.70507 | 0.021915 | 0
8710 | 1 | 0.00010695 | 0.00026991 | 0 | 2.3497e-05 | 0.00011416 | 0 | 0.2943 | 0.8668 | 0.23286 | 0.70138 | 0.019427 | 0
8711 | 1 | 9.326e-05 | 0.00027646 | 0 | 9.3987e-06 | 0.00011416 | 0 | 0.3068 | 0.865 | 0.17073 | 0.66359 | 0.010619 | 0
8712 | 1 | 7.6152e-05 | 0.00028645 | 0 | 5.8742e-06 | 0.00011416 | 0 | 0.3153 | 0.8632 | 0.088085 | 0.63226 | 0.0013373 | 0
8713 | 1 | 6.059e-05 | 0.00029662 | 0 | 2.3497e-06 | 0.00011416 | 0 | 0.3276 | 0.876 | 0.029637 | 0.61198 | 0.0064666 | 0
8714 | 1 | 4.565e-05 | 0.00030695 | 0 | 1.1748e-06 | 0.00011416 | 0 | 0.3378 | 0.8899 | 0.029692 | 0.61751 | 0.036671 | 0
8715 | 1 | 3.6494e-05 | 0.00031613 | 0 | 1.4098e-05 | 0.00011416 | 0 | 0.3471 | 0.8709 | 0.017045 | 0.49217 | 0.044379 | 0
8716 | 1 | 3.1809e-05 | 0.00032305 | 0 | 3.7595e-05 | 0.00011416 | 0 | 0.3544 | 0.8692 | 0.01831 | 0.48479 | 0.030183 | 0
8717 | 1 | 2.9242e-05 | 0.00033059 | 0 | 9.3987e-05 | 0.00011416 | 0 | 0.3592 | 0.8738 | 0.016825 | 0.48479 | 0.0091946 | 0
8718 | 1 | 3.071e-05 | 0.00033792 | 0 | 0.0001821 | 0.00011416 | 0 | 0.3648 | 0.8732 | 0.014791 | 0.48756 | 0.00080689 | 0
8719 | 1 | 3.9994e-05 | 0.00034284 | 0 | 0.0001586 | 0.00011416 | 0 | 0.3723 | 0.8755 | 0.027767 | 0.49032 | 5.8079e-05 | 0
8720 | 1 | 5.667e-05 | 0.00034247 | 0 | 0.00014685 | 0.00011416 | 0 | 0.3813 | 0.8837 | 0.044152 | 0.50599 | 0.0086334 | 0
8721 | 1 | 8.0832e-05 | 0.00029196 | 0 | 0.00016448 | 0.00011416 | 0.17 | 0.3751 | 0.8879 | 0.084511 | 0.64424 | 0.020559 | 0.028971
8722 | 1 | 0.00010488 | 0.00022506 | 0 | 0.00018797 | 0.00011416 | 0.49 | 0.3672 | 0.8914 | 0.1092 | 0.68571 | 0.018522 | 0.077064
8723 | 1 | 0.00012506 | 0.00015268 | 0 | 0.00020677 | 0.00011416 | 0.67 | 0.4498 | 0.8949 | 0.12558 | 0.69032 | 0.010334 | 0.070122
8724 | 1 | 0.00013596 | 9.7173e-05 | 0 | 0.00018797 | 0.00011416 | 0.75 | 0.5136 | 0.9202 | 0.10777 | 0.67189 | 0.0013373 | 0.10378
8725 | 1 | 0.00013989 | 6.3018e-05 | 0 | 0.00019032 | 0.00011416 | 0.75 | 0.5434 | 0.928 | 0.070105 | 0.65899 | 0.0064666 | 0.34813
8726 | 1 | 0.00014315 | 4.6218e-05 | 0 | 0.00021382 | 0.00011416 | 0.72 | 0.5433 | 0.9312 | 0.03508 | 0.65806 | 0.036671 | 0.82484
8727 | 1 | 0.00013818 | 4.9104e-05 | 0 | 0.00022322 | 0.00011416 | 0.62 | 0.5212 | 0.9198 | 0.044537 | 0.54931 | 0.044379 | 0.58109
8728 | 1 | 0.00012753 | 8.1705e-05 | 0 | 0.00022322 | 0.00011416 | 0.45 | 0.4819 | 0.9178 | 0.045087 | 0.55392 | 0.030183 | 0.26406
8729 | 1 | 0.00011196 | 0.0001596 | 0 | 0.00016448 | 0.00011416 | 0.21 | 0.4607 | 0.9142 | 0.047451 | 0.68203 | 0.0091946 | 0
8730 | 1 | 0.00010558 | 0.00020826 | 0 | 0.00011748 | 0.00011416 | 0 | 0.4562 | 0.9138 | 0.055369 | 0.68111 | 0.00080689 | 0
8731 | 1 | 0.0001146 | 0.00022288 | 0 | 8.8113e-05 | 0.00011416 | 0 | 0.4553 | 0.9182 | 0.094133 | 0.6977 | 5.8079e-05 | 0
8732 | 1 | 0.0001147 | 0.0002319 | 0 | 5.8742e-05 | 0.00011416 | 0 | 0.4531 | 0.8992 | 0.11767 | 0.72535 | 0.0086334 | 0
8733 | 1 | 0.00011325 | 0.00024045 | 0 | 3.7595e-05 | 0.00011416 | 0 | 0.4391 | 0.9325 | 0.15181 | 0.74562 | 0.020559 | 0
8734 | 1 | 0.00010918 | 0.00024837 | 0 | 2.3497e-05 | 0.00011416 | 0 | 0.4197 | 0.8656 | 0.13345 | 0.75115 | 0.018522 | 0
8735 | 1 | 9.7234e-05 | 0.00025548 | 0 | 9.3987e-06 | 0.00011416 | 0 | 0.3886 | 0.9006 | 0.1031 | 0.71982 | 0.010334 | 0
8736 | 1 | 8.1925e-05 | 0.0002621 | 0 | 5.8742e-06 | 0.00011416 | 0 | 0.3523 | 0.9581 | 0.066916 | 0.70783 | 0.0013373 | 0
8737 | 1 | 6.7225e-05 | 0.00026843 | 0 | 2.3497e-06 | 0.00011416 | 0 | 0.329 | 0.9728 | 0.036675 | 0.66728 | 0.0069846 | 0
8738 | 1 | 5.3115e-05 | 0.00027154 | 0 | 1.1748e-06 | 0.00011416 | 0 | 0.3059 | 0.9639 | 0.022379 | 0.66359 | 0.039075 | 0
8739 | 1 | 4.419e-05 | 0.0002739 | 0 | 1.4098e-05 | 0.00011416 | 0 | 0.2781 | 0.9467 | 0.014791 | 0.65161 | 0.047408 | 0
8740 | 1 | 3.8956e-05 | 0.00027531 | 0 | 3.7595e-05 | 0.00011416 | 0 | 0.2638 | 0.9047 | 0.019025 | 0.65069 | 0.032113 | 0
8741 | 1 | 3.6887e-05 | 0.00027712 | 0 | 9.3987e-05 | 0.00011416 | 0 | 0.2523 | 0.8211 | 0.01677 | 0.64793 | 0.0097645 | 0
8742 | 1 | 3.7799e-05 | 0.00027875 | 0 | 0.0001821 | 0.00011416 | 0 | 0.2395 | 0.7608 | 0.018915 | 0.64147 | 0.0008213 | 0
8743 | 1 | 4.4403e-05 | 0.00027901 | 0 | 0.0001586 | 0.00011416 | 0 | 0.2283 | 0.7013 | 0.03486 | 0.63594 | 7.933e-05 | 0
8744 | 1 | 5.7016e-05 | 0.00027457 | 0 | 0.00014685 | 0.00011416 | 0 | 0.2146 | 0.6569 | 0.047836 | 0.65253 | 0.0094656 | 0
8745 | 1 | 7.5548e-05 | 0.00023561 | 0 | 0.00016448 | 0.00011416 | 0.13 | 0.1884 | 0.6594 | 0.066641 | 0.67097 | 0.021915 | 0
8746 | 1 | 9.5791e-05 | 0.00019168 | 0 | 0.00018797 | 0.00011416 | 0.09 | 0.163 | 0.5844 | 0.11008 | 0.67281 | 0.019427 | 0
8747 | 1 | 0.00011252 | 0.00014754 | 0 | 0.00020677 | 0.00011416 | 0.15 | 0.1874 | 0.6327 | 0.14466 | 0.69862 | 0.010619 | 0.002418
8748 | 1 | 0.0001203 | 0.00011053 | 0 | 0.00018797 | 0.00011416 | 0.27 | 0.2123 | 0.8026 | 0.13691 | 0.6977 | 0.0013373 | 0
8749 | 1 | 0.00012126 | 8.8736e-05 | 0 | 0.00019032 | 0.00011416 | 0.25 | 0.2373 | 0.8294 | 0.12767 | 0.68756 | 0.0087032 | 0.095383
8750 | 1 | 0.00012318 | 7.571e-05 | 0 | 0.00021382 | 0.00011416 | 0.25 | 0.2226 | 0.8374 | 0.11712 | 0.68203 | 0.046912 | 0.014775
8751 | 1 | 0.00011863 | 7.9078e-05 | 0 | 0.00022322 | 0.00011416 | 0.25 | 0.175 | 0.8388 | 0.10183 | 0.67281 | 0.057314 | 0.0043791
8752 | 1 | 0.00010782 | 0.00010535 | 0 | 0.00022322 | 0.00011416 | 0.24 | 0.1242 | 0.8457 | 0.11024 | 0.67189 | 0.038394 | 0.012179
8753 | 1 | 9.5119e-05 | 0.00016015 | 0 | 0.00016448 | 0.00011416 | 0.03 | 0.1002 | 0.8219 | 0.13279 | 0.66912 | 0.011614 | 0
8754 | 1 | 9.0976e-05 | 0.00019686 | 0 | 0.00011748 | 0.00011416 | 0 | 0.0898 | 0.7798 | 0.16781 | 0.6765 | 0.00086555 | 0
8755 | 1 | 0.00010361 | 0.00021214 | 0 | 8.8113e-05 | 0.00011416 | 0 | 0.08 | 0.7406 | 0.27256 | 0.71429 | 0.00017275 | 0
8756 | 1 | 0.00010645 | 0.00022032 | 0 | 5.8742e-05 | 0.00011416 | 0 | 0.072 | 0.7215 | 0.30874 | 0.72166 | 0.012279 | 0
8757 | 1 | 9.9539e-05 | 0.00022876 | 0 | 3.7595e-05 | 0.00011416 | 0 | 0.0677 | 0.6814 | 0.26601 | 0.72811 | 0.026338 | 0
8758 | 1 | 8.8442e-05 | 0.00023905 | 0 | 2.3497e-05 | 0.00011416 | 0 | 0.0676 | 0.5164 | 0.21119 | 0.70599 | 0.022319 | 0
8759 | 1 | 7.1726e-05 | 0.00025022 | 0 | 9.3987e-06 | 0.00011416 | 0 | 0.072 | 0.3197 | 0.11981 | 0.67189 | 0.011505 | 0
8760 | 1 | 6.2836e-05 | 0.0002587 | 0 | 5.8742e-06 | 0.00011416 | 0 | 0.0786 | 0.1614 | 0.088635 | 0.65438 | 0.0013373 | 0
CHECK | 8760 | 1 | 1 | 1 | 1 | 1 | 1707.9 | 2198.0309 | 4134.0799 | 1219.0837 | 7054.7878 | 834.2881 | 1694.6129
|  | 1 | 1 | 1 | 1 | 1 | 0.19497 | 0.25092 | 0.47193 | 0.13916 | 0.80534 | 0.095238 | 0.19345
|  | ENTSOE | Processed based onMERRA-2 T | Processed based onMERRA-2 T | Same as before | Same as before | Entsoe | Entsoe | MERRA-2 | ENTSOE | ENTSOE |  | See Methodo
Based on Offshore TS France
Note on D14: ====== ID#AAAAGdnL9_8 Stefano Moret (2020-04-29 12:37:16) reduced by 0.0001 to have the sum exactly to 1

## 2.1 RESOURCES
[8 empty] | JRC TIMES table 5 Ref scenario 2030 | gwp direct (used for CCS). Data from :https://www.volker-quaschning.de/datserv/CO2-spez/index_e.php
{RESOURCES} | avail_local [GWh/y] | avail_exterior [GWh/y] | gwp_op_local [ktCO2-eq./GWh] | gwp_op_exterior [ktCO2-eq./GWh] | c_op_local [M€/GWh] | c_op_exterior [M€/GWh]
ELECTRICITY | 0 | 0 | 0 | 0 | 0 | 0
GASOLINE | 0 | 100000000 | 0.3448 | 0.3448 | 0.082366 | 0.082366
DIESEL | 0 | 100000000 | 0.3148 | 0.3148 | 0.079744 | 0.079744
BIOETHANOL | 0 | 100000000 | 0 | 0 | 0.22571 | 0.22571
BIODIESEL | 0 | 100000000 | 0 | 0 | 0.24 | 0.24
LFO | 0 | 100000000 | 0.3115 | 0.3115 | 0.05674 | 0.05674
NG | 0 | 100000000 | 0.2666 | 0.2666 | 0.041454 | 0.041454
SNG | 0 | 100000000 | 0 | 0 | 0.19714 | 0.19714
WOOD | 81898.46 | 0 | 0.0118 | 0.0118 | 0.017488 | 0.02664
WET_BIOMASS | 158702.98 | 0 | 0.0118 | 0.0118 | 0.0065736 | 0.004674
WASTE | 38204.55 | 0 | 0.1501 | 0.1501 | 0.0071722 | 0.02664
COAL | 0 | 100000000 | 0.4014 | 0.4014 | 0.017642 | 0.017642
URANIUM | 0 | 100000000 | 0.0039 | 0.0039 | 0.0038765 | 0.0038765
H2 | 0 | 100000000 | 0 | 0 | 0.17714 | 0.17714
SLF | 0 | 100000000 | 0 | 0 | 0.21143 | 0.21143
CO2_EMISSIONS | 0 | 100000000 | 0 | 0 | 0 | 0
RES_WIND | 0 | 100000000 | 0 | 0 | 0 | 0
RES_SOLAR | 0 | 100000000 | 0 | 0 | 0 | 0
RES_HYDRO | 0 | 100000000 | 0 | 0 | 0 | 0
RES_GEO | 0 | 100000000 | 0 | 0 | 0 | 0
CO2_ATM | 0 | 100000000 | 0 | 0 | 0 | 0
CO2_INDUSTRY | 0 | 0 | 0 | 0 | 0 | 0
CO2_CAPTURED | 0 | 0 | 0 | 0 | 0 | 0
PT_HEAT | 0 | 0 | 0 | 0 | 0 | 0
ST_HEAT | 0 | 0 | 0 | 0 | 0 | 0
Sources
Data sources - availability
MSW
Original Source (Nasato): European Environment Agency, Municipal waste management in Switzerland, 2013 - https://www.google.ch/url?sa=t&rct=j&q=&esrc=s&source=web&cd=5&ved=0ahUKEwjPi-zzmoTNAhUCchQKHQd2Bx0QFghFMAQ&url=http%3A%2F%2Fwww.eea.europa.eu%2Fpublications%2Fmanaging-municipal-solid-waste%2Fswitzerland-municipal-waste-management&usg=AFQjCNG-EhU5wC33CffxE8WAP7ebqEP4dg&sig2=tvnZsemhLdBvRyWaL9halQ
Data of this report are taken from Eurostat, municipal solid waste database. http://ec.europa.eu/eurostat/statistics-explained/index.php/Municipal_waste_statistics |  |  |  |  | Source
|  |  | kg/ca |  | Data for CH in 2014, from http://ec.europa.eu/eurostat/statistics-explained/index.php/Municipal_waste_statistics
Average prod CH |  |  | - |  | Estimated from EEA report. In CH there's more or less 50% recycling - 50% incineration
% recycled |  |  | ha |  | from energyscope, average for 2035 projection. http://www.bfs.admin.ch/bfs/portal/fr/index/news/publikationen.html?publicationID=3988
Population |  |  | kg
Available MSW |  |  | MJ/kg |  | Value for Lausanne, see Geo&Bio paper
LHV MSW |  |  | MJ
Available MSW |  |  | GWh
Available MSW
Wood wet (50%)
Source: Steubing et al, Bioenergy in Switzerland: Assessing the domestic sustainable biomass potential, 2010
kg_H20/kg_wet_wood
Humidity |  |  | MJ/kg_wet
LHV
Sust. Pot [t_dry/y]
1502374
Forest energy wood |  |  | 420000
Industrial wood residues |  |  | 263444
Wood from landscape maintenance |  |  | 484093
Waste wood |  |  | 2669911
Total potential [t_dry] |  |  | 2669911
Total potential [t_wet] |  |  | 0
Total potenital [GWh]
Data sources - operating emissions
Source: ecoinvent v3.2 (allocation at the point of substitution). Most values already available in Geo&Bio paper. Other are sourced here from ecoinvent
[5 empty] | IPCC 2013 - GWP 100a |  | Source
Coal |  |  |  |  | 1.0837 |  | ecoinvent entry "electricity production, hard coal, DE"
Emission of electricity production |  |  | 0.86347 |  | 0
market for chlorine, gaseous [RER] |  |  | 0.43586 |  | 0
market for hard coal [WEU] |  |  | 0.011909 |  | 0
market for hard coal ash [GLO] |  |  | 132309540 |  | 0
market for hard coal power plant [GLO] |  |  | 0.55834 |  | 0
market for light fuel oil [Europe without Switzerland] |  |  | 0.82344 |  | 0
market for NOx retained, by selective catalytic reduction [GLO] |  |  | 0.022335 |  | 0
market for residue from cooling tower [GLO] |  |  | 0.65755 |  | 0
market for SOx retained, in hard coal flue gas desulfurisation [GLO] |  |  | 2.5347e-05 |  | 0
market for water, completely softened, from decarbonised water, at user [GLO] |  |  | 7.9857e-06 |  | 0
market for water, decarbonised, at user [GLO] |  |  |  |  | 1.0837
Difference (coal combustion) |  |  |  |  | #DIV/0!
Difference (coal combustion)
|  |  | - |  | ecoinvent entry "electricity production, hard coal, DE"
Efficiency |  |  | kWh_coal/kWh_e
Coal input |  |  | kWh/kg_coal
Coal LHV |  |  | kgCO2-eq/kWh_coal
Coal gwp transport/production |  |  | kgCO2-eq/kWh_coal
Coal gwp combustion
Nuclear |  |  | kgCO2-eq/kg_u |  | ecoinvent entry "market for uranium, enriched 3.8%, in fuel element for light water reactor [GLO]"
Uranium transport |  |  | GJ/kg_u |  | Uranium enriched to 3.5%, in LWR. From: http://www.world-nuclear.org/information-library/facts-and-figures/heat-values-of-various-fuels.aspx
Uranium LHV |  |  | kgCO2-eq/kWh_u
Uranium gwp transport/production
Note on D2: ====== ID#AAAAGdnL9_o Stefano Moret (2020-04-29 12:37:16) Mostly from Geo&Bio paper. Includes transport/, extraction/production + combustion
Note on D6: ====== ID#AAAAGdnL9_g Stefano Moret (2020-04-29 12:37:16) As there is no import, set to 0
Note on E6: ====== ID#AAAAGdnL9_g Stefano Moret (2020-04-29 12:37:16) As there is no import, set to 0

## 2.2 User defined
Typical days inputs :
Typical Days
Number (min 1, max 365) | 12
Weights |  | Cell importance
Electricity (%_elec) | 3 | 196794.5
Space Heating (%_sh) | 3 | 187544.56
PV | 1.5 | 176.9653 | Weight changed : 3 for RE, and 50-50 between sun and wind
Wind_onshore | 0.75 | 86.8385
Wind_offshore | 0.75 | 56.3476
Space Cooling | 1 | 72000
Hydro_dam | 0 | 2.531
Economical input
Interest rate | i_rate | 0.015 | [-] | TBC
Political inputs
re_share | re_share | 0 | [-] |  |  |  | From Belgium heating road map (http://vbn.aau.dk/files/287929422/Country_Roadmap_Belgium_20181005.pdf)
CO2 limit | gwp_limit | 482200 | [tCO2_eq/year]
Land available for solar limit | solar_area | 1000000 | km2
Solar characteristics
Power density [GW/km2] | power_density_pv | 0.2367 | PV : 1 kW/4.22m2 => 0.2367 kW/m2 => 0.2367 GW/km2
| power_density_solar_thermal | 0.2857 | Solar thermal : 1 kW/3.5m2 => 0.2857 kW/m2 => 0.2857 GW/km2
Technologies shares
min/max share | min. |  | max.
share_mobility_public | %_public,min | 0.199 | %_public,max | 0.5 |  | TBC
share_freight_train | %_rail,min | 0.109 | %_rail,max | 0.25 |  | TBC
share_freight_boat | %_boat,min | 0.156 | %_boat,max | 0.3 |  | TBC
share_freight_truck | %_truck,min | 0 | %_truck,max | 3 |  | TBC
share_heat_dhn | %_dhn,min | 0.02 | %_dhn,max | 0.37 |  | TBC
Electric vehicles
Max number of cars | vehicuke_capacity ('PHEV') | 50.4 | # km-pass/h/veh. : Gives the equivalence between capacity and number of vehicles.
| vehicuke_capacity ('BEV') | 50.4 | # km-pass/h/veh. : Gives the equivalence between capacity and number of vehicles. |  | TBC
Electric vehicle Battery size | ev_batt,size('PHEV') | 4.4e-06 | Battery of PHEV = 4.4kWh per car |  |  |  | From Belgium statistiques : https://mobilit.belgium.be/sites/default/files/chiffres_cles_mobilite_2017.pdf
| ev_batt,size('BEV') | 2.4e-05 | Battery of BEV = 24kWh per car |  |  |  | Interpretation : %pub_min = 18%
%_rail_min = 12.4%
Network
loss_network
ELECTRICITY | 0.061239 | [-]
HEAT_LOW_T_DHN | 0.07 | [-] | TBC
Cost to enforce power grid to full RE potential
c_grid_enforce | 367.8 | M€/GW of renewables | TBC
[GW] Maximum power of electrical interconnections
import_capacity | 9.2

## 2.3 EUD
end_uses_demand_year :
param end_uses_demand_year: | HOUSEHOLDS | SERVICES | INDUSTRY | TRANSPORTATION
ELECTRICITY | 715.37 | 863.11 | 1580.79 | 0 | [GWh].
LIGHTING | 44560.96 | 53764.18 | 98469.36 | 0 | [GWh]
HEAT_HIGH_T | 0 | 0 | 91758.76 | 0 | [GWh]
HEAT_LOW_T_SH | 93157.8 | 70520.27 | 23866.49 | 0 | [GWh]
HEAT_LOW_T_HW | 23812.27 | 15808.41 | 6183.34 | 0 | [GWh]
PROCESS_COOLING | 0 | 13000 | 15000 | 0
SPACE_COOLING | 16837.23 | 41162.77 | 14000 | 0
MOBILITY_PASSENGER | 0 | 0 | 0 | 766000 | [Mpkm]
MOBILITY_FREIGHT | 0 | 0 | 0 | 298000 | [Mtkm]
NON_ENERGY | 0 | 0 | 77351.13 | 0 | [GWh]
Note on B2: ====== ID#AAAAGdnL9_E Stefano Moret (2020-04-29 12:37:16) Excluding gas for cooking
Note on D7: ====== ID#AAAAGdnL-AI Stefano Moret (2020-04-29 12:37:16) Intermediate scenario in PROGNOS. In the SES Excel different value because there the average between the 3 scenarios is taken.

## 3.1 layers_in_out
param layers_in_out: | ELECTRICITY | GASOLINE | DIESEL | LFO | NG | WOOD | WET_BIOMASS | COAL | URANIUM | WASTE | H2 | SLF | HEAT_HIGH_T | HEAT_LOW_T_DHN | HEAT_LOW_T_DECEN | SPACE_COOLING | PROCESS_COOLING | MOB_PUBLIC | MOB_PRIVATE | MOB_FREIGHT_RAIL | MOB_FREIGHT_ROAD | MOB_FREIGHT_BOAT | RES_WIND | RES_SOLAR | RES_HYDRO | RES_GEO | NON_ENERGY | CO2_ATM | CO2_INDUSTRY | CO2_CAPTURED | PT_HEAT | ST_HEAT:=
ELECTRICITY | 1 | 0 | 0 | 0 | 0 | 0 | 0 | 0 | 0 | 0 | 0 | 0 | 0 | 0 | 0 | 0 | 0 | 0 | 0 | 0 | 0 | 0 | 0 | 0 | 0 | 0 | 0 | 0 | 0 | 0 | 0 | 0
GASOLINE | 0 | 1 | 0 | 0 | 0 | 0 | 0 | 0 | 0 | 0 | 0 | 0 | 0 | 0 | 0 | 0 | 0 | 0 | 0 | 0 | 0 | 0 | 0 | 0 | 0 | 0 | 0 | 0 | 0 | 0 | 0 | 0
DIESEL | 0 | 0 | 1 | 0 | 0 | 0 | 0 | 0 | 0 | 0 | 0 | 0 | 0 | 0 | 0 | 0 | 0 | 0 | 0 | 0 | 0 | 0 | 0 | 0 | 0 | 0 | 0 | 0 | 0 | 0 | 0 | 0
BIOETHANOL | 0 | 1 | 0 | 0 | 0 | 0 | 0 | 0 | 0 | 0 | 0 | 0 | 0 | 0 | 0 | 0 | 0 | 0 | 0 | 0 | 0 | 0 | 0 | 0 | 0 | 0 | 0 | 0 | 0 | 0 | 0 | 0
BIODIESEL | 0 | 0 | 1 | 0 | 0 | 0 | 0 | 0 | 0 | 0 | 0 | 0 | 0 | 0 | 0 | 0 | 0 | 0 | 0 | 0 | 0 | 0 | 0 | 0 | 0 | 0 | 0 | 0 | 0 | 0 | 0 | 0
LFO | 0 | 0 | 0 | 1 | 0 | 0 | 0 | 0 | 0 | 0 | 0 | 0 | 0 | 0 | 0 | 0 | 0 | 0 | 0 | 0 | 0 | 0 | 0 | 0 | 0 | 0 | 0 | 0 | 0 | 0 | 0 | 0
NG | 0 | 0 | 0 | 0 | 1 | 0 | 0 | 0 | 0 | 0 | 0 | 0 | 0 | 0 | 0 | 0 | 0 | 0 | 0 | 0 | 0 | 0 | 0 | 0 | 0 | 0 | 0 | 0 | 0 | 0 | 0 | 0
SNG | 0 | 0 | 0 | 0 | 1 | 0 | 0 | 0 | 0 | 0 | 0 | 0 | 0 | 0 | 0 | 0 | 0 | 0 | 0 | 0 | 0 | 0 | 0 | 0 | 0 | 0 | 0 | 0 | 0 | 0 | 0 | 0
WOOD | 0 | 0 | 0 | 0 | 0 | 1 | 0 | 0 | 0 | 0 | 0 | 0 | 0 | 0 | 0 | 0 | 0 | 0 | 0 | 0 | 0 | 0 | 0 | 0 | 0 | 0 | 0 | 0 | 0 | 0 | 0 | 0
WET_BIOMASS | 0 | 0 | 0 | 0 | 0 | 0 | 1 | 0 | 0 | 0 | 0 | 0 | 0 | 0 | 0 | 0 | 0 | 0 | 0 | 0 | 0 | 0 | 0 | 0 | 0 | 0 | 0 | 0 | 0 | 0 | 0 | 0
COAL | 0 | 0 | 0 | 0 | 0 | 0 | 0 | 1 | 0 | 0 | 0 | 0 | 0 | 0 | 0 | 0 | 0 | 0 | 0 | 0 | 0 | 0 | 0 | 0 | 0 | 0 | 0 | 0 | 0 | 0 | 0 | 0
URANIUM | 0 | 0 | 0 | 0 | 0 | 0 | 0 | 0 | 1 | 0 | 0 | 0 | 0 | 0 | 0 | 0 | 0 | 0 | 0 | 0 | 0 | 0 | 0 | 0 | 0 | 0 | 0 | 0 | 0 | 0 | 0 | 0
WASTE | 0 | 0 | 0 | 0 | 0 | 0 | 0 | 0 | 0 | 1 | 0 | 0 | 0 | 0 | 0 | 0 | 0 | 0 | 0 | 0 | 0 | 0 | 0 | 0 | 0 | 0 | 0 | 0 | 0 | 0 | 0 | 0
H2 | 0 | 0 | 0 | 0 | 0 | 0 | 0 | 0 | 0 | 0 | 1 | 0 | 0 | 0 | 0 | 0 | 0 | 0 | 0 | 0 | 0 | 0 | 0 | 0 | 0 | 0 | 0 | 0 | 0 | 0 | 0 | 0
SLF | 0 | 0 | 0 | 0 | 0 | 0 | 0 | 0 | 0 | 0 | 0 | 1 | 0 | 0 | 0 | 0 | 0 | 0 | 0 | 0 | 0 | 0 | 0 | 0 | 0 | 0 | 0 | 0 | 0 | 0 | 0 | 0
ELEC_EXPORT | -1 | 0 | 0 | 0 | 0 | 0 | 0 | 0 | 0 | 0 | 0 | 0 | 0 | 0 | 0 | 0 | 0 | 0 | 0 | 0 | 0 | 0 | 0 | 0 | 0 | 0 | 0 | 0 | 0 | 0 | 0 | 0
CO2_EMISSIONS | 0 | 0 | 0 | 0 | 0 | 0 | 0 | 0 | 0 | 0 | 0 | 0 | 0 | 0 | 0 | 0 | 0 | 0 | 0 | 0 | 0 | 0 | 0 | 0 | 0 | 0 | 0 | 0 | -1 | 0 | 0 | 0
RES_WIND | 0 | 0 | 0 | 0 | 0 | 0 | 0 | 0 | 0 | 0 | 0 | 0 | 0 | 0 | 0 | 0 | 0 | 0 | 0 | 0 | 0 | 0 | 1 | 0 | 0 | 0 | 0 | 0 | 0 | 0 | 0 | 0
RES_SOLAR | 0 | 0 | 0 | 0 | 0 | 0 | 0 | 0 | 0 | 0 | 0 | 0 | 0 | 0 | 0 | 0 | 0 | 0 | 0 | 0 | 0 | 0 | 0 | 1 | 0 | 0 | 0 | 0 | 0 | 0 | 0 | 0
RES_HYDRO | 0 | 0 | 0 | 0 | 0 | 0 | 0 | 0 | 0 | 0 | 0 | 0 | 0 | 0 | 0 | 0 | 0 | 0 | 0 | 0 | 0 | 0 | 0 | 0 | 1 | 0 | 0 | 0 | 0 | 0 | 0 | 0
RES_GEO | 0 | 0 | 0 | 0 | 0 | 0 | 0 | 0 | 0 | 0 | 0 | 0 | 0 | 0 | 0 | 0 | 0 | 0 | 0 | 0 | 0 | 0 | 0 | 0 | 0 | 1 | 0 | 0 | 0 | 0 | 0 | 0
CO2_ATM | 0 | 0 | 0 | 0 | 0 | 0 | 0 | 0 | 0 | 0 | 0 | 0 | 0 | 0 | 0 | 0 | 0 | 0 | 0 | 0 | 0 | 0 | 0 | 0 | 0 | 0 | 0 | 1 | 0 | 0 | 0 | 0
CO2_INDUSTRY | 0 | 0 | 0 | 0 | 0 | 0 | 0 | 0 | 0 | 0 | 0 | 0 | 0 | 0 | 0 | 0 | 0 | 0 | 0 | 0 | 0 | 0 | 0 | 0 | 0 | 0 | 0 | 0 | 1 | 0 | 0 | 0
CO2_CAPTURED | 0 | 0 | 0 | 0 | 0 | 0 | 0 | 0 | 0 | 0 | 0 | 0 | 0 | 0 | 0 | 0 | 0 | 0 | 0 | 0 | 0 | 0 | 0 | 0 | 0 | 0 | 0 | 0 | 0 | 1 | 0 | 0
PT_HEAT | 0 | 0 | 0 | 0 | 0 | 0 | 0 | 0 | 0 | 0 | 0 | 0 | 0 | 0 | 0 | 0 | 0 | 0 | 0 | 0 | 0 | 0 | 0 | 0 | 0 | 0 | 0 | 0 | 0 | 0 | 1 | 0
ST_HEAT | 0 | 0 | 0 | 0 | 0 | 0 | 0 | 0 | 0 | 0 | 0 | 0 | 0 | 0 | 0 | 0 | 0 | 0 | 0 | 0 | 0 | 0 | 0 | 0 | 0 | 0 | 0 | 0 | 0 | 0 | 0 | 1
NUCLEAR | 1 | 0 | 0 | 0 | 0 | 0 | 0 | 0 | -2.7027 | 0 | 0 | 0 | 0 | 0 | 0 | 0 | 0 | 0 | 0 | 0 | 0 | 0 | 0 | 0 | 0 | 0 | 0 | 0 | 0 | 0 | 0 | 0
CCGT | 1 | 0 | 0 | 0 | -1.5873 | 0 | 0 | 0 | 0 | 0 | 0 | 0 | 0 | 0 | 0 | 0 | 0 | 0 | 0 | 0 | 0 | 0 | 0 | 0 | 0 | 0 | 0 | 0 | 0.31746 | 0 | 0 | 0
COAL_US | 1 | 0 | 0 | 0 | 0 | 0 | 0 | -2.0408 | 0 | 0 | 0 | 0 | 0 | 0 | 0 | 0 | 0 | 0 | 0 | 0 | 0 | 0 | 0 | 0 | 0 | 0 | 0 | 0 | 0.73469 | 0 | 0 | 0
COAL_IGCC | 1 | 0 | 0 | 0 | 0 | 0 | 0 | -1.8519 | 0 | 0 | 0 | 0 | 0 | 0 | 0 | 0 | 0 | 0 | 0 | 0 | 0 | 0 | 0 | 0 | 0 | 0 | 0 | 0 | 0.66668 | 0 | 0 | 0
PV | 1 | 0 | 0 | 0 | 0 | 0 | 0 | 0 | 0 | 0 | 0 | 0 | 0 | 0 | 0 | 0 | 0 | 0 | 0 | 0 | 0 | 0 | 0 | -1 | 0 | 0 | 0 | 0 | 0 | 0 | 0 | 0
PT_POWER_BLOCK | 1 | 0 | 0 | 0 | 0 | 0 | 0 | 0 | 0 | 0 | 0 | 0 | 0 | 0 | 0 | 0 | 0 | 0 | 0 | 0 | 0 | 0 | 0 | 0 | 0 | 0 | 0 | 0 | 0 | 0 | -4.86 | 0
ST_POWER_BLOCK | 1 | 0 | 0 | 0 | 0 | 0 | 0 | 0 | 0 | 0 | 0 | 0 | 0 | 0 | 0 | 0 | 0 | 0 | 0 | 0 | 0 | 0 | 0 | 0 | 0 | 0 | 0 | 0 | 0 | 0 | 0 | -3.9
STIRLING_DISH | 1 | 0 | 0 | 0 | 0 | 0 | 0 | 0 | 0 | 0 | 0 | 0 | 0 | 0 | 0 | 0 | 0 | 0 | 0 | 0 | 0 | 0 | 0 | -1 | 0 | 0 | 0 | 0 | 0 | 0 | 0 | 0
WIND_ONSHORE | 1 | 0 | 0 | 0 | 0 | 0 | 0 | 0 | 0 | 0 | 0 | 0 | 0 | 0 | 0 | 0 | 0 | 0 | 0 | 0 | 0 | 0 | -1 | 0 | 0 | 0 | 0 | 0 | 0 | 0 | 0 | 0
WIND_OFFSHORE | 1 | 0 | 0 | 0 | 0 | 0 | 0 | 0 | 0 | 0 | 0 | 0 | 0 | 0 | 0 | 0 | 0 | 0 | 0 | 0 | 0 | 0 | -1 | 0 | 0 | 0 | 0 | 0 | 0 | 0 | 0 | 0
HYDRO_DAM | 1 | 0 | 0 | 0 | 0 | 0 | 0 | 0 | 0 | 0 | 0 | 0 | 0 | 0 | 0 | 0 | 0 | 0 | 0 | 0 | 0 | 0 | 0 | 0 | -1 | 0 | 0 | 0 | 0 | 0 | 0 | 0
HYDRO_RIVER | 1 | 0 | 0 | 0 | 0 | 0 | 0 | 0 | 0 | 0 | 0 | 0 | 0 | 0 | 0 | 0 | 0 | 0 | 0 | 0 | 0 | 0 | 0 | 0 | -1 | 0 | 0 | 0 | 0 | 0 | 0 | 0
NEW_TIDAL_STREAM | 1 | 0 | 0 | 0 | 0 | 0 | 0 | 0 | 0 | 0 | 0 | 0 | 0 | 0 | 0 | 0 | 0 | 0 | 0 | 0 | 0 | 0 | 0 | 0 | -1 | 0 | 0 | 0 | 0 | 0 | 0 | 0
TIDAL_STREAM | 1 | 0 | 0 | 0 | 0 | 0 | 0 | 0 | 0 | 0 | 0 | 0 | 0 | 0 | 0 | 0 | 0 | 0 | 0 | 0 | 0 | 0 | 0 | 0 | -1 | 0 | 0 | 0 | 0 | 0 | 0 | 0
TIDAL_RANGE | 1 | 0 | 0 | 0 | 0 | 0 | 0 | 0 | 0 | 0 | 0 | 0 | 0 | 0 | 0 | 0 | 0 | 0 | 0 | 0 | 0 | 0 | 0 | 0 | -1 | 0 | 0 | 0 | 0 | 0 | 0 | 0
WAVE | 1 | 0 | 0 | 0 | 0 | 0 | 0 | 0 | 0 | 0 | 0 | 0 | 0 | 0 | 0 | 0 | 0 | 0 | 0 | 0 | 0 | 0 | 0 | 0 | -1 | 0 | 0 | 0 | 0 | 0 | 0 | 0
GEOTHERMAL | 1 | 0 | 0 | 0 | 0 | 0 | 0 | 0 | 0 | 0 | 0 | 0 | 0 | 0 | 0 | 0 | 0 | 0 | 0 | 0 | 0 | 0 | 0 | 0 | 0 | -1 | 0 | 0 | 0 | 0 | 0 | 0
IND_COGEN_GAS | 0.9565 | 0 | 0 | 0 | -2.1739 | 0 | 0 | 0 | 0 | 0 | 0 | 0 | 1 | 0 | 0 | 0 | 0 | 0 | 0 | 0 | 0 | 0 | 0 | 0 | 0 | 0 | 0 | 0 | 0.43478 | 0 | 0 | 0
IND_COGEN_WOOD | 0.3396 | 0 | 0 | 0 | 0 | -1.8868 | 0 | 0 | 0 | 0 | 0 | 0 | 1 | 0 | 0 | 0 | 0 | 0 | 0 | 0 | 0 | 0 | 0 | 0 | 0 | 0 | 0 | 0 | 0.73585 | 0 | 0 | 0
IND_COGEN_WASTE | 0.4444 | 0 | 0 | 0 | 0 | 0 | 0 | 0 | 0 | -2.2222 | 0 | 0 | 1 | 0 | 0 | 0 | 0 | 0 | 0 | 0 | 0 | 0 | 0 | 0 | 0 | 0 | 0 | 0 | 0 | 0 | 0 | 0
IND_BOILER_GAS | 0 | 0 | 0 | 0 | -1.0785 | 0 | 0 | 0 | 0 | 0 | 0 | 0 | 1 | 0 | 0 | 0 | 0 | 0 | 0 | 0 | 0 | 0 | 0 | 0 | 0 | 0 | 0 | 0 | 0.2157 | 0 | 0 | 0
IND_BOILER_WOOD | 0 | 0 | 0 | 0 | 0 | -1.1568 | 0 | 0 | 0 | 0 | 0 | 0 | 1 | 0 | 0 | 0 | 0 | 0 | 0 | 0 | 0 | 0 | 0 | 0 | 0 | 0 | 0 | 0 | 0.45115 | 0 | 0 | 0
IND_BOILER_OIL | 0 | 0 | 0 | -1.1461 | 0 | 0 | 0 | 0 | 0 | 0 | 0 | 0 | 1 | 0 | 0 | 0 | 0 | 0 | 0 | 0 | 0 | 0 | 0 | 0 | 0 | 0 | 0 | 0 | 0.30945 | 0 | 0 | 0
IND_BOILER_COAL | 0 | 0 | 0 | 0 | 0 | 0 | 0 | -1.2195 | 0 | 0 | 0 | 0 | 1 | 0 | 0 | 0 | 0 | 0 | 0 | 0 | 0 | 0 | 0 | 0 | 0 | 0 | 0 | 0 | 0.43902 | 0 | 0 | 0
IND_BOILER_WASTE | 0 | 0 | 0 | 0 | 0 | 0 | 0 | 0 | 0 | -1.2195 | 0 | 0 | 1 | 0 | 0 | 0 | 0 | 0 | 0 | 0 | 0 | 0 | 0 | 0 | 0 | 0 | 0 | 0 | 0 | 0 | 0 | 0
IND_DIRECT_ELEC | -1 | 0 | 0 | 0 | 0 | 0 | 0 | 0 | 0 | 0 | 0 | 0 | 1 | 0 | 0 | 0 | 0 | 0 | 0 | 0 | 0 | 0 | 0 | 0 | 0 | 0 | 0 | 0 | 0 | 0 | 0 | 0
DHN_HP_ELEC | -0.25 | 0 | 0 | 0 | 0 | 0 | 0 | 0 | 0 | 0 | 0 | 0 | 0 | 1 | 0 | 0 | 0 | 0 | 0 | 0 | 0 | 0 | 0 | 0 | 0 | 0 | 0 | 0 | 0 | 0 | 0 | 0
DHN_COGEN_GAS | 1.25 | 0 | 0 | 0 | -2.5 | 0 | 0 | 0 | 0 | 0 | 0 | 0 | 0 | 1 | 0 | 0 | 0 | 0 | 0 | 0 | 0 | 0 | 0 | 0 | 0 | 0 | 0 | 0 | 0.5 | 0 | 0 | 0
DHN_COGEN_WOOD | 0.3396 | 0 | 0 | 0 | 0 | -1.8868 | 0 | 0 | 0 | 0 | 0 | 0 | 0 | 1 | 0 | 0 | 0 | 0 | 0 | 0 | 0 | 0 | 0 | 0 | 0 | 0 | 0 | 0 | 0.73585 | 0 | 0 | 0
DHN_COGEN_WASTE | 0.4444 | 0 | 0 | 0 | 0 | 0 | 0 | 0 | 0 | -2.2222 | 0 | 0 | 0 | 1 | 0 | 0 | 0 | 0 | 0 | 0 | 0 | 0 | 0 | 0 | 0 | 0 | 0 | 0 | 0 | 0 | 0 | 0
DHN_COGEN_WET_BIOMASS | 0.875 | 0 | 0 | 0 | 0 | 0 | -2.5 | 0 | 0 | 0 | 0 | 0 | 0 | 1 | 0 | 0 | 0 | 0 | 0 | 0 | 0 | 0 | 0 | 0 | 0 | 0 | 0 | 0 | 0.975 | 0 | 0 | 0
DHN_BOILER_GAS | 0 | 0 | 0 | 0 | -1.0785 | 0 | 0 | 0 | 0 | 0 | 0 | 0 | 0 | 1 | 0 | 0 | 0 | 0 | 0 | 0 | 0 | 0 | 0 | 0 | 0 | 0 | 0 | 0 | 0.2157 | 0 | 0 | 0
DHN_BOILER_WOOD | 0 | 0 | 0 | 0 | 0 | -1.1568 | 0 | 0 | 0 | 0 | 0 | 0 | 0 | 1 | 0 | 0 | 0 | 0 | 0 | 0 | 0 | 0 | 0 | 0 | 0 | 0 | 0 | 0 | 0.45115 | 0 | 0 | 0
DHN_BOILER_OIL | 0 | 0 | 0 | -1.1461 | 0 | 0 | 0 | 0 | 0 | 0 | 0 | 0 | 0 | 1 | 0 | 0 | 0 | 0 | 0 | 0 | 0 | 0 | 0 | 0 | 0 | 0 | 0 | 0 | 0.30945 | 0 | 0 | 0
DHN_DEEP_GEO | 0 | 0 | 0 | 0 | 0 | 0 | 0 | 0 | 0 | 0 | 0 | 0 | 0 | 1 | 0 | 0 | 0 | 0 | 0 | 0 | 0 | 0 | 0 | 0 | 0 | -1 | 0 | 0 | 0 | 0 | 0 | 0
DHN_SOLAR | 0 | 0 | 0 | 0 | 0 | 0 | 0 | 0 | 0 | 0 | 0 | 0 | 0 | 1 | 0 | 0 | 0 | 0 | 0 | 0 | 0 | 0 | 0 | -1 | 0 | 0 | 0 | 0 | 0 | 0 | 0 | 0
DEC_HP_ELEC | -0.3333 | 0 | 0 | 0 | 0 | 0 | 0 | 0 | 0 | 0 | 0 | 0 | 0 | 0 | 1 | 0 | 0 | 0 | 0 | 0 | 0 | 0 | 0 | 0 | 0 | 0 | 0 | 0 | 0 | 0 | 0 | 0
DEC_THHP_GAS | 0 | 0 | 0 | 0 | -0.6667 | 0 | 0 | 0 | 0 | 0 | 0 | 0 | 0 | 0 | 1 | 0 | 0 | 0 | 0 | 0 | 0 | 0 | 0 | 0 | 0 | 0 | 0 | 0 | 0 | 0 | 0 | 0
DEC_COGEN_GAS | 0.9565 | 0 | 0 | 0 | -2.1739 | 0 | 0 | 0 | 0 | 0 | 0 | 0 | 0 | 0 | 1 | 0 | 0 | 0 | 0 | 0 | 0 | 0 | 0 | 0 | 0 | 0 | 0 | 0 | 0 | 0 | 0 | 0
DEC_COGEN_OIL | 0.907 | 0 | 0 | -2.3256 | 0 | 0 | 0 | 0 | 0 | 0 | 0 | 0 | 0 | 0 | 1 | 0 | 0 | 0 | 0 | 0 | 0 | 0 | 0 | 0 | 0 | 0 | 0 | 0 | 0 | 0 | 0 | 0
DEC_ADVCOGEN_GAS | 2.6364 | 0 | 0 | 0 | -4.5455 | 0 | 0 | 0 | 0 | 0 | 0 | 0 | 0 | 0 | 1 | 0 | 0 | 0 | 0 | 0 | 0 | 0 | 0 | 0 | 0 | 0 | 0 | 0 | 0 | 0 | 0 | 0
DEC_ADVCOGEN_H2 | 2.6364 | 0 | 0 | 0 | 0 | 0 | 0 | 0 | 0 | 0 | -4.5455 | 0 | 0 | 0 | 1 | 0 | 0 | 0 | 0 | 0 | 0 | 0 | 0 | 0 | 0 | 0 | 0 | 0 | 0 | 0 | 0 | 0
DEC_BOILER_GAS | 0 | 0 | 0 | 0 | -1.1111 | 0 | 0 | 0 | 0 | 0 | 0 | 0 | 0 | 0 | 1 | 0 | 0 | 0 | 0 | 0 | 0 | 0 | 0 | 0 | 0 | 0 | 0 | 0 | 0 | 0 | 0 | 0
DEC_BOILER_WOOD | 0 | 0 | 0 | 0 | 0 | -1.1765 | 0 | 0 | 0 | 0 | 0 | 0 | 0 | 0 | 1 | 0 | 0 | 0 | 0 | 0 | 0 | 0 | 0 | 0 | 0 | 0 | 0 | 0 | 0 | 0 | 0 | 0
DEC_BOILER_OIL | 0 | 0 | 0 | -1.1765 | 0 | 0 | 0 | 0 | 0 | 0 | 0 | 0 | 0 | 0 | 1 | 0 | 0 | 0 | 0 | 0 | 0 | 0 | 0 | 0 | 0 | 0 | 0 | 0 | 0 | 0 | 0 | 0
DEC_SOLAR | 0 | 0 | 0 | 0 | 0 | 0 | 0 | 0 | 0 | 0 | 0 | 0 | 0 | 0 | 1 | 0 | 0 | 0 | 0 | 0 | 0 | 0 | 0 | -1 | 0 | 0 | 0 | 0 | 0 | 0 | 0 | 0
DEC_DIRECT_ELEC | -1 | 0 | 0 | 0 | 0 | 0 | 0 | 0 | 0 | 0 | 0 | 0 | 0 | 0 | 1 | 0 | 0 | 0 | 0 | 0 | 0 | 0 | 0 | 0 | 0 | 0 | 0 | 0 | 0 | 0 | 0 | 0
BIG_SPLIT | -0.1613 | 0 | 0 | 0 | 0 | 0 | 0 | 0 | 0 | 0 | 0 | 0 | 0 | 0 | 0 | 1 | 0 | 0 | 0 | 0 | 0 | 0 | 0 | 0 | 0 | 0 | 0 | 0 | 0 | 0 | 0 | 0
CHILLER_WC | -0.1449 | 0 | 0 | 0 | 0 | 0 | 0 | 0 | 0 | 0 | 0 | 0 | 0 | 0 | 0 | 0 | 1 | 0 | 0 | 0 | 0 | 0 | 0 | 0 | 0 | 0 | 0 | 0 | 0 | 0 | 0 | 0
TRAMWAY_TROLLEY | -0.1653 | 0 | 0 | 0 | 0 | 0 | 0 | 0 | 0 | 0 | 0 | 0 | 0 | 0 | 0 | 0 | 0 | 1 | 0 | 0 | 0 | 0 | 0 | 0 | 0 | 0 | 0 | 0 | 0 | 0 | 0 | 0
BUS_COACH_DIESEL | 0 | 0 | -0.2655 | 0 | 0 | 0 | 0 | 0 | 0 | 0 | 0 | 0 | 0 | 0 | 0 | 0 | 0 | 1 | 0 | 0 | 0 | 0 | 0 | 0 | 0 | 0 | 0 | 0 | 0 | 0 | 0 | 0
BUS_COACH_HYDIESEL | 0 | 0 | -0.1828 | 0 | 0 | 0 | 0 | 0 | 0 | 0 | 0 | 0 | 0 | 0 | 0 | 0 | 0 | 1 | 0 | 0 | 0 | 0 | 0 | 0 | 0 | 0 | 0 | 0 | 0 | 0 | 0 | 0
BUS_COACH_CNG_STOICH | 0 | 0 | 0 | 0 | -0.3062 | 0 | 0 | 0 | 0 | 0 | 0 | 0 | 0 | 0 | 0 | 0 | 0 | 1 | 0 | 0 | 0 | 0 | 0 | 0 | 0 | 0 | 0 | 0 | 0 | 0 | 0 | 0
BUS_COACH_FC_HYBRIDH2 | 0 | 0 | 0 | 0 | 0 | 0 | 0 | 0 | 0 | 0 | -0.2255 | 0 | 0 | 0 | 0 | 0 | 0 | 1 | 0 | 0 | 0 | 0 | 0 | 0 | 0 | 0 | 0 | 0 | 0 | 0 | 0 | 0
TRAIN_PUB | -0.0917 | 0 | 0 | 0 | 0 | 0 | 0 | 0 | 0 | 0 | 0 | 0 | 0 | 0 | 0 | 0 | 0 | 1 | 0 | 0 | 0 | 0 | 0 | 0 | 0 | 0 | 0 | 0 | 0 | 0 | 0 | 0
CAR_GASOLINE | 0 | -0.4297 | 0 | 0 | 0 | 0 | 0 | 0 | 0 | 0 | 0 | 0 | 0 | 0 | 0 | 0 | 0 | 0 | 1 | 0 | 0 | 0 | 0 | 0 | 0 | 0 | 0 | 0 | 0 | 0 | 0 | 0
CAR_DIESEL | 0 | 0 | -0.3868 | 0 | 0 | 0 | 0 | 0 | 0 | 0 | 0 | 0 | 0 | 0 | 0 | 0 | 0 | 0 | 1 | 0 | 0 | 0 | 0 | 0 | 0 | 0 | 0 | 0 | 0 | 0 | 0 | 0
CAR_NG | 0 | 0 | 0 | 0 | -0.4826 | 0 | 0 | 0 | 0 | 0 | 0 | 0 | 0 | 0 | 0 | 0 | 0 | 0 | 1 | 0 | 0 | 0 | 0 | 0 | 0 | 0 | 0 | 0 | 0 | 0 | 0 | 0
CAR_HEV | 0 | -0.2471 | 0 | 0 | 0 | 0 | 0 | 0 | 0 | 0 | 0 | 0 | 0 | 0 | 0 | 0 | 0 | 0 | 1 | 0 | 0 | 0 | 0 | 0 | 0 | 0 | 0 | 0 | 0 | 0 | 0 | 0
CAR_PHEV | -0.045 | -0.176 | 0 | 0 | 0 | 0 | 0 | 0 | 0 | 0 | 0 | 0 | 0 | 0 | 0 | 0 | 0 | 0 | 1 | 0 | 0 | 0 | 0 | 0 | 0 | 0 | 0 | 0 | 0 | 0 | 0 | 0
CAR_BEV | -0.107 | 0 | 0 | 0 | 0 | 0 | 0 | 0 | 0 | 0 | 0 | 0 | 0 | 0 | 0 | 0 | 0 | 0 | 1 | 0 | 0 | 0 | 0 | 0 | 0 | 0 | 0 | 0 | 0 | 0 | 0 | 0
CAR_FUEL_CELL | 0 | 0 | 0 | 0 | 0 | 0 | 0 | 0 | 0 | 0 | -0.1794 | 0 | 0 | 0 | 0 | 0 | 0 | 0 | 1 | 0 | 0 | 0 | 0 | 0 | 0 | 0 | 0 | 0 | 0 | 0 | 0 | 0
TRAIN_FREIGHT | -0.0683 | 0 | 0 | 0 | 0 | 0 | 0 | 0 | 0 | 0 | 0 | 0 | 0 | 0 | 0 | 0 | 0 | 0 | 0 | 1 | 0 | 0 | 0 | 0 | 0 | 0 | 0 | 0 | 0 | 0 | 0 | 0
BOAT_FREIGHT_DIESEL | 0 | 0 | -0.107 | 0 | 0 | 0 | 0 | 0 | 0 | 0 | 0 | 0 | 0 | 0 | 0 | 0 | 0 | 0 | 0 | 0 | 0 | 1 | 0 | 0 | 0 | 0 | 0 | 0 | 0 | 0 | 0 | 0
BOAT_FREIGHT_NG | 0 | 0 | 0 | 0 | -0.123 | 0 | 0 | 0 | 0 | 0 | 0 | 0 | 0 | 0 | 0 | 0 | 0 | 0 | 0 | 0 | 0 | 1 | 0 | 0 | 0 | 0 | 0 | 0 | 0 | 0 | 0 | 0
TRUCK_DIESEL | 0 | 0 | -0.5126 | 0 | 0 | 0 | 0 | 0 | 0 | 0 | 0 | 0 | 0 | 0 | 0 | 0 | 0 | 0 | 0 | 0 | 1 | 0 | 0 | 0 | 0 | 0 | 0 | 0 | 0 | 0 | 0 | 0
TRUCK_FUEL_CELL | 0 | 0 | 0 | 0 | 0 | 0 | 0 | 0 | 0 | 0 | -0.44 | 0 | 0 | 0 | 0 | 0 | 0 | 0 | 0 | 0 | 1 | 0 | 0 | 0 | 0 | 0 | 0 | 0 | 0 | 0 | 0 | 0
TRUCK_NG | 0 | 0 | 0 | 0 | -0.59 | 0 | 0 | 0 | 0 | 0 | 0 | 0 | 0 | 0 | 0 | 0 | 0 | 0 | 0 | 0 | 1 | 0 | 0 | 0 | 0 | 0 | 0 | 0 | 0 | 0 | 0 | 0
NON_ENERGY_OIL | 0 | 0 | 0 | -1 | 0 | 0 | 0 | 0 | 0 | 0 | 0 | 0 | 0 | 0 | 0 | 0 | 0 | 0 | 0 | 0 | 0 | 0 | 0 | 0 | 0 | 0 | 1 | 0 | 0 | 0 | 0 | 0
NON_ENERGY_NG | 0 | 0 | 0 | 0 | -1 | 0 | 0 | 0 | 0 | 0 | 0 | 0 | 0 | 0 | 0 | 0 | 0 | 0 | 0 | 0 | 0 | 0 | 0 | 0 | 0 | 0 | 1 | 0 | 0 | 0 | 0 | 0
EFFICIENCY | 0 | 0 | 0 | 0 | 0 | 0 | 0 | 0 | 0 | 0 | 0 | 0 | 0 | 0 | 0 | 0 | 0 | 0 | 0 | 0 | 0 | 0 | 0 | 0 | 0 | 0 | 0 | 0 | 0 | 0 | 0 | 0
DHN | 0 | 0 | 0 | 0 | 0 | 0 | 0 | 0 | 0 | 0 | 0 | 0 | 0 | 0 | 0 | 0 | 0 | 0 | 0 | 0 | 0 | 0 | 0 | 0 | 0 | 0 | 0 | 0 | 0 | 0 | 0 | 0
GRID | 0 | 0 | 0 | 0 | 0 | 0 | 0 | 0 | 0 | 0 | 0 | 0 | 0 | 0 | 0 | 0 | 0 | 0 | 0 | 0 | 0 | 0 | 0 | 0 | 0 | 0 | 0 | 0 | 0 | 0 | 0 | 0
PT_COLLECTOR | 0 | 0 | 0 | 0 | 0 | 0 | 0 | 0 | 0 | 0 | 0 | 0 | 0 | 0 | 0 | 0 | 0 | 0 | 0 | 0 | 0 | 0 | 0 | -1 | 0 | 0 | 0 | 0 | 0 | 0 | 1 | 0
ST_COLLECTOR | 0 | 0 | 0 | 0 | 0 | 0 | 0 | 0 | 0 | 0 | 0 | 0 | 0 | 0 | 0 | 0 | 0 | 0 | 0 | 0 | 0 | 0 | 0 | -1 | 0 | 0 | 0 | 0 | 0 | 0 | 0 | 1
H2_ELECTROLYSIS | -1.1765 | 0 | 0 | 0 | 0 | 0 | 0 | 0 | 0 | 0 | 1 | 0 | 0 | 0 | 0 | 0 | 0 | 0 | 0 | 0 | 0 | 0 | 0 | 0 | 0 | 0 | 0 | 0 | 0 | 0 | 0 | 0
H2_NG | 0 | 0 | 0 | 0 | -1.3646 | 0 | 0 | 0 | 0 | 0 | 1 | 0 | 0 | 0 | 0 | 0 | 0 | 0 | 0 | 0 | 0 | 0 | 0 | 0 | 0 | 0 | 0 | 0 | 0.27292 | 0 | 0 | 0
H2_BIOMASS | 0 | 0 | 0 | 0 | 0 | -2.3121 | 0 | 0 | 0 | 0 | 1 | 0 | 0 | 0 | 0 | 0 | 0 | 0 | 0 | 0 | 0 | 0 | 0 | 0 | 0 | 0 | 0 | 0 | 0.90172 | 0 | 0 | 0
GASIFICATION_SNG | 0.0426 | 0 | 0 | 0 | 1 | -1.3514 | 0 | 0 | 0 | 0 | 0 | 0 | 0 | 0.1217 | 0 | 0 | 0 | 0 | 0 | 0 | 0 | 0 | 0 | 0 | 0 | 0 | 0 | 0 | 0.26352 | 0 | 0 | 0
PYROLYSIS | 0.0238 | 0 | 0 | 0 | 0 | -1.5017 | 0 | 0 | 0 | 0 | 0 | 1 | 0 | 0 | 0 | 0 | 0 | 0 | 0 | 0 | 0 | 0 | 0 | 0 | 0 | 0 | 0 | 0 | 0.29283 | 0 | 0 | 0
ATM_CCS | -1.3 | 0 | 0 | 0 | 0 | 0 | 0 | 0 | 0 | 0 | 0 | 0 | 0 | 0 | 0 | 0 | 0 | 0 | 0 | 0 | 0 | 0 | 0 | 0 | 0 | 0 | 0 | -1 | 0 | 1 | 0 | 0
INDUSTRY_CCS | -0.233 | 0 | 0 | 0 | 0 | 0 | 0 | 0 | 0 | 0 | 0 | 0 | 0 | 0 | 0 | 0 | 0 | 0 | 0 | 0 | 0 | 0 | 0 | 0 | 0 | 0 | 0 | 0 | -1 | 0.9 | 0 | 0
SYN_METHANOLATION | -0.72 | 0 | 0 | 0 | 0 | 0 | 0 | 0 | 0 | 0 | -0.746 | 1 | 0 | 0.261 | 0 | 0 | 0 | 0 | 0 | 0 | 0 | 0 | 0 | 0 | 0 | 0 | 0 | 0 | 0 | -0.247 | 0 | 0
SYN_METHANATION | -0.0213 | 0 | 0 | 0 | 1 | 0 | 0 | 0 | 0 | 0 | -1.28 | 0 | 0 | 0.295 | 0 | 0 | 0 | 0 | 0 | 0 | 0 | 0 | 0 | 0 | 0 | 0 | 0 | 0 | 0 | -0.198 | 0 | 0
BIOMETHANATION | 0 | 0 | 0 | 0 | 1 | 0 | -1.0707 | 0 | 0 | 0 | 0 | 0 | 0 | 0 | 0 | 0 | 0 | 0 | 0 | 0 | 0 | 0 | 0 | 0 | 0 | 0 | 0 | 0 | 0.20878 | 0 | 0 | 0
SLF_TO_DIESEL | 0 | 0 | 1 | 0 | 0 | 0 | 0 | 0 | 0 | 0 | 0 | -1 | 0 | 0 | 0 | 0 | 0 | 0 | 0 | 0 | 0 | 0 | 0 | 0 | 0 | 0 | 0 | 0 | 0 | 0 | 0 | 0
SLF_TO_GASOLINE | 0 | 1 | 0 | 0 | 0 | 0 | 0 | 0 | 0 | 0 | 0 | -1 | 0 | 0 | 0 | 0 | 0 | 0 | 0 | 0 | 0 | 0 | 0 | 0 | 0 | 0 | 0 | 0 | 0 | 0 | 0 | 0
SLF_TO_LFO | 0 | 0 | 0 | 1 | 0 | 0 | 0 | 0 | 0 | 0 | 0 | -1 | 0 | 0 | 0 | 0 | 0 | 0 | 0 | 0 | 0 | 0 | 0 | 0 | 0 | 0 | 0 | 0 | 0 | 0 | 0 | 0
;
Note on L1: ====== ID#AAAAJe0eBM4 Gauthier Limpens (2020-04-29 14:18:32) SLF : Synthetic liquid fuel
Note on U1: ====== ID#AAAAJe0eBNo Gauthier Limpens (2020-04-29 14:18:33) These 4 next resources are just used to compute RE share.
Note on G42: ====== ID#AAAAJe0eBNw Stefano Moret (2020-04-29 14:18:33) Efficiency updated, taking data from Geo&Bio paper
Note on H43: ====== ID#AAAAJe0eBN0 Stefano Moret (2020-04-29 14:18:33) Efficiency updated, taken from Geo&Bio paper
Note on F44: ====== ID#AAAAJe0eBK8 Stefano Moret (2020-04-29 14:18:32) Efficiency updated, taking data from Geo&Bio paper
Note on C47: ====== ID#AAAAJe0eBMg Stefano Moret (2020-04-29 14:18:32) Assumption. To differentiate from more efficient centralized option
Note on B50: ====== ID#AAAAJe0eBLg Stefano Moret (2020-04-29 14:18:32) Source is ecoinvent v3.2 (rounded values): heat and power co-generation, diesel, 200kW electrical, SCR-NOx reduction [CH]
Note on G54: ====== ID#AAAAJe0eBMA Stefano Moret (2020-04-29 14:18:32) Update efficiencies, taken from Geo&Bio paper
Note on H55: ====== ID#AAAAJe0eBM0 Stefano Moret (2020-04-29 14:18:32) Update efficiencies from Pantaleo's data
Note on F56: ====== ID#AAAAJe0eBMs Stefano Moret (2020-04-29 14:18:32) Updated value from geothermal-biomass paper
Note on B84: ====== ID#AAAAJe0eBL4 Stefano Moret (2020-04-29 14:18:32) Output is scaled proportionally to difference in investment cost between Power2Gas and Gas2Power units
Note on C86: ====== ID#AAAAJe0eBMw Stefano Moret (2020-04-29 14:18:32) update and put gassner's data in the costs_data_main
Note on B87: ====== ID#AAAAJe0eBKU Stefano Moret (2020-04-29 14:18:32) Source: geo&bio paper
Note on C92: ====== ID#AAAAJe0eBMQ Gauthier Limpens (2020-04-29 14:18:32) Kind of thermodynimical realistic limit Sanz-Perez2016 is 0.189 et industrial cases are between 1.3 an d 2.44 Keith2018

## 3.2 TECH
| param: | c_inv | c_maint | gwp_constr | lifetime | c_p | fmin_perc | fmax_perc | f_min | f_max:= |  |  | Belgium name | Swiss | Old rate | New | Current |  | c_inv new [€_2015/GWh] |  | €2015 to CHF | 1.0679
ELECTRICITY | NUCLEAR | 4845.7346 | 102.931 | 707.88 | 60 | 0.849 | 0 | 1 | 0 | 0 | En 2019, f_min = 63.129 GW en France |  | NUCLEAR | NUCLEAR | 1.0679 | 4845.7346 | 4845.7346 | -1 | 4845.7346 | 102.931
| CCGT | 771.9918 | 19.7303 | 183.79 | 25 | 0.85 | 0 | 1 | 0 | 1000 |  |  | CCGT | CCGT | 1.0679 | 771.9918 | 771.9918 |  | 771.9918 | 19.7303
| COAL_US | 2516.7057 | 29.7032 | 331.6 | 35 | 0.868 | 0 | 1 | 0 | 1000 |  |  | COAL_US | COAL_US | 1.0679 | 2516.7057 | 2516.7057 |  | 2516.7057 | 29.7032 | c_inv | c_maint | lifetime
| COAL_IGCC | 3245.8095 | 48.9465 | 331.6 | 35 | 0.856 | 0 | 1 | 0 | 1000 |  |  | COAL_IGCC | COAL_IGCC | 1.0679 | 3245.8095 | 3245.8095 |  | 3245.8095 | 48.9465
| PV | 870 | 10.815 | 2081.43 | 25 | 1 | 0 | 1 | 6.535 | 907.674 |  |  | PV | PV | 1.1494 | 936.4173 | 870 | -1 | 1000 | 8.4 | 1000 | 8.4 | 25 | From Technology Data for Energy Plants for Electricity and District heating generation. Here, I took the PV commercial in 2030. I neglected the Variable O&M (only the fixed one)
| PT_POWER_BLOCK | 1044.57 | 62.65 | 0 | 25 | 1 | 0 | 1 | 0 | 0 |  |  | PT_POWER_BLOCK | WIND | 1.4092 | 1372.4319 | 1044.57 | -1 | 1040 | 12.6 | 1040 | 12.6 | 30 | From Technology Data for Energy Plants for Electricity and District heating generation. Here, I took the Wind in 2030. I neglected the Variable O&M (only the fixed one)
| ST_POWER_BLOCK | 50 | 5 | 0 | 25 | 1 | 0 | 1 | 0 | 26.0357 |  |  | ST_POWER_BLOCK |  |  |  | 50 | -1 | 1660 | 34.25 | 1660 | 34.25 | 30 | From Technology Data for Energy Plants for Electricity and District heating generation. Here, I took the Wind offshore near-shore in 2030. I neglected the Variable O&M (only the fixed one)
| STIRLING_DISH | 6820 | 107.18 | 0 | 30 | 1 | 0 | 0 | 0 | 0 |  |  | STIRLING_DISH | HYDRO_RIVER | 1.0679 | 5044.9199 | 6820 | -1 | 5044.9199 | 50.4448
| WIND_ONSHORE | 1040 | 2.89 | 622.85 | 30 | 1 | 0 | 1 | 22.74 | 346.085 |  |  | WIND_ONSHORE | GEOTHERMAL | 1.531 | 10735.2093 | 1040 | -1 | 4470 | 80.46 | 4470 | 80.46 | 30 | From EnergyPLAN Technology and Costs Database 20181005 . Here, I took The Geothermal Elect. In 2030
| WIND_OFFSHORE | 4974.6339 | 9.78 | 622.85 | 30 | 1 | 0 | 1 | 0 | 119.399 |  |  | WIND_OFFSHORE | IND_COGEN_GAS | 1.0679 | 1408.0345 | 4974.6339 | -1 | 1408.0345 | 92.6117
| HYDRO_DAM | 4200.6993 | 21.0018 | 1692.88 | 40 | 1 | 0 | 1 | 18.186 | 18.187 |  |  | HYDRO_DAM | IND_COGEN_WOOD | 1.0679 | 1080.7941 | 4200.6993 | -1 | 1080.7941 | 40.4907
| HYDRO_RIVER | 5044.9199 | 50.4448 | 1262.82 | 40 | 1 | 0 | 1 | 1.084 | 1.085 |  |  | HYDRO_RIVER | IND_COGEN_WASTE | 1.0679 | 2927.8678 | 5044.9199 | -1 | 2927.8678 | 111.3213
| NEW_TIDAL_STREAM | 2769 | 4 | 0 | 20 | 1 | 0 | 0 | 0 | 0 |  |  | NEW_TIDAL_STREAM | IND_BOILER_GAS | 1.0679 | 58.8913 | 2769 | -1 | 58.8913 | 1.1799
| TIDAL_STREAM | 3752 | 165 | 0 | 20 | 1 | 0 | 1 | 0 | 0.07 |  |  | TIDAL_STREAM | IND_BOILER_WOOD | 1.0679 | 115.1793 | 3752 | -1 | 115.1793 | 2.3036
| TIDAL_RANGE | 2867 | 178 | 0 | 40 | 1 | 0 | 1 | 0 | 0.07 |  |  | TIDAL_RANGE | IND_BOILER_OIL | 1.0679 | 54.8553 | 2867 | -1 | 54.8553 | 1.1799
| WAVE | 1909 | 42 | 0 | 20 | 1 | 0 | 0 | 0 | 0 |  |  | WAVE | IND_BOILER_COAL | 1.0679 | 115.1793 | 1909 | -1 | 115.1793 | 2.3036
| GEOTHERMAL | 7488 | 142.272 | 24929.09 | 30 | 0.86 | 0 | 1 | 0 | 3.2 |  |  | GEOTHERMAL | IND_BOILER_WASTE | 1.0679 | 115.1793 | 7488 | -1 | 115.1793 | 2.3036
HEAT_HIGH_T (INDUSTRY) | IND_COGEN_GAS | 1408.0345 | 92.6117 | 1024.32 | 25 | 0.85 | 0 | 1 | 0 | 1000 |  |  | IND_COGEN_GAS | IND_DIRECT_ELEC | 1.0679 | 332.3439 | 1408.0345 | -1 | 332.3439 | 1.5076
| IND_COGEN_WOOD | 1080.7941 | 40.4907 | 165.33 | 25 | 0.85 | 0 | 1 | 0 | 1000 |  |  | IND_COGEN_WOOD | DHN_HP_ELEC | 1.0679 | 344.7607 | 1080.7941 | -1 | 344.7607 | 11.9955
| IND_COGEN_WASTE | 2927.8678 | 111.3213 | 647.82 | 25 | 0.85 | 0 | 1 | 0 | 1000 |  |  | IND_COGEN_WASTE | DHN_COGEN_GAS | 1.0679 | 1254.4901 | 2927.8678 | -1 | 1254.4901 | 37.5316
| IND_BOILER_GAS | 58.8913 | 1.1799 | 12.32 | 17 | 0.95 | 0 | 1 | 0 | 1000 |  |  | IND_BOILER_GAS | DHN_COGEN_WOOD | 1.0679 | 1080.7941 | 58.8913 | -1 | 1080.7941 | 40.4907
| IND_BOILER_WOOD | 115.1793 | 2.3036 | 28.87 | 17 | 0.9 | 0 | 1 | 0 | 1000 |  |  | IND_BOILER_WOOD | DHN_COGEN_WASTE | 1.0679 | 2927.8678 | 115.1793 | -1 | 2927.8678 | 111.3213
| IND_BOILER_OIL | 54.8553 | 1.1799 | 12.32 | 17 | 0.95 | 0 | 1 | 0 | 1000 |  |  | IND_BOILER_OIL |  |  |  | 54.8553 | -1 | [5 empty] | From mixed between Biomethanation and SES gas CHP
| IND_BOILER_COAL | 115.1793 | 2.3036 | 48.18 | 17 | 0.9 | 0 | 1 | 0 | 1000 |  |  | IND_BOILER_COAL | DHN_BOILER_GAS | 1.0679 | 58.8913 | 115.1793 | -1 | 58.8913 | 1.1799
| IND_BOILER_WASTE | 115.1793 | 2.3036 | 28.87 | 17 | 0.9 | 0 | 1 | 0 | 1000 |  |  | IND_BOILER_WASTE | DHN_BOILER_WOOD | 1.0679 | 115.1793 | 115.1793 |  | 115.1793 | 2.3036
| IND_DIRECT_ELEC | 332.3439 | 1.5076 | 1.47 | 15 | 0.95 | 0 | 1 | 0 | 1000 |  |  | IND_DIRECT_ELEC | DHN_BOILER_OIL | 1.0679 | 54.8553 | 332.3439 | -1 | 54.8553 | 1.1799
HEAT_LOW_T DHN | DHN_HP_ELEC | 344.7607 | 11.9955 | 174.79 | 25 | 0.95 | 0 | 1 | 0 | 1000 |  |  | DHN_HP_ELEC | DHN_DEEP_GEO | 1.0801 | 1517.1177 | 344.7607 | -1 | 1500 | 28 | 1500 | 28 | 30 | From Technology Data for Energy Plants for Electricity and District heating generation. Here, I took the Geothermal heat only plant with streal driven absoption heat pump 70°C in 2030. I neglected the Variable O&M (only the fixed one)
| DHN_COGEN_GAS | 1254.4901 | 37.5316 | 490.88 | 25 | 0.85 | 0 | 1 | 0 | 1000 |  |  | DHN_COGEN_GAS |  |  |  | 1254.4901 | -1 | 362 | 0.433 | 362 | 0.433 | 30 | From Technology Data for Energy Plants for Electricity and District heating generation. Here, I took the Solar District heating in 2030.
| DHN_COGEN_WOOD | 1080.7941 | 40.4907 | 165.33 | 25 | 0.85 | 0 | 1 | 0 | 1000 |  |  | DHN_COGEN_WOOD | DEC_HP_ELEC | 1.0679 | 492.0405 | 1080.7941 | -1 | 492.0405 | 21.0507
| DHN_COGEN_WASTE | 2927.8678 | 111.3213 | 647.82 | 25 | 0.85 | 0 | 1 | 0 | 1000 |  |  | DHN_COGEN_WASTE | DEC_THHP_GAS | 1.0679 | 315.685 | 2927.8678 | -1 | 315.685 | 9.4672
| DHN_COGEN_WET_BIOMASS | 2287 | 228.7 | 1024 | 25 | 0.75 | 0 | 1 | 0 | 1000 |  |  | DHN_COGEN_WET_BIOMASS | DEC_COGEN_GAS | 1.0679 | 1408.0345 | 2287 | -1 | 1408.0345 | 92.6117
| DHN_COGEN_BIO_HYDROLYSIS | 4536.8997 | 221.6894 | 647.8 | 15 | 0.85 | 0 | 1 | 0 | 1000
| DHN_BOILER_GAS | 58.8913 | 1.1799 | 12.32 | 17 | 0.95 | 0 | 1 | 0 | 1000 |  |  | DHN_BOILER_GAS | DEC_COGEN_OIL | 1.0679 | 1305.5623 | 58.8913 | -1 | 1305.5623 | 81.9646
| DHN_BOILER_WOOD | 115.1793 | 2.3036 | 28.87 | 17 | 0.9 | 0 | 1 | 0 | 1000 |  |  | DHN_BOILER_WOOD | DEC_ADVCOGEN_GAS | 1.0679 | 7242.2792 | 115.1793 | -1 | 7242.2792 | 144.845
| DHN_BOILER_OIL | 54.8553 | 1.1799 | 12.32 | 17 | 0.95 | 0 | 1 | 0 | 1000 |  |  | DHN_BOILER_OIL | DEC_ADVCOGEN_H2 | 1.0679 | 7242.2792 | 54.8553 | -1 | 7242.2792 | 144.845
| DHN_DEEP_GEO | 1500 | 57.04 | 808.76 | 30 | 0.85 | 0 | 1 | 0 | 0 |  |  | DHN_DEEP_GEO | DEC_BOILER_GAS | 1.0679 | 158.5354 | 1500 | -1 | 158.5354 | 4.757
| DHN_SOLAR | 362 | 0.433 | 221.22 | 30 | 1 | 0 | 1 | 0 | 1000 |  |  | DHN_SOLAR | DEC_BOILER_WOOD | 1.0679 | 462.4403 | 362 | -1 | 462.4403 | 16.1813
HEAT_LOW_T DECEN | DEC_HP_ELEC | 492.0405 | 21.0507 | 164.89 | 18 | 1 | 0 | 1 | 0 | 1000 |  |  | DEC_HP_ELEC | DEC_BOILER_OIL | 1.0679 | 142.3822 | 492.0405 | -1 | 142.3822 | 8.5401
| DEC_THHP_GAS | 315.685 | 9.4672 | 381.93 | 20 | 1 | 0 | 0 | 0 | 1000 |  |  | DEC_THHP_GAS | DEC_SOLAR | 1.0679 | 719.0748 | 315.685 | -1 | 719.0748 | 8.0906
| DEC_COGEN_GAS | 1408.0345 | 92.6117 | 1024.32 | 20 | 1 | 0 | 1 | 0 | 1000 |  |  | DEC_COGEN_GAS | DEC_DIRECT_ELEC | 1.0679 | 39.9757 | 1408.0345 | -1 | 39.9757 | 0.17792
| DEC_COGEN_OIL | 1305.5623 | 81.9646 | 1024.32 | 20 | 1 | 0 | 1 | 0 | 1000 |  |  | DEC_COGEN_OIL | TRAMWAY_TROLLEY | #DIV/0! | 0 | 1305.5623 | -1 | 0 | 0
| DEC_ADVCOGEN_GAS | 7242.2792 | 144.845 | 2193.45 | 20 | 1 | 0 | 1 | 0 | 1000 |  |  | DEC_ADVCOGEN_GAS | BUS_COACH_DIESEL | #DIV/0! | 0 | 7242.2792 | -1 | 0 | 0
| DEC_ADVCOGEN_H2 | 7242.2792 | 144.845 | 2193.45 | 20 | 1 | 0 | 1 | 0 | 1000 |  |  | DEC_ADVCOGEN_H2 | BUS_COACH_HYDIESEL | #DIV/0! | 0 | 7242.2792 | -1 | 0 | 0
| DEC_BOILER_GAS | 158.5354 | 4.757 | 21.09 | 17 | 1 | 0 | 1 | 0 | 1000 |  |  | DEC_BOILER_GAS | BUS_COACH_CNG_STOICH | #DIV/0! | 0 | 158.5354 | -1 | 0 | 0
| DEC_BOILER_WOOD | 462.4403 | 16.1813 | 21.09 | 17 | 1 | 0 | 1 | 0 | 1000 |  |  | DEC_BOILER_WOOD | BUS_COACH_FC_HYBRIDH2 | #DIV/0! | 0 | 462.4403 | -1 | 0 | 0
| DEC_BOILER_OIL | 142.3822 | 8.5401 | 21.09 | 17 | 1 | 0 | 1 | 0 | 1000 |  |  | DEC_BOILER_OIL | TRAIN_PUB | #DIV/0! | 0 | 142.3822 | -1 | 0 | 0
COOLING | DEC_SOLAR | 719.0748 | 8.0906 | 221.22 | 20 | 1 | 0 | 1 | 0 | 1000 |  |  | DEC_SOLAR | CAR_GASOLINE | #DIV/0! | 0 | 719.0748 | -1 | 6070.3671 | 182.111
| DEC_DIRECT_ELEC | 39.9757 | 0.17792 | 1.47 | 15 | 1 | 0 | 1 | 0 | 1000 |  |  | DEC_DIRECT_ELEC | CAR_DIESEL | #DIV/0! | 0 | 39.9757 | -1 | 6611.2971 | 198.3389
| BIG_SPLIT | 232 | 9.333 | 0 | 15 | 1 | 0 | 1 | 0 | 1000 |  |  | BIG_SPLIT | CAR_NG | #DIV/0! | 0 | 232 | -1 | 6476.1429 | 194.2843
| CHILLER_WC | 119 | 4.76 | 0 | 20 | 1 | 0 | 1 | 0 | 1000 |  |  | CHILLER_WC | CAR_HEV | #DIV/0! | 0 | 119 | -1 | 6396.6771 | 191.9003
PUBLIC MOBILITY | TRAMWAY_TROLLEY | 625 | 12.5 | 0 | 30 | 0.34247 | 0 | 0.3 | 0 | 1000 |  |  | TRAMWAY_TROLLEY | CAR_BEV | #DIV/0! | 0 | 625 | -1 | 7352.4741 | 73.5247
| BUS_COACH_DIESEL | 611.1111 | 30.5556 | 0 | 15 | 0.2968 | 0 | 1 | 0 | 1000 |  |  | BUS_COACH_DIESEL | CAR_FUEL_CELL | #DIV/0! | 0 | 611.1111 | -1 | 7228.5459 | 216.8564
| BUS_COACH_HYDIESEL | 833.3333 | 33.3333 | 0 | 15 | 0.2968 | 0 | 1 | 0 | 1000 |  |  | BUS_COACH_HYDIESEL | TRAIN_FREIGHT | #DIV/0! | 0 | 833.3333 | -1 | 0 | 0
| BUS_COACH_CNG_STOICH | 611.1111 | 30.5556 | 0 | 15 | 0.2968 | 0 | 1 | 0 | 1000 |  |  | BUS_COACH_CNG_STOICH |  | #DIV/0! | 0 | 611.1111 | -1 | 0 | 0
| BUS_COACH_FC_HYBRIDH2 | 1041.6667 | 31.25 | 0 | 15 | 0.2968 | 0 | 1 | 0 | 1000 |  |  | BUS_COACH_FC_HYBRIDH2 |  | #DIV/0! | 0 | 1041.6667 | -1 | 0 | 0
| TRAIN_PUB | 1506.0241 | 54.3527 | 0 | 40 | 0.27507 | 0 | 0.5 | 0 | 1000 |  |  | TRAIN_PUB |  | #DIV/0! | 0 | 1506.0241 | -1 | 561.43 | 28.0715
PRIVATE MOBILITY | CAR_GASOLINE | 420.2864 | 13.7975 | 342 | 10 | 0.05137 | 0 | 1 | 0 | 1000 |  |  | CAR_GASOLINE |  | #DIV/0! | 2920.133 | 420.2864 | -1 | 672.93 | 33.6465
| CAR_DIESEL | 434.4536 | 14.7049 | 346 | 10 | 0.05137 | 0 | 1 | 0 | 1000 |  |  | CAR_DIESEL |  | #DIV/0! | 1737.9904 | 434.4536 | -1 | 872 | 43.6
| CAR_NG | 429.3758 | 17.8185 | 342 | 10 | 0.05137 | 0 | 1 | 0 | 1000 |  | TBC | CAR_NG |  | #DIV/0! | 825.8826 | 429.3758 | -1 | 0 | 0
| CAR_HEV | 429.4116 | 8.9774 | 519 | 10 | 0.05137 | 0 | 1 | 0 | 1000 |  | TBC | CAR_HEV |  | #DIV/0! | 57215.095 | 429.4116 | -1 | 0 | 0
| CAR_PHEV | 456.3671 | 9.505 | 519 | 10 | 0.05137 | 0 | 1 | 0 | 1000 |  |  | CAR_PHEV | EFFICIENCY | 0.55904 | 1737.9904 | 456.3671 | -1 | 1737.9904 | 0
| CAR_BEV | 449.8248 | 6.8685 | 385 | 10 | 0.05137 | 0 | 1 | 0 | 1000 |  |  | CAR_BEV | DHN | 1.0679 | 825.8826 | 449.8248 | -1 | 825.8826 | 0
| CAR_FUEL_CELL | 434.7741 | 2.6878 | 786 | 10 | 0.05137 | 0 | 1 | 0 | 100000 |  |  | CAR_FUEL_CELL | GRID | 0.81555 | 57215.095 | 434.7741 | -1 | 57215.095 | 0
FREIGHT | TRAIN_FREIGHT | 104.4156 | 2.0883 | 0 | 40 | 0.34247 | 0 | 1 | 0 | 1000 |  |  | TRAIN_FREIGHT | H2_ELECTROLYSIS | 1.0679 | 307.585 | 104.4156 | -1 | 307.585 | 30.7613
| BOAT_FREIGHT_DIESEL | 76.3889 | 3.8194 | 0 | 40 | 0.11416 | 0 | 1 | 0 | 1000 |  |  | BOAT_FREIGHT_DIESEL | H2_NG | 1.0679 | 681.2436 | 76.3889 | -1 | 681.2436 | 64.4349
| BOAT_FREIGHT_NG | 76.3889 | 3.8194 | 0 | 40 | 0.11416 | 0 | 1 | 0 | 1000 |  |  | BOAT_FREIGHT_NG | H2_BIOMASS | 1.0679 | 2525.3863 | 76.3889 | -1 | 2525.3863 | 195.7018
| TRUCK_DIESEL | 371.1111 | 18.5556 | 0 | 15 | 0.092593 | 0 | 1 | 0 | 1000 |  |  | TRUCK_DIESEL | GASIFICATION_SNG | 1.0679 | 2743.8056 | 371.1111 | -1 | 2743.8056 | 139.9382 | c_inv | c_maint
| TRUCK_FUEL_CELL | 402.2222 | 12.0667 | 0 | 15 | 0.092593 | 0 | 1 | 0 | 1000 |  |  | TRUCK_FUEL_CELL | PYROLYSIS | 1.0679 | 1344.2176 | 402.2222 | -1 | 1344.2176 | 67.2067 | [M€/ktCO2/h] | [M€/ktCO2/h/y]
| TRUCK_ELEC | 771.1111 | 23.1333 | 0 | 15 | 0.092593 | 0 | 1 | 0 | 1000 |  | TBC | TRUCK_ELEC |  |  |  | 771.1111 | -1 | 2580 | 64.8 | 2580 | 64.8 |  | Arbitrary
| TRUCK_NG | 371.1111 | 18.5556 | 0 | 15 | 0.092593 | 0 | 1 | 0 | 1000 |  | TBC | TRUCK_NG |  |  |  | 371.1111 | -1 | 2580 | 64.8 | 2580 | 64.8 |  | From Technology Data for Energy Plants for Electricity and District heating generation - Feb. 2019. We computed the data based on a case of CCS over a Coal fired PP
NON ENERGY | NON_ENERGY_OIL | 1e-07 | 0 | 0 | 1 | 1 | 0 | 1 | 0 | 100000 |  | TBC | NON_ENERGY_OIL |  |  |  | 1e-07 | -1 | 2580 | 64.8 | 2580 | 64.8 |  | Arbitrary
| NON_ENERGY_NG | 1e-07 | 0 | 0 | 1 | 1 | 0 | 1 | 0 | 100000 |  | TBC | NON_ENERGY_NG |  |  |  | 1e-07 | -1 | 2580 | 64.8 | 2580 | 64.8 |  | From Technology Data for Energy Plants for Electricity and District heating generation - Feb. 2019. We computed the data based on a case of CCS over a Coal fired PP
INFRASTRUCTURE | EFFICIENCY | 3320 | 0 | 0 | 1 | 1 | 0 | 1 | 0 | 1000 |  |  | EFFICIENCY |  |  |  | 3320 | -1
| DHN | 825.8826 | 0 | 0 | 60 | 1 | 0 | 1 | 0 | 1000 |  | TBC | DHN |  |  |  | 825.8826 | -1 | 1888 | 74.6 | 1888 | 74.6 |  | From Technology Data for Renewable Fuels p211: SNG production process. Here I did some calculation as the technology proposes transforms biogas to SNG by adding H2. I removed the CH4 part of the biogas
| GRID | 227417.237 | 0 | 0 | 80 | 1 | 0 | 1 | 0 | 1000 |  | TBC | GRID |  |  |  | 227417.237 | -1 | 1661 | 14 | 1661 | 14 | 20 | From Technology Data for Renewable Fuels p34 + BIOGAS UPGRADING - TECHNICAL REVIEW p62. Here I took column 2030 and Specific investment. For Maintenance, I took an arbitrary value of 10% of inv cost of cleaner
| # MOTORWAYS | 339 | 11.865 | 0 | 60 | 1 | 0 | 1 | 0 | 1000 |  |  | # MOTORWAYS |  |  |  | 339 | -1
| # ROADS | 2800 | 98 | 0 | 60 | 1 | 0 | 1 | 0 | 1000 |  |  | # ROADS | BATT_LI | 3.3113 | 936.4173 | 2800 | -1 | 302 | 0.5418 |  |  |  | From Technology data for Energy storage p132. Here I took column 2030 and Specific investment. For Maintenance, I took Fixed + variable O&M and assumed that 1 MW/MWh | In addition, the gwp_constr other source : 110 ktCO2/GWh (J.F. Peters, M. Baumann, B. Zimmermann, J. Braun, M. Weil. The environmental impact of Li- Ion batteries and the role of key parameters – A review, Renew. Sustain. Energy Rev. 67 (2017) 491–506. doi:10.1016/j.rser.2016.08.039) | Cost include capacity components => 3x more exepnsive than just a 'pack'p33 of Danish 'Technology data for energy storage'
| # RAILWAYS | 1780 | 62.3 | 0 | 60 | 1 | 0 | 1 | 0 | 1000 |  |  | # RAILWAYS | BEV_BATT | #DIV/0! | 0 | 1780 | -1 | 0 | 0
| PT_COLLECTOR | 4504.7143 | 62.65 | 0 | 25 | 1 | 0 | 1 | 0 | 1000 |  |  | PT_COLLECTOR |  |  |  | 4504.7143 | -1
| ST_COLLECTOR | 100 | 5 | 0 | 25 | 1 | 0 | 1 | 0 | 1000 |  |  | ST_COLLECTOR |  |  |  | 100 | -1
| H2_ELECTROLYSIS | 696.2025 | 19.1456 | 0 | 15 | 0.9 | 0 | 1 | 0 | 1000 |  |  | H2_ELECTROLYSIS |  |  |  | 696.2025 | -1
| H2_NG | 681.2436 | 64.4349 | 0 | 25 | 0.86 | 0 | 1 | 0 | 1000 |  |  | H2_NG | BATT_LI | 3.3113 | 936.4173 | 681.2436 | -1 | 302 | 0.5418 |  |  |  | From Technology data for Energy storage p132. Here I took column 2030 and Specific investment. For Maintenance, I took Fixed + variable O&M and assumed that 1 MW/MWh | In addition, the gwp_constr other source : 110 ktCO2/GWh (J.F. Peters, M. Baumann, B. Zimmermann, J. Braun, M. Weil. The environmental impact of Li- Ion batteries and the role of key parameters – A review, Renew. Sustain. Energy Rev. 67 (2017) 491–506. doi:10.1016/j.rser.2016.08.039) | Cost include capacity components => 3x more exepnsive than just a 'pack'p33 of Danish 'Technology data for energy storage'
| H2_BIOMASS | 2525.3863 | 195.7018 | 0 | 25 | 0.86 | 0 | 1 | 0 | 1000 |  |  | H2_BIOMASS | BEV_BATT | #DIV/0! | 0 | 2525.3863 | -1 | 0 | 0
| GASIFICATION_SNG | 2743.8056 | 139.9382 | 0 | 25 | 0.85 | 0 | 1 | 0 | 1000 |  |  | GASIFICATION_SNG | PHEV_BATT | #DIV/0! | 0 | 2743.8056 | -1 | 0 | 0
| PYROLYSIS | 1344.2176 | 67.2067 | 0 | 25 | 0.85 | 0 | 1 | 0 | 1000 |  |  | PYROLYSIS | PHS | 0.084694 | 4.6634 | 1344.2176 | -1 | 4.6634 | 0.018728 | c_inv | c_maint | lifetime
| ATM_CCS | 5160 | 129.6 | 0 | 40 | 1 | 0 | 1 | 0 | 1000 |  | TBC | ATM_CCS | TS_DEC_DIRECT_ELEC | 1.0679 | 18.9718 | 5160 | -1 | 18.9718 | 36.12 |  | 36.12 | 20 | From EnergyPLAN Technology and Costs Database 20181005 . Here, I took the 7% of maintenance cost
| INDUSTRY_CCS | 2580 | 64.8 | 0 | 40 | 1 | 0 | 1 | 0 | 1000 |  | TBC | INDUSTRY_CCS | TS_DEC_HP_ELEC | 1.0679 | 18.9718 | 2580 | -1 | 18.9718 | 18.06 |  | 18.06 | 20 | From EnergyPLAN Technology and Costs Database 20181005 . Here, I took the 7% of maintenance cost
| SYN_METHANOLATION | 1679.6517 | 47.6649 | 0 | 20 | 0.95 | 0 | 1 | 0 | 1000 |  | TBC | SYN_METHANOLATION | TS_DEC_THHP_GAS | 1.0679 | 18.9718 | 1679.6517 | -1 | 18.9718 | 11.7576 |  | 11.7576 | 20 | From EnergyPLAN Technology and Costs Database 20181005 . Here, I took the 7% of maintenance cost
| SYN_METHANATION | 262.1968 | 66.9928 | 0 | 40 | 1 | 0 | 1 | 0 | 1000 |  | TBC | SYN_METHANATION | TS_DEC_COGEN_GAS | 1.0679 | 18.9718 | 262.1968 | -1 | 18.9718 | 1.8354 |  | 1.8354 | 20 | From EnergyPLAN Technology and Costs Database 20181005 . Here, I took the 7% of maintenance cost
| BIOMETHANATION | 986.0474 | 13.6591 | 0 | 20 | 0.85 | 0 | 1 | 0 | 1000 |  | TBC | BIOMETHANATION | TS_DEC_COGEN_OIL | 1.0679 | 18.9718 | 986.0474 | -1 | 18.9718 | 6.9023 |  | 6.9023 | 20 | From EnergyPLAN Technology and Costs Database 20181005 . Here, I took the 7% of maintenance cost
| BIO_HYDROLYSIS | 1591.9094 | 108.5375 | 0 | 15 | 0.85 | 0 | 1 | 0 | 1000 |  | TBC | BIO_HYDROLYSIS |  |  |  | 1591.9094 | -1 |  |  | 0.04713 | 0.0013092 | 50 | From Technology data for Energy storage p68. Here I took the total investment cost of 254M€ for Lille Torup which is 4.965TWh (see https://gasstorage.dk/Our-storage). For Maintenance, I took 6.5 M€ for the Lille Torup case
| METHANE_TO_METHANOL | 958.5823 | 41.9152 | 0 | 25 | 0.85 | 0 | 1 | 0 | 1000 |  | TBC | METHANE_TO_METHANOL |  |  |  | 958.5823 | -1 | 0.13466 | 0.0037405 | 0.13466 | 0.0037405 | 25 | From EnergyPLAN Technology and Costs Database 20181005 . Here, I took the hydrogen storage in steel tanks
| SLF_TO_DIESEL | 1e-07 | 0 | 0 | 1 | 1 | 0 | 1 | 0 | 100000 |  | TBC | SLF_TO_DIESEL | TS_DEC_BOILER_GAS | 1.0679 | 18.9718 | 1e-07 | -1 | 18.9718 | 7e-10 |  | 7e-10 | 20 | From EnergyPLAN Technology and Costs Database 20181005 . Here, I took the 7% of maintenance cost
| SLF_TO_GASOLINE | 1e-07 | 0 | 0 | 1 | 1 | 0 | 1 | 0 | 100000 |  | TBC | SLF_TO_GASOLINE | TS_DEC_BOILER_WOOD | 1.0679 | 18.9718 | 1e-07 | -1 | 18.9718 | 7e-10 |  | 7e-10 | 20 | From EnergyPLAN Technology and Costs Database 20181005 . Here, I took the 7% of maintenance cost
| SLF_TO_LFO | 1e-07 | 0 | 0 | 1 | 1 | 0 | 1 | 0 | 100000 |  | TBC | SLF_TO_LFO | TS_DEC_BOILER_OIL | 1.0679 | 18.9718 | 1e-07 | -1 | 18.9718 | 7e-10 |  | 7e-10 | 20 | From EnergyPLAN Technology and Costs Database 20181005 . Here, I took the 7% of maintenance cost
STORAGE | BATT_LI | 302 | 0.62 | 61.3 | 15 | 1 | 0 | 1 | 0 | 100000 |  | TBC | BATT_LI | TS_DHN_DAILY | 3.3767 | 9.4859 | 302 | -1 | 9.4859 | 2.114 |  | 2.114 | 20 | From EnergyPLAN Technology and Costs Database 20181005 . Here, I took the 7% of maintenance cost
| CAES | 38.938 | 3.1799 | 0 | 50 | 1 | 0 | 1 | 0 | 0 |  | TBC | CAES | TS_DHN_SEASONAL | 6.2222 | 3.1464 | 38.938 | -1 | 0.54 | 0.003 | 0.54 | 0.003 | 25 | From : Thermal storage (from Technology Data for Energy From EnergyPLAN Technology and Costs Database 20181005 . Here, I took the 7% of maintenance cost
| BEV_BATT | 0 | 0 | 0 | 1 | 1 | 0 | 1 | 0 | 100000 |  | TBC | BEV_BATT |  |  |  | 0 |  |  |  | 0.04713 | 0.0013092 | 50 | From Technology data for Energy storage p68. Here I took the total investment cost of 254M€ for Lille Torup which is 4.965TWh (see https://gasstorage.dk/Our-storage). For Maintenance, I took 6.5 M€ for the Lille Torup case
| PHEV_BATT | 0 | 0 | 0 | 1 | 1 | 0 | 1 | 0 | 100000 |  | TBC | PHEV_BATT |  |  |  | 0 |  | 0.13466 | 0.0037405 | 0.13466 | 0.0037405 | 25 | From EnergyPLAN Technology and Costs Database 20181005 . Here, I took the hydrogen storage in steel tanks
| DAM_STORAGE | 0 | 0 | 0 | 1 | 1 | 0 | 1 | 8192.34 | 8192.35 |  | TBC | DAM_STORAGE |  |  |  | 0 |  | 49.5 | 0.495 | 49.5 | 0.495 | 30 | From an industry website for a CO2 tank. We assumed 1% of maintenance and 30y of life time (similar to hot water)
| PHS | 58.8 | 0 | 8.33 | 50 | 1 | 0 | 1 | 1530 | 4800 |  |  | PHS |  |  |  | 58.8 | -1
| TS_DEC_DIRECT_ELEC | 18.9718 | 0.1328 | 0 | 25 | 1 | 0 | 1 | 0 | 100000
| TS_DEC_HP_ELEC | 18.9718 | 0.1328 | 0 | 25 | 1 | 0 | 1 | 0 | 100000
| TS_DEC_THHP_GAS | 18.9718 | 0.1328 | 0 | 25 | 1 | 0 | 1 | 0 | 100000
| TS_DEC_COGEN_GAS | 18.9718 | 0.1328 | 0 | 25 | 1 | 0 | 1 | 0 | 100000
| TS_DEC_COGEN_OIL | 18.9718 | 0.1328 | 0 | 25 | 1 | 0 | 1 | 0 | 100000
| TS_DEC_ADVCOGEN_GAS | 18.9718 | 0.1328 | 0 | 25 | 1 | 0 | 1 | 0 | 100000
| TS_DEC_ADVCOGEN_H2 | 18.9718 | 0.1328 | 0 | 25 | 1 | 0 | 1 | 0 | 100000
| TS_DEC_BOILER_GAS | 18.9718 | 0.1328 | 0 | 25 | 1 | 0 | 1 | 0 | 100000
| TS_DEC_BOILER_WOOD | 18.9718 | 0.1328 | 0 | 25 | 1 | 0 | 1 | 0 | 100000
| TS_DEC_BOILER_OIL | 18.9718 | 0.1328 | 0 | 25 | 1 | 0 | 1 | 0 | 100000
| TS_DHN_DAILY | 3 | 0.0086 | 0 | 40 | 1 | 0 | 1 | 0 | 100000
| TS_DHN_SEASONAL | 0.54 | 0.003 | 0 | 25 | 1 | 0 | 1 | 0 | 100000
| TS_HIGH_TEMP | 28.03 | 0.28 | 0 | 25 | 1 | 0 | 1 | 0 | 100000
| SEASONAL_NG | 0.051158 | 0.0013092 | 0 | 30 | 1 | 0 | 1 | 0 | 100000
| SEASONAL_H2 | 6.19 | 0.03 | 0 | 20 | 1 | 0 | 1 | 0 | 100000
| CO2_STORAGE | 49.5 | 0.495 | 0 | 20 | 1 | 0 | 1 | 0 | 100000
| SLF_STO | 0.00635 | 0.000397 | 0 | 20 | 1 | 0 | 1 | 0 | 100000
| PT_STORAGE | 36.9568 | 0.3695 | 0 | 25 | 1 | 0 | 1 | 0 | 100000
| ST_STORAGE | 19.099 | 0.1909 | 0 | 25 | 1 | 0 | 1 | 0 | 100000
| TS_COLD | 25 | 0.3 | 0 | 20 | 1 | 0 | 1 | 0 | 100000
Sources
Data sources - emissions
Source: ecoinvent v3.2 (allocation at the point of substitution). Most values already available in Geo&Bio paper. Other are sourced here from ecoinvent
Technology | IPCC 2013 - GWP 100 | Unit | Source
Nuclear | 707880000 | kgCO2-eq/GWe | ecoinvent entry: "market for nuclear power plant, boiling water reactor 1000MW, GLO"
CCGT | 73514000 | kgCO2-eq/unit | ecoinvent entry: "gas power plant construction, combined cycle, 400MW electrical, RER"
CCGT | 183785000 | kgCO2-eq/GWe
Coal | 165800000 | kgCO2-eq/unit | ecoinvent entry: "hard coal power plant construction, 500MW, GLO"
Coal | 331600000 | kgCO2-eq/GWe
PV | 6244.3 | kgCO2-eq/unit | ecoinvent entry: "market for photovoltaic slanted-roof installation, 3kWp, multi-Si, panel, mounted, on roof"
PV | 2081433333.3333 | kgCO2-eq/GWe
Wind | 1245700 | kgCO2-eq/unit | ecoinvent entry: "market for wind turbine, 2MW, onshore"
Wind | 622850000 | kgCO2-eq/GWe
Hydro dam | 15456000000 | kgCO2-eq/unit | ecoinvent entry: "hydropower plant construction, reservoir, alpine region, RER" (size 9.130MW)
Hydro dam | 1692880613.3625 | kgCO2-eq/GWe
Hydro river | 4798700000 | kgCO2-eq/unit | ecoinvent entry: "hydropower plant construction, run-of-river, CH" (size not specified. But written that this is value for entire CH plants)
Hydro river | #DIV/0! | kgCO2-eq/GWe
Geothermal ORC 6km | #REF! | kgCO2-eq/unit | from Geo&Bio paper. Size 7.554 MW
Geothermal ORC 6km | #REF! | kgCO2-eq/GWe | Value from Geo&Bio. Too low!
Geothermal power plant | 137110000 | kgCO2-eq/unit | ecoinvent entry: "geothermal power plant construction" (5.5 MWel, 5km well)
Geothermal power plant | 24929090909.0909 | kgCO2-eq/GWe
Geothermal EGS 6km | #REF! | kgCO2-eq/unit | from Geo&Bio paper. 6km well needed for 7.554MW cycle
Geothermal EGS 6km | #REF! | kgCO2-eq/GWe
Geothermal EGS 4.2km | #REF! | kgCO2-eq/unit | from Geo&Bio paper. 4.2km well, 22841 kW/th (assumes 3 wells)
Geothermal EGS 4.2km | #REF! | kgCO2-eq/GWth
Geothermal EGS 4.2km | 1466.1 | kgCO2-eq/m | ecoinvent entry: "deep well drilling, for deep geothermal power, CH"
Geothermal EGS 4.2km | 18472860 | kgCO2-eq/unit | Assuming 3*4.2km wells, as in Geo&Bio.
Geothermal EGS 4.2km | 808758810.9102 | kgCO2-eq/GWth
Dec NG cogen | 37317.001 | kgCO2-eq/unit | ecoinvent entry: "market for heat and power co-generation unit, 50kW electrical, common components for heat+electricity [GLO]". Fuel is natural gas
Dec NG cogen | 5925.5203 | kgCO2-eq/unit | ecoinvent entry: "market for heat and power co-generation unit, 50kW electrical, components for electricity only [GLO]". Fuel is natural gas
Dec NG cogen | 10301.575 | kgCO2-eq/unit | ecoinvent entry: "market for heat and power co-generation unit, 50kW electrical, components for heat only [GLO]". Fuel is natural gas
Dec NG cogen | 1070881926 | kgCO2-eq/GWe
Coal industrial boiler | 240890 | kgCO2-eq/unit | ecoinvent entry: "industrial furnace production, coal, 1-10MW, RER".
Coal industrial boiler | 48178000 | kgCO2-eq/GWth
Direct el. Heat | 7.3357 | kgCO2-eq/unit | ecoinvent entry: "auxiliary heating unit production, electric, 5kW, CH"
Direct el. Heat | 1467140 | kgCO2-eq/GWth
Dec HP | 1648.9 | kgCO2-eq/unit | ecoinvent entry: "heat pump production, brine-water, 10kW, CH"
Dec HP | 164890000 | kgCO2-eq/GWth
DHN HP | 5243.6 | kgCO2-eq/unit | ecoinvent entry: "heat pump production, 30kW, RER"
DHN HP | 174786666.6667 | kgCO2-eq/GWth
Th HP | 1527.7 | kgCO2-eq/unit | ecoinvent entry: "heat pump production, diffusion absorption, 4kW, future, CH"
Th HP | 381925000 | kgCO2-eq/GWth
FC | 104000 | kgCO2-eq/unit | ecoinvent entry: "fuel cell production, solid oxide, 125kW electrical, future, CH"
FC | 832000000 | kgCO2-eq/GWe
FC | #DIV/0! | kgCO2-eq/GWth
Dec Solar - panels/MJ_heat | 2.5707e-07 | unit/MJ_heat | ecoinvent entry: "operation, solar collector system, Cu flat plate collector, multiple dwelling, for hot water, CH"
Dec Solar - heat production lifetime | 1080553.0703 | kWh_heat/lifetime
Dec Solar - lifetime | 20 | years
c_p | 0.11346 | -
Size | 54.3568 | kW_th/panel
Dec Solar | 12025 | kgCO2-eq/unit | ecoinvent entry: "solar collector system installation, Cu flat plate collector, multiple dwelling, hot water, CH"
Dec Solar | 221223638.3521 | kgCO2-eq/GWth
Oil boiler | 12320 | kgCO2-eq/unit | ecoinvent entry: "industrial furnace production, 1MW, oil, CH"
Oil boiler | 12320000 | kgCO2-eq/GWth
Wood boiler | 28865 | kgCO2-eq/unit | ecoinvent entry: "furnace production, wood chips, average storage area, 1000kW, CH"
Wood boiler | 28865000 | kgCO2-eq/GWth
BATT_LI | 400 | [MCHF/GWh] | From Chen 2009, Figure 1 (The future cost of electrical energy storage based on experience rates ) + Zakeri 2015 (Electrical energy storage systems: A comparative life cycle cost analysis) Table C1 |  | Personnal notes in GL presentation 180418-PRE1 - MILP with TD - Analyse of results_v2 | Warning : price is very high => never installing batteries (for Swiss case)
BATT_LI | 50 | [MCHF/GWh] | Arbitrary choosen based on the CAPEX
BATT_LI | 61.3 | kg tCO2-eq/GWh | From Limpens 2018, table 4 Life cycle assessment of lithium-ion batteries for greenhouse gas emissions (2016) Fig 5 & Fig 6. Ishihara 2002 'Life cycle analysis of large-size lithium-ion secondary batteries developed in the japanese national project'
BATT_LI | 15 | [years] | Zakeri 2015 (Electrical energy storage systems: A comparative life cycle cost analysis) Table B1 (5-15 years) + Limpens 2018, table 1
PHES | 4.98 | [MCHF/GWh] | Techno-economic review of existing and new pumped hydro energy storage plant (2009), table 5. Assessment of utility energy storage options for increased renewable energy penetration (2012) , Appendix Switzerland p72 + personnal post treatment presented in slide 7 of presentation 180418
PHES | 0.02 | [MCHF/GWh] | Arbitrary choosen based on the CAPEX
PHES | 8.33 | kg tCO2-eq/GWh | No source found.
PHES | 40 | [years] | Same as other HYDROs
PHES | 369 | [GWh] | Assessment of the European potential for pumped hydropower energy storage . A GIS- based assessment of pumped (2013) p72
PHES | 1700 | [GWh] | Assessment of the European potential for pumped hydropower energy storage . A GIS- based assessment of pumped (2013) p72
TS_DEC_BOILER_OIL | 20.26 | [MCHF/GWh] | c_inv |  | Adapted from PhD thesis (R. JAKOB) : "Urban Energy System Design from the Heat Perspective using mathematical Programming including thermal Storage". Post treatment done in excel sheet : "TS data.docx"
TS_DEC_BOILER_OIL | 0 | [MCHF/GWh] | c_maint
TS_DHN_DAILY | 10.13 | [MCHF/GWh] | c_inv
TS_DHN_DAILY | 0 | [MCHF/GWh] | c_maint
TS_DHN_SEASONAL | 3.36 | [MCHF/GWh] | c_inv
TS_DHN_SEASONAL | 0 | [MCHF/GWh] | c_maint
Note on C1: ====== ID#AAAAGdrQhnQ Stefano Moret (2020-04-29 12:37:16) GW of main output. For mobility is Mpkm/h, for cogeneration is heat. Investment cost for cogen is translated into CHF/kW_th. For storage depends on the technology. For gasification/pyrolysis is biofuel output
Note on E1: ====== ID#AAAAGdnL994 Stefano Moret (2020-04-29 12:37:16) Global warming potential (GWP) emissions for the construction of technologies [kgCO2-eq./kW], with respect to main output of the technology. For heating and cogeneration technologies, the main output is heat. Greenhouse gas emissions including the technology construction only. For GHG emissions, LCA data are taken from the Ecoinvent database v3.2 using the 'allocation at the point of substitution' method. GWP is assessed with the 'GWP100a - IPCC2013' indicator.
Note on G1: ====== ID#AAAAGdnL9_I Stefano Moret (2020-04-29 12:37:16) Yearly c_p. Different than 1 for technologies whose c_p is defined on an annual basis
Note on H1: ====== ID#AAAAGdrQhnw Stefano Moret (2020-04-29 12:37:16) Limit to the Mult_t, expressed as % of total demand in each sector
Note on I1: ====== ID#AAAAGdnL9_c Stefano Moret (2020-04-29 12:37:16) Limit to the Mult_t, expressed as % of total demand in each sector
Note on J1: ====== ID#AAAAGdnL9-E Stefano Moret (2020-04-29 12:37:16) main output: Mpkm/h for the technologies, heat for cogen, storage level [GWh] for storage units
Note on K1: ====== ID#AAAAGdnL99w Stefano Moret (2020-04-29 12:37:15) main output: Mpkm/h for the technologies, heat for cogen, storage level [GWh] for storage units
Note on K2: ====== ID#AAAAGdnL9-w Gauthier Limpens (2020-04-29 12:37:16) Nuclear phase out (
Note on C6: ====== ID#AAAAJe0eBNY Stefano Moret (2020-04-29 14:18:32) Value changed based on expert opinion (Prof. Ballif, EPFL, email 19.04.2017)
Note on G6: ====== ID#AAAAJe0eBKw Gauthier Limpens (2020-04-29 14:18:32) Not necessary anymore
Note on G7: ====== ID#AAAAJe0eBMY Gauthier Limpens (2020-04-29 14:18:32) Not necessary
Note on K7: ====== ID#AAAAGdnL9-A Stefano Moret (2020-04-29 12:37:16) Updated from: Energiestrategie 2050. Berechnung der Energiepotenziale fu ̈r Wind- und Sonnenenergie. Technical report, Office f ́ed ́eral de l’environnement (OFEV), Bern, Switzerland, September 2012.
Note on G10: Gauthier Limpens: Not necessary
Note on B11: ====== ID#AAAAJe0eBMo Stefano Moret (2020-04-29 14:18:32) Cogen in industry same as DHN cogen. Apart from NG cogen, which is the same as decentralized gas cogen (for c_inv and c_maint)
Note on E13: ====== ID#AAAAJe0eBM8 Stefano Moret (2020-04-29 14:18:32) Taken impact per kw_MSW_in from Geo&Bio and scaled to efficiencies used in SES
Note on E15: ====== ID#AAAAJe0eBKQ Stefano Moret (2020-04-29 14:18:32) Using Geo&Bio value I would obtain 2.59. Probably too low (was obtained by Léda with expoential extrapolation to 50MW). Using ecoinvent value instead
Note on E16: ====== ID#AAAAJe0eBLE Stefano Moret (2020-04-29 14:18:32) Using Geo&Bio value I would obtain 2.59. Probably too low (was obtained by Léda with expoential extrapolation to 50MW). Using ecoinvent value instead
Note on E21: Stefano Moret: Taken impact per kw_MSW_in from Geo&Bio and scaled to efficiencies used in SES
Note on E23: Stefano Moret: Using Geo&Bio value I would obtain 2.59. Probably too low (was obtained by Léda with expoential extrapolation to 50MW). Using ecoinvent value instead
Note on E24: Stefano Moret: Using Geo&Bio value I would obtain 2.59. Probably too low (was obtained by Léda with expoential extrapolation to 50MW). Using ecoinvent value instead
Note on E37: Stefano Moret: Ecoinvent value. In ecoinvent I have 1466 kgCO2/m for drilling. If I consider 3 wells of 4.2km, as in Geo&Bio, the value is 3 times higher than the one in Geo&Bio. See comparison below. Chosen the value from ecoinvent
Note on B84: ====== ID#AAAAJe0eBLU Gauthier Limpens (2020-04-29 14:18:32) DATA not necessary because it depends on the number of cars
Note on B85: ====== ID#AAAAJe0eBKk Gauthier Limpens (2020-04-29 14:18:32) DATA not necessary because it depends on the number of cars
Note on B175: ====== ID#AAAAGdnL9_U Stefano Moret (2020-04-29 12:37:16) Assuming 5MWth
Note on B202: ====== ID#AAAAGdnL9_0 Gauthier Limpens (2020-04-29 12:37:16) This number changes a lot depending on the country/geography. This data is based on study of Switzerland

## 3.3 STO
TBC
param storage_eff_in: | ELECTRICITY | GASOLINE | DIESEL | LFO | NG | WOOD | WET_BIOMASS | COAL | URANIUM | WASTE | H2 | SLF | HEAT_HIGH_T | HEAT_LOW_T_DHN | HEAT_LOW_T_DECEN | SPACE_COOLING | PROCESS_COOLING | MOB_PUBLIC | MOB_PRIVATE | MOB_FREIGHT_RAIL | MOB_FREIGHT_ROAD | MOB_FREIGHT_BOAT | RES_WIND | RES_SOLAR | RES_HYDRO | RES_GEO | NON_ENERGY | CO2_ATM | CO2_INDUSTRY | CO2_CAPTURED | PT_HEAT | ST_HEAT:=
DAM_STORAGE | 1 | 0 | 0 | 0 | 0 | 0 | 0 | 0 | 0 | 0 | 0 | 0 | 0 | 0 | 0 | 0 | 0 | 0 | 0 | 0 | 0 | 0 | 0 | 0 | 0 | 0 | 0 | 0 | 0 | 0 | 0 | 0
PHS | 0.866 | 0 | 0 | 0 | 0 | 0 | 0 | 0 | 0 | 0 | 0 | 0 | 0 | 0 | 0 | 0 | 0 | 0 | 0 | 0 | 0 | 0 | 0 | 0 | 0 | 0 | 0 | 0 | 0 | 0 | 0 | 0
BATT_LI | 0.95 | 0 | 0 | 0 | 0 | 0 | 0 | 0 | 0 | 0 | 0 | 0 | 0 | 0 | 0 | 0 | 0 | 0 | 0 | 0 | 0 | 0 | 0 | 0 | 0 | 0 | 0 | 0 | 0 | 0 | 0 | 0
BEV_BATT | 0.95 | 0 | 0 | 0 | 0 | 0 | 0 | 0 | 0 | 0 | 0 | 0 | 0 | 0 | 0 | 0 | 0 | 0 | 0 | 0 | 0 | 0 | 0 | 0 | 0 | 0 | 0 | 0 | 0 | 0 | 0 | 0
PHEV_BATT | 0.95 | 0 | 0 | 0 | 0 | 0 | 0 | 0 | 0 | 0 | 0 | 0 | 0 | 0 | 0 | 0 | 0 | 0 | 0 | 0 | 0 | 0 | 0 | 0 | 0 | 0 | 0 | 0 | 0 | 0 | 0 | 0
TS_DEC_DIRECT_ELEC | 0 | 0 | 0 | 0 | 0 | 0 | 0 | 0 | 0 | 0 | 0 | 0 | 0 | 0 | 1 | 0 | 0 | 0 | 0 | 0 | 0 | 0 | 0 | 0 | 0 | 0 | 0 | 0 | 0 | 0 | 0 | 0
TS_DEC_HP_ELEC | 0 | 0 | 0 | 0 | 0 | 0 | 0 | 0 | 0 | 0 | 0 | 0 | 0 | 0 | 1 | 0 | 0 | 0 | 0 | 0 | 0 | 0 | 0 | 0 | 0 | 0 | 0 | 0 | 0 | 0 | 0 | 0
TS_DEC_THHP_GAS | 0 | 0 | 0 | 0 | 0 | 0 | 0 | 0 | 0 | 0 | 0 | 0 | 0 | 0 | 1 | 0 | 0 | 0 | 0 | 0 | 0 | 0 | 0 | 0 | 0 | 0 | 0 | 0 | 0 | 0 | 0 | 0
TS_DEC_COGEN_GAS | 0 | 0 | 0 | 0 | 0 | 0 | 0 | 0 | 0 | 0 | 0 | 0 | 0 | 0 | 1 | 0 | 0 | 0 | 0 | 0 | 0 | 0 | 0 | 0 | 0 | 0 | 0 | 0 | 0 | 0 | 0 | 0
TS_DEC_COGEN_OIL | 0 | 0 | 0 | 0 | 0 | 0 | 0 | 0 | 0 | 0 | 0 | 0 | 0 | 0 | 1 | 0 | 0 | 0 | 0 | 0 | 0 | 0 | 0 | 0 | 0 | 0 | 0 | 0 | 0 | 0 | 0 | 0
TS_DEC_ADVCOGEN_GAS | 0 | 0 | 0 | 0 | 0 | 0 | 0 | 0 | 0 | 0 | 0 | 0 | 0 | 0 | 1 | 0 | 0 | 0 | 0 | 0 | 0 | 0 | 0 | 0 | 0 | 0 | 0 | 0 | 0 | 0 | 0 | 0
TS_DEC_ADVCOGEN_H2 | 0 | 0 | 0 | 0 | 0 | 0 | 0 | 0 | 0 | 0 | 0 | 0 | 0 | 0 | 1 | 0 | 0 | 0 | 0 | 0 | 0 | 0 | 0 | 0 | 0 | 0 | 0 | 0 | 0 | 0 | 0 | 0
TS_DEC_BOILER_GAS | 0 | 0 | 0 | 0 | 0 | 0 | 0 | 0 | 0 | 0 | 0 | 0 | 0 | 0 | 1 | 0 | 0 | 0 | 0 | 0 | 0 | 0 | 0 | 0 | 0 | 0 | 0 | 0 | 0 | 0 | 0 | 0
TS_DEC_BOILER_WOOD | 0 | 0 | 0 | 0 | 0 | 0 | 0 | 0 | 0 | 0 | 0 | 0 | 0 | 0 | 1 | 0 | 0 | 0 | 0 | 0 | 0 | 0 | 0 | 0 | 0 | 0 | 0 | 0 | 0 | 0 | 0 | 0
TS_DEC_BOILER_OIL | 0 | 0 | 0 | 0 | 0 | 0 | 0 | 0 | 0 | 0 | 0 | 0 | 0 | 0 | 1 | 0 | 0 | 0 | 0 | 0 | 0 | 0 | 0 | 0 | 0 | 0 | 0 | 0 | 0 | 0 | 0 | 0
TS_DHN_DAILY | 0 | 0 | 0 | 0 | 0 | 0 | 0 | 0 | 0 | 0 | 0 | 0 | 0 | 1 | 0 | 0 | 0 | 0 | 0 | 0 | 0 | 0 | 0 | 0 | 0 | 0 | 0 | 0 | 0 | 0 | 0 | 0
TS_DHN_SEASONAL | 0 | 0 | 0 | 0 | 0 | 0 | 0 | 0 | 0 | 0 | 0 | 0 | 0 | 1 | 0 | 0 | 0 | 0 | 0 | 0 | 0 | 0 | 0 | 0 | 0 | 0 | 0 | 0 | 0 | 0 | 0 | 0
SEASONAL_NG | 0 | 0 | 0 | 0 | 0.99 | 0 | 0 | 0 | 0 | 0 | 0 | 0 | 0 | 0 | 0 | 0 | 0 | 0 | 0 | 0 | 0 | 0 | 0 | 0 | 0 | 0 | 0 | 0 | 0 | 0 | 0 | 0
SEASONAL_H2 | 0 | 0 | 0 | 0 | 0 | 0 | 0 | 0 | 0 | 0 | 0.9 | 0 | 0 | 0 | 0 | 0 | 0 | 0 | 0 | 0 | 0 | 0 | 0 | 0 | 0 | 0 | 0 | 0 | 0 | 0 | 0 | 0
CO2_STORAGE | 0 | 0 | 0 | 0 | 0 | 0 | 0 | 0 | 0 | 0 | 0 | 0 | 0 | 0 | 0 | 0 | 0 | 0 | 0 | 0 | 0 | 0 | 0 | 0 | 0 | 0 | 0 | 0 | 0 | 1 | 0 | 0
SLF_STO | 0 | 0 | 0 | 0 | 0 | 0 | 0 | 0 | 0 | 0 | 0 | 1 | 0 | 0 | 0 | 0 | 0 | 0 | 0 | 0 | 0 | 0 | 0 | 0 | 0 | 0 | 0 | 0 | 0 | 0 | 0 | 0
PT_STORAGE | 0 | 0 | 0 | 0 | 0 | 0 | 0 | 0 | 0 | 0 | 0 | 0 | 0 | 0 | 0 | 0 | 0 | 0 | 0 | 0 | 0 | 0 | 0 | 0 | 0 | 0 | 0 | 0 | 0 | 0 | 1 | 0
ST_STORAGE | 0 | 0 | 0 | 0 | 0 | 0 | 0 | 0 | 0 | 0 | 0 | 0 | 0 | 0 | 0 | 0 | 0 | 0 | 0 | 0 | 0 | 0 | 0 | 0 | 0 | 0 | 0 | 0 | 0 | 0 | 0 | 1
TS_COLD | 0 | 0 | 0 | 0 | 0 | 0 | 0 | 0 | 0 | 0 | 0 | 0 | 0 | 0 | 0 | 1 | 0 | 0 | 0 | 0 | 0 | 0 | 0 | 0 | 0 | 0 | 0 | 0 | 0 | 0 | 0 | 0
TS_MOLTEN_SALT | 0 | 0 | 0 | 0 | 0 | 0 | 0 | 0 | 0 | 0 | 0 | 0 | 1 | 0 | 0 | 0 | 0 | 0 | 0 | 0 | 0 | 0 | 0 | 0 | 0 | 0 | 0 | 0 | 0 | 0 | 0 | 0
CAES | 0.825 | 0 | 0 | 0 | 0 | 0 | 0 | 0 | 0 | 0 | 0 | 0 | 0 | 0 | 0 | 0 | 0 | 0 | 0 | 0 | 0 | 0 | 0 | 0 | 0 | 0 | 0 | 0 | 0 | 0 | 0 | 0
TBC
param storage_eff_out: | ELECTRICITY | GASOLINE | DIESEL | LFO | NG | WOOD | WET_BIOMASS | COAL | URANIUM | WASTE | H2 | SLF | HEAT_HIGH_T | HEAT_LOW_T_DHN | HEAT_LOW_T_DECEN | SPACE_COOLING | PROCESS_COOLING | MOB_PUBLIC | MOB_PRIVATE | MOB_FREIGHT_RAIL | MOB_FREIGHT_ROAD | MOB_FREIGHT_BOAT | RES_WIND | RES_SOLAR | RES_HYDRO | RES_GEO | NON_ENERGY | CO2_ATM | CO2_INDUSTRY | CO2_CAPTURED | PT_HEAT | ST_HEAT:=
DAM_STORAGE | 1 | 0 | 0 | 0 | 0 | 0 | 0 | 0 | 0 | 0 | 0 | 0 | 0 | 0 | 0 | 0 | 0 | 0 | 0 | 0 | 0 | 0 | 0 | 0 | 0 | 0 | 0 | 0 | 0 | 0 | 0 | 0
PHS | 0.866 | 0 | 0 | 0 | 0 | 0 | 0 | 0 | 0 | 0 | 0 | 0 | 0 | 0 | 0 | 0 | 0 | 0 | 0 | 0 | 0 | 0 | 0 | 0 | 0 | 0 | 0 | 0 | 0 | 0 | 0 | 0
BATT_LI | 0.95 | 0 | 0 | 0 | 0 | 0 | 0 | 0 | 0 | 0 | 0 | 0 | 0 | 0 | 0 | 0 | 0 | 0 | 0 | 0 | 0 | 0 | 0 | 0 | 0 | 0 | 0 | 0 | 0 | 0 | 0 | 0
BEV_BATT | 0.95 | 0 | 0 | 0 | 0 | 0 | 0 | 0 | 0 | 0 | 0 | 0 | 0 | 0 | 0 | 0 | 0 | 0 | 0 | 0 | 0 | 0 | 0 | 0 | 0 | 0 | 0 | 0 | 0 | 0 | 0 | 0
PHEV_BATT | 0.95 | 0 | 0 | 0 | 0 | 0 | 0 | 0 | 0 | 0 | 0 | 0 | 0 | 0 | 0 | 0 | 0 | 0 | 0 | 0 | 0 | 0 | 0 | 0 | 0 | 0 | 0 | 0 | 0 | 0 | 0 | 0
TS_DEC_DIRECT_ELEC | 0 | 0 | 0 | 0 | 0 | 0 | 0 | 0 | 0 | 0 | 0 | 0 | 0 | 0 | 1 | 0 | 0 | 0 | 0 | 0 | 0 | 0 | 0 | 0 | 0 | 0 | 0 | 0 | 0 | 0 | 0 | 0
TS_DEC_HP_ELEC | 0 | 0 | 0 | 0 | 0 | 0 | 0 | 0 | 0 | 0 | 0 | 0 | 0 | 0 | 1 | 0 | 0 | 0 | 0 | 0 | 0 | 0 | 0 | 0 | 0 | 0 | 0 | 0 | 0 | 0 | 0 | 0
TS_DEC_THHP_GAS | 0 | 0 | 0 | 0 | 0 | 0 | 0 | 0 | 0 | 0 | 0 | 0 | 0 | 0 | 1 | 0 | 0 | 0 | 0 | 0 | 0 | 0 | 0 | 0 | 0 | 0 | 0 | 0 | 0 | 0 | 0 | 0
TS_DEC_COGEN_GAS | 0 | 0 | 0 | 0 | 0 | 0 | 0 | 0 | 0 | 0 | 0 | 0 | 0 | 0 | 1 | 0 | 0 | 0 | 0 | 0 | 0 | 0 | 0 | 0 | 0 | 0 | 0 | 0 | 0 | 0 | 0 | 0
TS_DEC_COGEN_OIL | 0 | 0 | 0 | 0 | 0 | 0 | 0 | 0 | 0 | 0 | 0 | 0 | 0 | 0 | 1 | 0 | 0 | 0 | 0 | 0 | 0 | 0 | 0 | 0 | 0 | 0 | 0 | 0 | 0 | 0 | 0 | 0
TS_DEC_ADVCOGEN_GAS | 0 | 0 | 0 | 0 | 0 | 0 | 0 | 0 | 0 | 0 | 0 | 0 | 0 | 0 | 1 | 0 | 0 | 0 | 0 | 0 | 0 | 0 | 0 | 0 | 0 | 0 | 0 | 0 | 0 | 0 | 0 | 0
TS_DEC_ADVCOGEN_H2 | 0 | 0 | 0 | 0 | 0 | 0 | 0 | 0 | 0 | 0 | 0 | 0 | 0 | 0 | 1 | 0 | 0 | 0 | 0 | 0 | 0 | 0 | 0 | 0 | 0 | 0 | 0 | 0 | 0 | 0 | 0 | 0
TS_DEC_BOILER_GAS | 0 | 0 | 0 | 0 | 0 | 0 | 0 | 0 | 0 | 0 | 0 | 0 | 0 | 0 | 1 | 0 | 0 | 0 | 0 | 0 | 0 | 0 | 0 | 0 | 0 | 0 | 0 | 0 | 0 | 0 | 0 | 0
TS_DEC_BOILER_WOOD | 0 | 0 | 0 | 0 | 0 | 0 | 0 | 0 | 0 | 0 | 0 | 0 | 0 | 0 | 1 | 0 | 0 | 0 | 0 | 0 | 0 | 0 | 0 | 0 | 0 | 0 | 0 | 0 | 0 | 0 | 0 | 0
TS_DEC_BOILER_OIL | 0 | 0 | 0 | 0 | 0 | 0 | 0 | 0 | 0 | 0 | 0 | 0 | 0 | 0 | 1 | 0 | 0 | 0 | 0 | 0 | 0 | 0 | 0 | 0 | 0 | 0 | 0 | 0 | 0 | 0 | 0 | 0
TS_DHN_DAILY | 0 | 0 | 0 | 0 | 0 | 0 | 0 | 0 | 0 | 0 | 0 | 0 | 0 | 1 | 0 | 0 | 0 | 0 | 0 | 0 | 0 | 0 | 0 | 0 | 0 | 0 | 0 | 0 | 0 | 0 | 0 | 0
TS_DHN_SEASONAL | 0 | 0 | 0 | 0 | 0 | 0 | 0 | 0 | 0 | 0 | 0 | 0 | 0 | 1 | 0 | 0 | 0 | 0 | 0 | 0 | 0 | 0 | 0 | 0 | 0 | 0 | 0 | 0 | 0 | 0 | 0 | 0
SEASONAL_NG | 0 | 0 | 0 | 0 | 0.995 | 0 | 0 | 0 | 0 | 0 | 0 | 0 | 0 | 0 | 0 | 0 | 0 | 0 | 0 | 0 | 0 | 0 | 0 | 0 | 0 | 0 | 0 | 0 | 0 | 0 | 0 | 0
SEASONAL_H2 | 0 | 0 | 0 | 0 | 0 | 0 | 0 | 0 | 0 | 0 | 0.98 | 0 | 0 | 0 | 0 | 0 | 0 | 0 | 0 | 0 | 0 | 0 | 0 | 0 | 0 | 0 | 0 | 0 | 0 | 0 | 0 | 0
CO2_STORAGE | 0 | 0 | 0 | 0 | 0 | 0 | 0 | 0 | 0 | 0 | 0 | 0 | 0 | 0 | 0 | 0 | 0 | 0 | 0 | 0 | 0 | 0 | 0 | 0 | 0 | 0 | 0 | 0 | 0 | 1 | 0 | 0
SLF_STO | 0 | 0 | 0 | 0 | 0 | 0 | 0 | 0 | 0 | 0 | 0 | 1 | 0 | 0 | 0 | 0 | 0 | 0 | 0 | 0 | 0 | 0 | 0 | 0 | 0 | 0 | 0 | 0 | 0 | 0 | 0 | 0
PT_STORAGE | 0 | 0 | 0 | 0 | 0 | 0 | 0 | 0 | 0 | 0 | 0 | 0 | 0 | 0 | 0 | 0 | 0 | 0 | 0 | 0 | 0 | 0 | 0 | 0 | 0 | 0 | 0 | 0 | 0 | 0 | 1 | 0
ST_STORAGE | 0 | 0 | 0 | 0 | 0 | 0 | 0 | 0 | 0 | 0 | 0 | 0 | 0 | 0 | 0 | 0 | 0 | 0 | 0 | 0 | 0 | 0 | 0 | 0 | 0 | 0 | 0 | 0 | 0 | 0 | 0 | 1
TS_COLD | 0 | 0 | 0 | 0 | 0 | 0 | 0 | 0 | 0 | 0 | 0 | 0 | 0 | 0 | 0 | 1 | 0 | 0 | 0 | 0 | 0 | 0 | 0 | 0 | 0 | 0 | 0 | 0 | 0 | 0 | 0 | 0
TS_MOLTEN_SALT | 0 | 0 | 0 | 0 | 0 | 0 | 0 | 0 | 0 | 0 | 0 | 0 | 1 | 0 | 0 | 0 | 0 | 0 | 0 | 0 | 0 | 0 | 0 | 0 | 0 | 0 | 0 | 0 | 0 | 0 | 0 | 0
CAES | 0.825 | 0 | 0 | 0 | 0 | 0 | 0 | 0 | 0 | 0 | 0 | 0 | 0 | 0 | 0 | 0 | 0 | 0 | 0 | 0 | 0 | 0 | 0 | 0 | 0 | 0 | 0 | 0 | 0 | 0 | 0 | 0
param : | storage_charge_time | storage_discharge_time | storage_availability | storage_losses | :=
DAM_STORAGE | 1 | 1 | 1 | 0
PHS | 82.52 | 82.52 | 1 | 0
BATT_LI | 4 | 4 | 1 | 0.0002 |  |  | % In this propose version, we assume a very high share of connected vehicles (cfr paper). To be more realistic, we advise 20% of storage_availability_share
CAES | 6.84 | 4.1 | 1 | 0.0208 |  |  | % In this propose version, we assume a very high share of connected vehicles (cfr paper). To be more realistic, we advise 20% of storage_availability_share
BEV_BATT | 10 | 4 | 0.2 | 0.0002
PHEV_BATT | 10 | 4 | 0.2 | 0.0002
TS_DEC_DIRECT_ELEC | 4 | 4 | 1 | 0.00824
TS_DEC_HP_ELEC | 4 | 4 | 1 | 0.00824
TS_DEC_THHP_GAS | 4 | 4 | 1 | 0.00824
TS_DEC_COGEN_GAS | 4 | 4 | 1 | 0.00824
TS_DEC_COGEN_OIL | 4 | 4 | 1 | 0.00824
TS_DEC_ADVCOGEN_GAS | 4 | 4 | 1 | 0.00824
TS_DEC_ADVCOGEN_H2 | 4 | 4 | 1 | 0.00824
TS_DEC_BOILER_GAS | 4 | 4 | 1 | 0.00824
TS_DEC_BOILER_WOOD | 4 | 4 | 1 | 0.00824 |  |  | 2 is arbitrary choosen
TS_DEC_BOILER_OIL | 4 | 4 | 1 | 0.00824 |  |  | 168 is arbitrary choosen (in the data, they say that the storage is suitable for weekly to seasonal storage).
TS_DHN_DAILY | 60.3 | 60.3 | 1 | 0.00833
TS_DHN_SEASONAL | 150 | 150 | 1 | 6.06e-05
SEASONAL_NG | 2256 | 752 | 1 | 0
SEASONAL_H2 | 4 | 4 | 1 | 0
CO2_STORAGE | 1 | 1 | 1 | 0
SLF_STO | 1 | 1 | 1 | 0
PT_STORAGE | 1.33 | 1.33 | 1 | 0.000355
ST_STORAGE | 1.33 | 1.33 | 1 | 0.000355
TS_COLD | 4 | 4 | 1 | 0.00824
TS_HIGH_TEMP | 1.33 | 1.33 | 1 | 0.000355
;
Sources
PHES | 203 | hours of charge | Based on Swiss energy capacity and power installed
BATT_LI | 4 | hours of charge | Zakeri 2015 (Electrical energy storage systems: A comparative life cycle cost analysis) Table B1
BEV_BATT | 10 | hours of charge | Arbitrary, based on Stationnary BATT_LI
PHEV_BATT | 10 | hours of charge | Arbitrary, based on Stationnary BATT_LI
Others | No constrained | (even for DHN because not compatible)
PHES | 203 | hours of discharge | Based on Swiss energy capacity and power installed
BATT_LI | 4 | hours of discharge | Zakeri 2015 (Electrical energy storage systems: A comparative life cycle cost analysis) Table B1
BEV_BATT | 4 | hours of discharge | Arbitrary, based on Stationnary BATT_LI
PHEV_BATT | 4 | hours of discharge | Arbitrary, based on Stationnary BATT_LI
Others | No constrained | (even for DHN because not compatible)
BEV vehicle | 20% | <=> only this share is available for charge/discharge at a time | Arbitrary
Others | 100% | <=> no constrained on the availability
BATT_LI |  | Limpens 2018, table 1 + Zakeri 2015 (Electrical energy storage systems: A comparative life cycle cost analysis) Table B1
BEV_BATT |  | Arbitrary based on BATT_Li
PHEV_BATT |  | Arbitrary based on BATT_Li
TS_DEC_HP_ELEC |  | Adapted from PhD thesis (R. JAKOB) : "Urban Energy System Design from the Heat Perspective using mathematical Programming including thermal Storage". Post treatment done in excel sheet : "TS data.docx"
TS_DEC_DIRECT_ELEC
TS_DEC_THHP_GAS
TS_DEC_COGEN_GAS
TS_DEC_COGEN_OIL
TS_DEC_ADVCOGEN_GAS
TS_DEC_ADVCOGEN_H2
TS_DEC_BOILER_GAS
TS_DEC_BOILER_WOOD
TS_DEC_BOILER_OIL
TS_DHN_DAILY
TS_DHN_SEASONAL
Note on B60: ====== ID#AAAAGdnL9_k Gauthier Limpens (2020-04-29 12:37:16) Time required to charge a storage If 1 <=> can be recharge within 1h, or it is constrained by the power capacity
Note on C60: ====== ID#AAAAGdnL998 Gauthier Limpens (2020-04-29 12:37:16) Time required to discharge a storage If 1, then can be recharge within 1 hour or is constrained by the power capacity