## README
EnergyScope TD data management file
Refer to paper "EnergyScope TD: an open source model for national energy systems" Limpens2019
Tabs structure :
1. Time series
1.1 End use demand and weather related (%_elec, %_sh…)
1.2 Technology related related to maintenance or weather (c_p_t)
2. Scenario
2.1 Resources (avail, gwp_op & c_op)
2.2 User defined (%_pub_min, fmin_%,re_share…)
2.3 Yearly energy end use demand
3. Technologies
3.1 layers_in_out (f)
3.2 Technologies caracteristiques (c_inv, lifetime …)
3.2 Storage (efficiency_in, charge time,…)
Color code :
User Input
Automatically computed | color code should be verified and improved
Default value
Jean-Louis Tychon and Jeroen Dommisse Inputs

## 1.1 Time Series
|  | End Use Demands |  |  |  |  | Weather
{PERIODS} | period_duration [h] | Electricity (%_elec) | Space Heating (%_sh) | Space Cooling | Passanger mobility (%_pass) | Freight mobility (%_freight) | PV | Wind_onshore | Wind_offshore | Hydro_dam | Hydro_river | Tidal | Solar
1 | 1 | 0.000102 | 0.00026079 | 0 | 2.3497e-06 | 0.00011416 | 0 | 0.41099 | 0.0001 | 0.075997 | 0.36809 | 0.0001 | 0
2 | 1 | 9.7767e-05 | 0.00030299 | 0 | 1.1748e-06 | 0.00011416 | 0 | 0.33021 | 0.0001 | 0.07643 | 0.36784 | 0.0001 | 0
3 | 1 | 9.5167e-05 | 0.00028059 | 0 | 1.4098e-05 | 0.00011416 | 0 | 0.30282 | 0.0001 | 0.076863 | 0.36761 | 0.0001 | 0
4 | 1 | 9.2287e-05 | 0.00024149 | 0 | 3.7595e-05 | 0.00011416 | 0 | 0.26488 | 0.0001 | 0.077295 | 0.36736 | 0.0001 | 0
5 | 1 | 9.0937e-05 | 0.0001846 | 0 | 9.3987e-05 | 0.00011416 | 0 | 0.22012 | 0.0001 | 0.077729 | 0.36712 | 0.0001 | 0
6 | 1 | 8.4227e-05 | 0.00023839 | 0 | 0.0001821 | 0.00011416 | 0 | 0.17495 | 0.0001 | 0.078161 | 0.36688 | 0.0001 | 0
7 | 1 | 8.5727e-05 | 0.0001815 | 0 | 0.0001586 | 0.00011416 | 0 | 0.12415 | 0.0001 | 0.078595 | 0.36663 | 0.0001 | 0
8 | 1 | 8.1517e-05 | 0.0001783 | 0 | 0.00014685 | 0.00011416 | 0 | 0.11003 | 0.0001 | 0.079027 | 0.36638 | 0.0001 | 0
9 | 1 | 8.2707e-05 | 0.0001654 | 0 | 0.00016448 | 0.00011416 | 0.0087742 | 0.10035 | 0.0001 | 0.07946 | 0.36613 | 0.0001 | 0
10 | 1 | 8.6107e-05 | 0.0001635 | 0 | 0.00018797 | 0.00011416 | 0.078968 | 0.057297 | 0.0001 | 0.079893 | 0.36588 | 0.0001 | 0
11 | 1 | 9.0327e-05 | 0.0001524 | 0 | 0.00020677 | 0.00011416 | 0.12284 | 0.045897 | 0.0001 | 0.080327 | 0.36565 | 0.0001 | 0
12 | 1 | 9.2857e-05 | 0.0001293 | 0 | 0.00018797 | 0.00011416 | 0.25445 | 0.047884 | 0.0001 | 0.08076 | 0.36541 | 0.0001 | 0
13 | 1 | 0.0001006 | 0.0001412 | 0 | 0.00019032 | 0.00011416 | 0.21058 | 0.042178 | 0.0001 | 0.081192 | 0.36517 | 0.0001 | 0
14 | 1 | 0.0001008 | 0.0001305 | 0 | 0.00021382 | 0.00011416 | 0.19303 | 0.033295 | 0.0001 | 0.081626 | 0.36492 | 0.0001 | 0
15 | 1 | 9.7917e-05 | 0.0001472 | 0 | 0.00022322 | 0.00011416 | 0.10529 | 0.046228 | 0.0001 | 0.082058 | 0.36467 | 0.0001 | 0
16 | 1 | 9.5557e-05 | 0.0001797 | 0 | 0.00022322 | 0.00011416 | 0.026323 | 0.057496 | 0.0001 | 0.082491 | 0.36442 | 0.0001 | 0
17 | 1 | 9.7967e-05 | 0.00021999 | 0 | 0.00016448 | 0.00011416 | 0 | 0.069238 | 0.0001 | 0.082922 | 0.36417 | 0.0001 | 0
18 | 1 | 0.0001126 | 0.0001679 | 0 | 0.00011748 | 0.00011416 | 0 | 0.086222 | 0.0001 | 0.083361 | 0.36393 | 0.0001 | 0
19 | 1 | 0.0001159 | 0.0001512 | 0 | 8.8113e-05 | 0.00011416 | 0 | 0.1093 | 0.0001 | 0.083791 | 0.36368 | 0.0001 | 0
20 | 1 | 0.000114 | 0.0001366 | 0 | 5.8742e-05 | 0.00011416 | 0 | 0.15055 | 0.0001 | 0.084221 | 0.36346 | 0.0001 | 0
21 | 1 | 0.0001081 | 0.0001459 | 0 | 3.7595e-05 | 0.00011416 | 0 | 0.18251 | 0.0001 | 0.084659 | 0.36321 | 0.0001 | 0
22 | 1 | 9.9537e-05 | 0.00021889 | 0 | 2.3497e-05 | 0.00011416 | 0 | 0.18251 | 0.0001 | 0.085089 | 0.36296 | 0.0001 | 0
23 | 1 | 0.0001029 | 0.00019779 | 0 | 9.3987e-06 | 0.00011416 | 0 | 0.17442 | 0.0001 | 0.085519 | 0.36271 | 0.0001 | 0
24 | 1 | 9.3437e-05 | 0.00025259 | 0 | 5.8742e-06 | 0.00011416 | 0 | 0.16029 | 0.0001 | 0.085957 | 0.36247 | 0.0001 | 0
25 | 1 | 9.0557e-05 | 0.00024639 | 0 | 2.3497e-06 | 0.00011416 | 0 | 0.14863 | 0.0001 | 0.086644 | 0.36222 | 0.0001 | 0
26 | 1 | 8.4947e-05 | 0.00027989 | 0 | 1.1748e-06 | 0.00011416 | 0 | 0.16195 | 0.0001 | 0.087752 | 0.36197 | 0.0001 | 0
27 | 1 | 8.4367e-05 | 0.00025319 | 0 | 1.4098e-05 | 0.00011416 | 0 | 0.17409 | 0.0001 | 0.088868 | 0.36172 | 0.0001 | 0
28 | 1 | 8.3977e-05 | 0.00023339 | 0 | 3.7595e-05 | 0.00011416 | 0 | 0.2044 | 0.0001 | 0.089976 | 0.3615 | 0.0001 | 0
29 | 1 | 8.4077e-05 | 0.00021179 | 0 | 9.3987e-05 | 0.00011416 | 0 | 0.23843 | 0.0001 | 0.091085 | 0.36125 | 0.0001 | 0
30 | 1 | 9.1867e-05 | 0.0001661 | 0 | 0.0001821 | 0.00011416 | 0 | 0.2788 | 0.0001 | 0.092201 | 0.36101 | 0.0001 | 0
31 | 1 | 9.4107e-05 | 0.0001655 | 0 | 0.0001586 | 0.00011416 | 0 | 0.31953 | 0.0001 | 0.093309 | 0.36076 | 0.0001 | 0
32 | 1 | 9.3867e-05 | 0.00019219 | 0 | 0.00014685 | 0.00011416 | 0 | 0.34619 | 0.0001 | 0.094417 | 0.36051 | 0.0001 | 0
33 | 1 | 9.7177e-05 | 0.00021709 | 0 | 0.00016448 | 0.00011416 | 0.017548 | 0.36271 | 0.0001 | 0.095534 | 0.36026 | 0.0001 | 0
34 | 1 | 0.0001044 | 0.00020309 | 0 | 0.00018797 | 0.00011416 | 0.10529 | 0.3308 | 0.0001 | 0.096642 | 0.36001 | 0.0001 | 0.070444
35 | 1 | 0.0001094 | 0.0001765 | 0 | 0.00020677 | 0.00011416 | 0.14039 | 0.30063 | 0.0001 | 0.09775 | 0.35977 | 0.0001 | 0.077197
36 | 1 | 0.0001105 | 0.0001625 | 0 | 0.00018797 | 0.00011416 | 0.14916 | 0.29008 | 0.0001 | 0.098867 | 0.35955 | 0.0001 | 0.13286
37 | 1 | 0.0001138 | 0.0001708 | 0 | 0.00019032 | 0.00011416 | 0.16671 | 0.27635 | 0.0001 | 0.099975 | 0.3593 | 0.0001 | 0.14821
38 | 1 | 0.0001102 | 0.0001738 | 0 | 0.00021382 | 0.00011416 | 0.13161 | 0.21256 | 0.0001 | 0.10109 | 0.35905 | 0.0001 | 0.084266
39 | 1 | 0.000104 | 0.00020879 | 0 | 0.00022322 | 0.00011416 | 0.052645 | 0.20685 | 0.0001 | 0.1022 | 0.3588 | 0.0001 | 0.065825
40 | 1 | 0.0001024 | 0.00021419 | 0 | 0.00022322 | 0.00011416 | 0.0087742 | 0.24187 | 0.0001 | 0.10331 | 0.35855 | 0.0001 | 0
41 | 1 | 0.0001062 | 0.00022519 | 0 | 0.00016448 | 0.00011416 | 0 | 0.31256 | 0.0001 | 0.10442 | 0.35831 | 0.0001 | 0
42 | 1 | 0.0001228 | 0.00020419 | 0 | 0.00011748 | 0.00011416 | 0 | 0.37431 | 0.0001 | 0.10553 | 0.35806 | 0.0001 | 0
43 | 1 | 0.0001283 | 0.0001897 | 0 | 8.8113e-05 | 0.00011416 | 0 | 0.36397 | 0.0001 | 0.10665 | 0.35781 | 0.0001 | 0
44 | 1 | 0.0001264 | 0.0001666 | 0 | 5.8742e-05 | 0.00011416 | 0 | 0.29526 | 0.0001 | 0.10775 | 0.35759 | 0.0001 | 0
45 | 1 | 0.0001144 | 0.00022809 | 0 | 3.7595e-05 | 0.00011416 | 0 | 0.24638 | 0.0001 | 0.10886 | 0.35734 | 0.0001 | 0
46 | 1 | 0.0001067 | 0.00027689 | 0 | 2.3497e-05 | 0.00011416 | 0 | 0.21972 | 0.0001 | 0.10998 | 0.35709 | 0.0001 | 0
47 | 1 | 0.0001112 | 0.00024069 | 0 | 9.3987e-06 | 0.00011416 | 0 | 0.26329 | 0.0001 | 0.11109 | 0.35685 | 0.0001 | 0
48 | 1 | 9.6067e-05 | 0.00036249 | 0 | 5.8742e-06 | 0.00011416 | 0 | 0.38737 | 0.0001 | 0.11221 | 0.3566 | 0.0001 | 0
49 | 1 | 9.0287e-05 | 0.00039179 | 0 | 2.3497e-06 | 0.00011416 | 0 | 0.55456 | 0.0001 | 0.11331 | 0.35644 | 0.0001 | 0
50 | 1 | 8.6957e-05 | 0.00041289 | 0 | 1.1748e-06 | 0.00011416 | 0 | 0.57838 | 0.0001 | 0.11442 | 0.35644 | 0.0001 | 0
51 | 1 | 8.9367e-05 | 0.00035169 | 0 | 1.4098e-05 | 0.00011416 | 0 | 0.59039 | 0.0001 | 0.11553 | 0.35643 | 0.0001 | 0
52 | 1 | 8.5657e-05 | 0.00035539 | 0 | 3.7595e-05 | 0.00011416 | 0 | 0.53387 | 0.0001 | 0.11665 | 0.35643 | 0.0001 | 0
53 | 1 | 7.8877e-05 | 0.00039089 | 0 | 9.3987e-05 | 0.00011416 | 0 | 0.45668 | 0.0001 | 0.11776 | 0.35643 | 0.0001 | 0
54 | 1 | 8.2407e-05 | 0.00039979 | 0 | 0.0001821 | 0.00011416 | 0 | 0.37345 | 0.0001 | 0.11886 | 0.35643 | 0.0001 | 0
55 | 1 | 9.4447e-05 | 0.00033779 | 0 | 0.0001586 | 0.00011416 | 0 | 0.29638 | 0.0001 | 0.11998 | 0.3564 | 0.0001 | 0
56 | 1 | 0.0001101 | 0.00026499 | 0 | 0.00014685 | 0.00011416 | 0 | 0.2613 | 0.0001 | 0.12109 | 0.3564 | 0.0001 | 0
57 | 1 | 0.0001198 | 0.00024469 | 0 | 0.00016448 | 0.00011416 | 0.043871 | 0.2948 | 0.0001 | 0.1222 | 0.3564 | 0.0001 | 0
58 | 1 | 0.000126 | 0.00022349 | 0 | 0.00018797 | 0.00011416 | 0.16671 | 0.21395 | 0.0001 | 0.1233 | 0.3564 | 0.0001 | 0.078255
59 | 1 | 0.0001299 | 0.0001845 | 0 | 0.00020677 | 0.00011416 | 0.25445 | 0.11175 | 0.0001 | 0.12442 | 0.35637 | 0.0001 | 0.14057
60 | 1 | 0.0001311 | 0.0001605 | 0 | 0.00018797 | 0.00011416 | 0.29832 | 0.097555 | 0.0001 | 0.12554 | 0.35637 | 0.0001 | 0.11514
61 | 1 | 0.0001298 | 0.0001875 | 0 | 0.00019032 | 0.00011416 | 0.3071 | 0.12587 | 0.0001 | 0.12665 | 0.35637 | 0.0001 | 0.12139
62 | 1 | 0.0001309 | 0.0001576 | 0 | 0.00021382 | 0.00011416 | 0.19303 | 0.16792 | 0.0001 | 0.12776 | 0.35637 | 0.0001 | 0.044619
63 | 1 | 0.0001282 | 0.0001663 | 0 | 0.00022322 | 0.00011416 | 0.087742 | 0.19206 | 0.0001 | 0.12886 | 0.35635 | 0.0001 | 0
64 | 1 | 0.0001272 | 0.0001698 | 0 | 0.00022322 | 0.00011416 | 0.026323 | 0.15121 | 0.0001 | 0.12998 | 0.35635 | 0.0001 | 0
65 | 1 | 0.00013 | 0.0001795 | 0 | 0.00016448 | 0.00011416 | 0 | 0.13429 | 0.0001 | 0.13109 | 0.35635 | 0.0001 | 0
66 | 1 | 0.000139 | 0.0001719 | 0 | 0.00011748 | 0.00011416 | 0 | 0.11454 | 0.0001 | 0.1322 | 0.35635 | 0.0001 | 0
67 | 1 | 0.0001421 | 0.0001487 | 0 | 8.8113e-05 | 0.00011416 | 0 | 0.12548 | 0.0001 | 0.13332 | 0.35632 | 0.0001 | 0
68 | 1 | 0.0001365 | 0.0001456 | 0 | 5.8742e-05 | 0.00011416 | 0 | 0.14498 | 0.0001 | 0.13442 | 0.35632 | 0.0001 | 0
69 | 1 | 0.0001271 | 0.0001501 | 0 | 3.7595e-05 | 0.00011416 | 0 | 0.16646 | 0.0001 | 0.13554 | 0.35632 | 0.0001 | 0
70 | 1 | 0.000118 | 0.00019249 | 0 | 2.3497e-05 | 0.00011416 | 0 | 0.16932 | 0.0001 | 0.13664 | 0.35632 | 0.0001 | 0
71 | 1 | 0.0001134 | 0.00023369 | 0 | 9.3987e-06 | 0.00011416 | 0 | 0.16646 | 0.0001 | 0.13776 | 0.3563 | 0.0001 | 0
72 | 1 | 0.0001017 | 0.00029239 | 0 | 5.8742e-06 | 0.00011416 | 0 | 0.15101 | 0.0001 | 0.13887 | 0.3563 | 0.0001 | 0
73 | 1 | 9.7497e-05 | 0.00029869 | 0 | 2.3497e-06 | 0.00011416 | 0 | 0.16752 | 0.0001 | 0.13998 | 0.3563 | 0.0001 | 0
74 | 1 | 9.2977e-05 | 0.00031329 | 0 | 1.1748e-06 | 0.00011416 | 0 | 0.19903 | 0.0001 | 0.14109 | 0.3563 | 0.0001 | 0
75 | 1 | 9.3657e-05 | 0.00026309 | 0 | 1.4098e-05 | 0.00011416 | 0 | 0.23663 | 0.0001 | 0.1422 | 0.35627 | 0.0001 | 0
76 | 1 | 9.0727e-05 | 0.00025959 | 0 | 3.7595e-05 | 0.00011416 | 0 | 0.30899 | 0.0001 | 0.14332 | 0.35627 | 0.0001 | 0
77 | 1 | 8.5497e-05 | 0.00028699 | 0 | 9.3987e-05 | 0.00011416 | 0 | 0.37717 | 0.0001 | 0.14443 | 0.35627 | 0.0001 | 0
78 | 1 | 9.0107e-05 | 0.00029049 | 0 | 0.0001821 | 0.00011416 | 0 | 0.37153 | 0.0001 | 0.14553 | 0.35627 | 0.0001 | 0
79 | 1 | 0.0001008 | 0.00025119 | 0 | 0.0001586 | 0.00011416 | 0 | 0.29738 | 0.0001 | 0.14665 | 0.35624 | 0.0001 | 0
80 | 1 | 0.000114 | 0.00020099 | 0 | 0.00014685 | 0.00011416 | 0 | 0.30183 | 0.0001 | 0.14776 | 0.35624 | 0.0001 | 0
81 | 1 | 0.0001232 | 0.0001898 | 0 | 0.00016448 | 0.00011416 | 0.026323 | 0.43181 | 0.0001 | 0.14887 | 0.35624 | 0.0001 | 0
82 | 1 | 0.0001289 | 0.0001749 | 0 | 0.00018797 | 0.00011416 | 0.16671 | 0.49275 | 0.0001 | 0.14997 | 0.35624 | 0.0001 | 0.017783
83 | 1 | 0.0001335 | 0.0001467 | 0 | 0.00020677 | 0.00011416 | 0.21058 | 0.47432 | 0.0001 | 0.15109 | 0.35622 | 0.0001 | 0.064191
84 | 1 | 0.0001349 | 0.0001336 | 0 | 0.00018797 | 0.00011416 | 0.21936 | 0.5545 | 0.0001 | 0.15221 | 0.35622 | 0.0001 | 0.11277
85 | 1 | 0.0001331 | 0.0001486 | 0 | 0.00019032 | 0.00011416 | 0.15794 | 0.59861 | 0.0001 | 0.15332 | 0.35622 | 0.0001 | 0.12465
86 | 1 | 0.0001319 | 0.0001215 | 0 | 0.00021382 | 0.00011416 | 0.13161 | 0.65126 | 0.0001 | 0.15442 | 0.35622 | 0.0001 | 0.053712
87 | 1 | 0.0001284 | 0.0001264 | 0 | 0.00022322 | 0.00011416 | 0.070194 | 0.73602 | 0.0001 | 0.15553 | 0.3562 | 0.0001 | 0.029385
88 | 1 | 0.0001266 | 0.000128 | 0 | 0.00022322 | 0.00011416 | 0.026323 | 0.72952 | 0.0001 | 0.15665 | 0.3562 | 0.0001 | 0
89 | 1 | 0.0001298 | 0.0001364 | 0 | 0.00016448 | 0.00011416 | 0 | 0.71579 | 0.0001 | 0.15776 | 0.3562 | 0.0001 | 0
90 | 1 | 0.0001387 | 0.0001396 | 0 | 0.00011748 | 0.00011416 | 0 | 0.68708 | 0.0001 | 0.15886 | 0.3562 | 0.0001 | 0
91 | 1 | 0.0001416 | 0.0001292 | 0 | 8.8113e-05 | 0.00011416 | 0 | 0.62931 | 0.0001 | 0.15998 | 0.35618 | 0.0001 | 0
92 | 1 | 0.0001352 | 0.0001314 | 0 | 5.8742e-05 | 0.00011416 | 0 | 0.5622 | 0.0001 | 0.16109 | 0.35618 | 0.0001 | 0
93 | 1 | 0.0001263 | 0.0001344 | 0 | 3.7595e-05 | 0.00011416 | 0 | 0.44673 | 0.0001 | 0.16221 | 0.35618 | 0.0001 | 0
94 | 1 | 0.0001176 | 0.0001693 | 0 | 2.3497e-05 | 0.00011416 | 0 | 0.32603 | 0.0001 | 0.16331 | 0.35618 | 0.0001 | 0
95 | 1 | 0.0001139 | 0.00019759 | 0 | 9.3987e-06 | 0.00011416 | 0 | 0.26057 | 0.0001 | 0.16442 | 0.35615 | 0.0001 | 0
96 | 1 | 0.0001038 | 0.00024539 | 0 | 5.8742e-06 | 0.00011416 | 0 | 0.28803 | 0.0001 | 0.16554 | 0.35615 | 0.0001 | 0
97 | 1 | 9.8507e-05 | 0.00025509 | 0 | 2.3497e-06 | 0.00011416 | 0 | 0.30679 | 0.0001 | 0.16665 | 0.35615 | 0.0001 | 0
98 | 1 | 9.4777e-05 | 0.00025759 | 0 | 1.1748e-06 | 0.00011416 | 0 | 0.31137 | 0.0001 | 0.16776 | 0.35615 | 0.0001 | 0
99 | 1 | 9.4447e-05 | 0.00021519 | 0 | 1.4098e-05 | 0.00011416 | 0 | 0.34195 | 0.0001 | 0.16887 | 0.35612 | 0.0001 | 0
100 | 1 | 9.0887e-05 | 0.00021259 | 0 | 3.7595e-05 | 0.00011416 | 0 | 0.30434 | 0.0001 | 0.16998 | 0.35612 | 0.0001 | 0
101 | 1 | 8.5057e-05 | 0.00023549 | 0 | 9.3987e-05 | 0.00011416 | 0 | 0.31595 | 0.0001 | 0.17109 | 0.35612 | 0.0001 | 0
102 | 1 | 8.5257e-05 | 0.00024239 | 0 | 0.0001821 | 0.00011416 | 0 | 0.37477 | 0.0001 | 0.1722 | 0.35612 | 0.0001 | 0
103 | 1 | 8.8857e-05 | 0.00020779 | 0 | 0.0001586 | 0.00011416 | 0 | 0.40661 | 0.0001 | 0.17332 | 0.3561 | 0.0001 | 0
104 | 1 | 9.4227e-05 | 0.0001685 | 0 | 0.00014685 | 0.00011416 | 0 | 0.43407 | 0.0001 | 0.17442 | 0.3561 | 0.0001 | 0
105 | 1 | 0.0001025 | 0.0001582 | 0 | 0.00016448 | 0.00011416 | 0 | 0.47611 | 0.0001 | 0.17554 | 0.3561 | 0.0001 | 0
106 | 1 | 0.000109 | 0.0001469 | 0 | 0.00018797 | 0.00011416 | 0.043871 | 0.4846 | 0.0001 | 0.17664 | 0.3561 | 0.0001 | 0.0026593
107 | 1 | 0.0001129 | 0.0001293 | 0 | 0.00020677 | 0.00011416 | 0.035097 | 0.43865 | 0.0001 | 0.17776 | 0.35607 | 0.0001 | 0.030187
108 | 1 | 0.0001155 | 0.0001168 | 0 | 0.00018797 | 0.00011416 | 0.061419 | 0.49409 | 0.0001 | 0.17888 | 0.35607 | 0.0001 | 0.11304
109 | 1 | 0.000116 | 0.0001355 | 0 | 0.00019032 | 0.00011416 | 0.070194 | 0.53202 | 0.0001 | 0.17998 | 0.35607 | 0.0001 | 0.1232
110 | 1 | 0.0001177 | 0.000115 | 0 | 0.00021382 | 0.00011416 | 0.070194 | 0.48997 | 0.0001 | 0.18109 | 0.35607 | 0.0001 | 0.045431
111 | 1 | 0.0001149 | 0.0001253 | 0 | 0.00022322 | 0.00011416 | 0.043871 | 0.4976 | 0.0001 | 0.1822 | 0.35607 | 0.0001 | 0.023322
112 | 1 | 0.0001139 | 0.0001291 | 0 | 0.00022322 | 0.00011416 | 0.017548 | 0.5098 | 0.0001 | 0.18332 | 0.35605 | 0.0001 | 0
113 | 1 | 0.0001169 | 0.0001376 | 0 | 0.00016448 | 0.00011416 | 0 | 0.51219 | 0.0001 | 0.18442 | 0.35605 | 0.0001 | 0
114 | 1 | 0.0001272 | 0.0001404 | 0 | 0.00011748 | 0.00011416 | 0 | 0.55516 | 0.0001 | 0.18554 | 0.35605 | 0.0001 | 0
115 | 1 | 0.00013 | 0.0001267 | 0 | 8.8113e-05 | 0.00011416 | 0 | 0.78131 | 0.0001 | 0.18665 | 0.35605 | 0.0001 | 0
116 | 1 | 0.0001245 | 0.0001277 | 0 | 5.8742e-05 | 0.00011416 | 0 | 0.81494 | 0.0001 | 0.18776 | 0.35602 | 0.0001 | 0
117 | 1 | 0.000116 | 0.0001326 | 0 | 3.7595e-05 | 0.00011416 | 0 | 0.8489 | 0.0001 | 0.18888 | 0.35602 | 0.0001 | 0
118 | 1 | 0.0001083 | 0.0001634 | 0 | 2.3497e-05 | 0.00011416 | 0 | 0.88285 | 0.0001 | 0.18998 | 0.35602 | 0.0001 | 0
119 | 1 | 0.0001048 | 0.00019499 | 0 | 9.3987e-06 | 0.00011416 | 0 | 0.88285 | 0.0001 | 0.19109 | 0.35602 | 0.0001 | 0
120 | 1 | 9.5147e-05 | 0.00024189 | 0 | 5.8742e-06 | 0.00011416 | 0 | 0.88285 | 0.0001 | 0.1922 | 0.35601 | 0.0001 | 0
121 | 1 | 9.1687e-05 | 0.00025019 | 0 | 2.3497e-06 | 0.00011416 | 0 | 0.88285 | 0.0001 | 0.19332 | 0.35601 | 0.0001 | 0
122 | 1 | 8.6377e-05 | 0.00026049 | 0 | 1.1748e-06 | 0.00011416 | 0 | 0.88285 | 0.0001 | 0.19443 | 0.35601 | 0.0001 | 0
123 | 1 | 8.6807e-05 | 0.00022049 | 0 | 1.4098e-05 | 0.00011416 | 0 | 0.81494 | 0.0001 | 0.19553 | 0.35601 | 0.0001 | 0
124 | 1 | 8.4247e-05 | 0.00022139 | 0 | 3.7595e-05 | 0.00011416 | 0 | 0.74703 | 0.0001 | 0.19665 | 0.35598 | 0.0001 | 0
125 | 1 | 7.9707e-05 | 0.00024279 | 0 | 9.3987e-05 | 0.00011416 | 0 | 0.74703 | 0.0001 | 0.19776 | 0.35598 | 0.0001 | 0
126 | 1 | 7.9027e-05 | 0.00025129 | 0 | 0.0001821 | 0.00011416 | 0 | 0.8489 | 0.0001 | 0.19887 | 0.35598 | 0.0001 | 0
127 | 1 | 7.9277e-05 | 0.00021739 | 0 | 0.0001586 | 0.00011416 | 0 | 0.8489 | 0.0001 | 0.19999 | 0.35598 | 0.0001 | 0
128 | 1 | 8.2717e-05 | 0.0001732 | 0 | 0.00014685 | 0.00011416 | 0 | 0.8489 | 0.0001 | 0.20109 | 0.35595 | 0.0001 | 0
129 | 1 | 8.8497e-05 | 0.0001654 | 0 | 0.00016448 | 0.00011416 | 0.017548 | 0.8489 | 0.0001 | 0.20221 | 0.35595 | 0.0001 | 0
130 | 1 | 9.5997e-05 | 0.000156 | 0 | 0.00018797 | 0.00011416 | 0.096516 | 0.84319 | 0.0001 | 0.20332 | 0.35595 | 0.0001 | 0
131 | 1 | 0.0001012 | 0.0001395 | 0 | 0.00020677 | 0.00011416 | 0.078968 | 0.84319 | 0.0001 | 0.20443 | 0.35595 | 0.0001 | 0.022582
132 | 1 | 0.000105 | 0.0001308 | 0 | 0.00018797 | 0.00011416 | 0.070194 | 0.8489 | 0.0001 | 0.20553 | 0.35593 | 0.0001 | 0.029002
133 | 1 | 0.000107 | 0.0001578 | 0 | 0.00019032 | 0.00011416 | 0.043871 | 0.8489 | 0.0001 | 0.20665 | 0.35593 | 0.0001 | 0.044487
134 | 1 | 0.0001066 | 0.0001335 | 0 | 0.00021382 | 0.00011416 | 0.061419 | 0.8489 | 0.0001 | 0.20776 | 0.35593 | 0.0001 | 0.027077
135 | 1 | 0.0001023 | 0.0001462 | 0 | 0.00022322 | 0.00011416 | 0.026323 | 0.8489 | 0.0001 | 0.20887 | 0.35593 | 0.0001 | 0.013023
136 | 1 | 0.0001012 | 0.0001471 | 0 | 0.00022322 | 0.00011416 | 0.0087742 | 0.8489 | 0.0001 | 0.20999 | 0.3559 | 0.0001 | 0
137 | 1 | 0.0001056 | 0.0001578 | 0 | 0.00016448 | 0.00011416 | 0 | 0.8489 | 0.0001 | 0.21109 | 0.3559 | 0.0001 | 0
138 | 1 | 0.00012 | 0.0001592 | 0 | 0.00011748 | 0.00011416 | 0 | 0.88285 | 0.0001 | 0.21221 | 0.3559 | 0.0001 | 0
139 | 1 | 0.0001251 | 0.0001439 | 0 | 8.8113e-05 | 0.00011416 | 0 | 0.86906 | 0.0001 | 0.21332 | 0.3559 | 0.0001 | 0
140 | 1 | 0.0001213 | 0.0001444 | 0 | 5.8742e-05 | 0.00011416 | 0 | 0.85367 | 0.0001 | 0.21443 | 0.35588 | 0.0001 | 0
141 | 1 | 0.0001142 | 0.0001506 | 0 | 3.7595e-05 | 0.00011416 | 0 | 0.84757 | 0.0001 | 0.21555 | 0.35588 | 0.0001 | 0
142 | 1 | 0.0001075 | 0.0001887 | 0 | 2.3497e-05 | 0.00011416 | 0 | 0.85566 | 0.0001 | 0.21665 | 0.35588 | 0.0001 | 0
143 | 1 | 0.0001023 | 0.00022679 | 0 | 9.3987e-06 | 0.00011416 | 0 | 0.83902 | 0.0001 | 0.21776 | 0.35588 | 0.0001 | 0
144 | 1 | 9.1187e-05 | 0.00028379 | 0 | 5.8742e-06 | 0.00011416 | 0 | 0.83378 | 0.0001 | 0.21887 | 0.35585 | 0.0001 | 0
145 | 1 | 8.7347e-05 | 0.00029339 | 0 | 2.3497e-06 | 0.00011416 | 0 | 0.82402 | 0.0001 | 0.063433 | 0.35585 | 0.0001 | 0
146 | 1 | 8.3887e-05 | 0.00030129 | 0 | 1.1748e-06 | 0.00011416 | 0 | 0.78682 | 0.0001 | 0.064544 | 0.35585 | 0.0001 | 0
147 | 1 | 8.6457e-05 | 0.00025359 | 0 | 1.4098e-05 | 0.00011416 | 0 | 0.72382 | 0.0001 | 0.065656 | 0.35585 | 0.0001 | 0
148 | 1 | 8.6107e-05 | 0.00025399 | 0 | 3.7595e-05 | 0.00011416 | 0 | 0.65883 | 0.0001 | 0.066766 | 0.35582 | 0.0001 | 0
149 | 1 | 8.4147e-05 | 0.00028119 | 0 | 9.3987e-05 | 0.00011416 | 0 | 0.58395 | 0.0001 | 0.067878 | 0.35582 | 0.0001 | 0
150 | 1 | 9.2927e-05 | 0.00029049 | 0 | 0.0001821 | 0.00011416 | 0 | 0.51802 | 0.0001 | 0.068989 | 0.35582 | 0.0001 | 0
151 | 1 | 0.0001118 | 0.00025409 | 0 | 0.0001586 | 0.00011416 | 0 | 0.4446 | 0.0001 | 0.0701 | 0.35582 | 0.0001 | 0
152 | 1 | 0.0001328 | 0.00020529 | 0 | 0.00014685 | 0.00011416 | 0 | 0.43499 | 0.0001 | 0.071211 | 0.3558 | 0.0001 | 0
153 | 1 | 0.0001428 | 0.00019629 | 0 | 0.00016448 | 0.00011416 | 0.0087742 | 0.44753 | 0.0001 | 0.072322 | 0.3558 | 0.0001 | 0
154 | 1 | 0.0001453 | 0.0001862 | 0 | 0.00018797 | 0.00011416 | 0.052645 | 0.3192 | 0.0001 | 0.073433 | 0.3558 | 0.0001 | 0
155 | 1 | 0.0001486 | 0.0001674 | 0 | 0.00020677 | 0.00011416 | 0.061419 | 0.17906 | 0.0001 | 0.074545 | 0.3558 | 0.0001 | 0
156 | 1 | 0.0001511 | 0.000155 | 0 | 0.00018797 | 0.00011416 | 0.052645 | 0.15725 | 0.0001 | 0.075656 | 0.35578 | 0.0001 | 0.02127
157 | 1 | 0.0001428 | 0.0001815 | 0 | 0.00019032 | 0.00011416 | 0.070194 | 0.23709 | 0.0001 | 0.076768 | 0.35578 | 0.0001 | 0.029187
158 | 1 | 0.0001451 | 0.0001516 | 0 | 0.00021382 | 0.00011416 | 0.052645 | 0.27861 | 0.0001 | 0.077878 | 0.35578 | 0.0001 | 0
159 | 1 | 0.0001423 | 0.0001646 | 0 | 0.00022322 | 0.00011416 | 0.035097 | 0.38167 | 0.0001 | 0.078989 | 0.35578 | 0.0001 | 0
160 | 1 | 0.0001413 | 0.0001646 | 0 | 0.00022322 | 0.00011416 | 0.017548 | 0.53964 | 0.0001 | 0.080101 | 0.35576 | 0.0001 | 0
161 | 1 | 0.0001429 | 0.0001703 | 0 | 0.00016448 | 0.00011416 | 0 | 0.587 | 0.0001 | 0.081212 | 0.35576 | 0.0001 | 0
162 | 1 | 0.0001489 | 0.0001641 | 0 | 0.00011748 | 0.00011416 | 0 | 0.64191 | 0.0001 | 0.082324 | 0.35576 | 0.0001 | 0
163 | 1 | 0.0001499 | 0.0001454 | 0 | 8.8113e-05 | 0.00011416 | 0 | 0.67713 | 0.0001 | 0.083435 | 0.35576 | 0.0001 | 0
164 | 1 | 0.0001424 | 0.0001463 | 0 | 5.8742e-05 | 0.00011416 | 0 | 0.71069 | 0.0001 | 0.084543 | 0.35573 | 0.0001 | 0
165 | 1 | 0.0001326 | 0.0001491 | 0 | 3.7595e-05 | 0.00011416 | 0 | 0.7091 | 0.0001 | 0.08566 | 0.35573 | 0.0001 | 0
166 | 1 | 0.0001231 | 0.0001887 | 0 | 2.3497e-05 | 0.00011416 | 0 | 0.71394 | 0.0001 | 0.086768 | 0.35573 | 0.0001 | 0
167 | 1 | 0.0001163 | 0.00023079 | 0 | 9.3987e-06 | 0.00011416 | 0 | 0.72362 | 0.0001 | 0.087876 | 0.35573 | 0.0001 | 0
168 | 1 | 0.0001034 | 0.00029199 | 0 | 5.8742e-06 | 0.00011416 | 0 | 0.77369 | 0.0001 | 0.088992 | 0.3557 | 0.0001 | 0
169 | 1 | 0.0001056 | 0.00022669 | 0 | 2.3497e-06 | 0.00011416 | 0 | 0.7975 | 0.0001 | 0.090101 | 0.3557 | 0.0001 | 0
170 | 1 | 0.0001005 | 0.00026889 | 0 | 1.1748e-06 | 0.00011416 | 0 | 0.79869 | 0.0001 | 0.091209 | 0.3557 | 0.0001 | 0
171 | 1 | 9.8837e-05 | 0.00026039 | 0 | 1.4098e-05 | 0.00011416 | 0 | 0.82415 | 0.0001 | 0.092325 | 0.3557 | 0.0001 | 0
172 | 1 | 9.8427e-05 | 0.00023519 | 0 | 3.7595e-05 | 0.00011416 | 0 | 0.80473 | 0.0001 | 0.093433 | 0.35568 | 0.0001 | 0
173 | 1 | 9.9447e-05 | 0.00019939 | 0 | 9.3987e-05 | 0.00011416 | 0 | 0.76639 | 0.0001 | 0.094541 | 0.35568 | 0.0001 | 0
174 | 1 | 0.0001024 | 0.00025209 | 0 | 0.0001821 | 0.00011416 | 0 | 0.73861 | 0.0001 | 0.095658 | 0.35568 | 0.0001 | 0
175 | 1 | 0.0001203 | 0.00020159 | 0 | 0.0001586 | 0.00011416 | 0 | 0.73297 | 0.0001 | 0.096766 | 0.35568 | 0.0001 | 0
176 | 1 | 0.0001358 | 0.00021249 | 0 | 0.00014685 | 0.00011416 | 0 | 0.72774 | 0.0001 | 0.097882 | 0.35565 | 0.0001 | 0
177 | 1 | 0.0001458 | 0.00020509 | 0 | 0.00016448 | 0.00011416 | 0.0087742 | 0.7152 | 0.0001 | 0.098991 | 0.35565 | 0.0001 | 0
178 | 1 | 0.0001447 | 0.00020819 | 0 | 0.00018797 | 0.00011416 | 0.052645 | 0.66062 | 0.0001 | 0.1001 | 0.35565 | 0.0001 | 0
179 | 1 | 0.0001464 | 0.00019859 | 0 | 0.00020677 | 0.00011416 | 0.078968 | 0.61253 | 0.0001 | 0.10122 | 0.35565 | 0.0001 | 0.049678
180 | 1 | 0.0001488 | 0.0001742 | 0 | 0.00018797 | 0.00011416 | 0.087742 | 0.63157 | 0.0001 | 0.10232 | 0.35563 | 0.0001 | 0.11486
181 | 1 | 0.0001409 | 0.0001809 | 0 | 0.00019032 | 0.00011416 | 0.087742 | 0.63077 | 0.0001 | 0.10343 | 0.35563 | 0.0001 | 0.14246
182 | 1 | 0.0001415 | 0.0001575 | 0 | 0.00021382 | 0.00011416 | 0.078968 | 0.63117 | 0.0001 | 0.10455 | 0.35563 | 0.0001 | 0.11356
183 | 1 | 0.0001382 | 0.0001624 | 0 | 0.00022322 | 0.00011416 | 0.026323 | 0.64649 | 0.0001 | 0.10566 | 0.35563 | 0.0001 | 0.068623
184 | 1 | 0.0001341 | 0.0001895 | 0 | 0.00022322 | 0.00011416 | 0.0087742 | 0.6238 | 0.0001 | 0.10677 | 0.3556 | 0.0001 | 0
185 | 1 | 0.0001329 | 0.00022979 | 0 | 0.00016448 | 0.00011416 | 0 | 0.6262 | 0.0001 | 0.10788 | 0.3556 | 0.0001 | 0
186 | 1 | 0.0001446 | 0.0001904 | 0 | 0.00011748 | 0.00011416 | 0 | 0.66532 | 0.0001 | 0.10899 | 0.3556 | 0.0001 | 0
187 | 1 | 0.0001471 | 0.0001825 | 0 | 8.8113e-05 | 0.00011416 | 0 | 0.70518 | 0.0001 | 0.11011 | 0.3556 | 0.0001 | 0
188 | 1 | 0.0001418 | 0.0001717 | 0 | 5.8742e-05 | 0.00011416 | 0 | 0.74066 | 0.0001 | 0.11121 | 0.35558 | 0.0001 | 0
189 | 1 | 0.0001314 | 0.0001832 | 0 | 3.7595e-05 | 0.00011416 | 0 | 0.70591 | 0.0001 | 0.11232 | 0.35558 | 0.0001 | 0
190 | 1 | 0.0001175 | 0.00027739 | 0 | 2.3497e-05 | 0.00011416 | 0 | 0.6829 | 0.0001 | 0.11344 | 0.35558 | 0.0001 | 0
191 | 1 | 0.0001164 | 0.00025329 | 0 | 9.3987e-06 | 0.00011416 | 0 | 0.67362 | 0.0001 | 0.11455 | 0.35558 | 0.0001 | 0
192 | 1 | 0.0001032 | 0.00032749 | 0 | 5.8742e-06 | 0.00011416 | 0 | 0.65233 | 0.0001 | 0.11566 | 0.35558 | 0.0001 | 0
193 | 1 | 0.0001004 | 0.00031939 | 0 | 2.3497e-06 | 0.00011416 | 0 | 0.65749 | 0.0001 | 0.11645 | 0.35556 | 0.0001 | 0
194 | 1 | 9.5027e-05 | 0.00036669 | 0 | 1.1748e-06 | 0.00011416 | 0 | 0.66393 | 0.0001 | 0.1167 | 0.35556 | 0.0001 | 0
195 | 1 | 9.5827e-05 | 0.00032779 | 0 | 1.4098e-05 | 0.00011416 | 0 | 0.69178 | 0.0001 | 0.11694 | 0.35556 | 0.0001 | 0
196 | 1 | 9.5547e-05 | 0.00029799 | 0 | 3.7595e-05 | 0.00011416 | 0 | 0.72289 | 0.0001 | 0.1172 | 0.35556 | 0.0001 | 0
197 | 1 | 9.6557e-05 | 0.00025929 | 0 | 9.3987e-05 | 0.00011416 | 0 | 0.7205 | 0.0001 | 0.11744 | 0.35553 | 0.0001 | 0
198 | 1 | 0.0001089 | 0.00019609 | 0 | 0.0001821 | 0.00011416 | 0 | 0.66645 | 0.0001 | 0.11769 | 0.35553 | 0.0001 | 0
199 | 1 | 0.0001233 | 0.00019069 | 0 | 0.0001586 | 0.00011416 | 0 | 0.61042 | 0.0001 | 0.11794 | 0.35553 | 0.0001 | 0
200 | 1 | 0.000138 | 0.00021429 | 0 | 0.00014685 | 0.00011416 | 0 | 0.56723 | 0.0001 | 0.11819 | 0.35553 | 0.0001 | 0
201 | 1 | 0.0001449 | 0.00023889 | 0 | 0.00016448 | 0.00011416 | 0.017548 | 0.50655 | 0.0001 | 0.11843 | 0.35551 | 0.0001 | 0
202 | 1 | 0.0001468 | 0.00022689 | 0 | 0.00018797 | 0.00011416 | 0.12284 | 0.42252 | 0.0001 | 0.11868 | 0.35551 | 0.0001 | 0
203 | 1 | 0.0001475 | 0.00021169 | 0 | 0.00020677 | 0.00011416 | 0.14916 | 0.33412 | 0.0001 | 0.11894 | 0.35551 | 0.0001 | 0
204 | 1 | 0.000149 | 0.00020489 | 0 | 0.00018797 | 0.00011416 | 0.16671 | 0.31959 | 0.0001 | 0.11919 | 0.35551 | 0.0001 | 0.020965
205 | 1 | 0.0001434 | 0.00021629 | 0 | 0.00019032 | 0.00011416 | 0.13161 | 0.29446 | 0.0001 | 0.11943 | 0.35548 | 0.0001 | 0.035452
206 | 1 | 0.0001425 | 0.00021979 | 0 | 0.00021382 | 0.00011416 | 0.096516 | 0.23265 | 0.0001 | 0.11967 | 0.35548 | 0.0001 | 0.034485
207 | 1 | 0.0001366 | 0.00025649 | 0 | 0.00022322 | 0.00011416 | 0.052645 | 0.23345 | 0.0001 | 0.11993 | 0.35548 | 0.0001 | 0
208 | 1 | 0.0001357 | 0.00025649 | 0 | 0.00022322 | 0.00011416 | 0.017548 | 0.24804 | 0.0001 | 0.12018 | 0.35548 | 0.0001 | 0
209 | 1 | 0.0001358 | 0.00026429 | 0 | 0.00016448 | 0.00011416 | 0 | 0.24015 | 0.0001 | 0.12042 | 0.35545 | 0.0001 | 0
210 | 1 | 0.0001473 | 0.00021699 | 0 | 0.00011748 | 0.00011416 | 0 | 0.26521 | 0.0001 | 0.12067 | 0.35545 | 0.0001 | 0
211 | 1 | 0.0001499 | 0.00019209 | 0 | 8.8113e-05 | 0.00011416 | 0 | 0.30434 | 0.0001 | 0.12092 | 0.35545 | 0.0001 | 0
212 | 1 | 0.0001456 | 0.0001629 | 0 | 5.8742e-05 | 0.00011416 | 0 | 0.30673 | 0.0001 | 0.12117 | 0.35545 | 0.0001 | 0
213 | 1 | 0.0001313 | 0.00021959 | 0 | 3.7595e-05 | 0.00011416 | 0 | 0.34022 | 0.0001 | 0.12141 | 0.35543 | 0.0001 | 0
214 | 1 | 0.0001203 | 0.00026249 | 0 | 2.3497e-05 | 0.00011416 | 0 | 0.3942 | 0.0001 | 0.12167 | 0.35543 | 0.0001 | 0
215 | 1 | 0.000121 | 0.00022529 | 0 | 9.3987e-06 | 0.00011416 | 0 | 0.4539 | 0.0001 | 0.12191 | 0.35543 | 0.0001 | 0
216 | 1 | 0.0001036 | 0.00033839 | 0 | 5.8742e-06 | 0.00011416 | 0 | 0.4712 | 0.0001 | 0.12216 | 0.35543 | 0.0001 | 0
217 | 1 | 9.8767e-05 | 0.00036589 | 0 | 2.3497e-06 | 0.00011416 | 0 | 0.47247 | 0.0001 | 0.1224 | 0.35536 | 0.0001 | 0
218 | 1 | 9.6407e-05 | 0.00037559 | 0 | 1.1748e-06 | 0.00011416 | 0 | 0.4576 | 0.0001 | 0.12266 | 0.3552 | 0.0001 | 0
219 | 1 | 9.8217e-05 | 0.00031539 | 0 | 1.4098e-05 | 0.00011416 | 0 | 0.44839 | 0.0001 | 0.12291 | 0.35503 | 0.0001 | 0
220 | 1 | 9.5137e-05 | 0.00030959 | 0 | 3.7595e-05 | 0.00011416 | 0 | 0.41782 | 0.0001 | 0.12316 | 0.35489 | 0.0001 | 0
221 | 1 | 8.9177e-05 | 0.00034059 | 0 | 9.3987e-05 | 0.00011416 | 0 | 0.38797 | 0.0001 | 0.12341 | 0.35472 | 0.0001 | 0
222 | 1 | 9.5407e-05 | 0.00034529 | 0 | 0.0001821 | 0.00011416 | 0 | 0.35959 | 0.0001 | 0.12365 | 0.35456 | 0.0001 | 0
223 | 1 | 0.000114 | 0.00029419 | 0 | 0.0001586 | 0.00011416 | 0 | 0.36516 | 0.0001 | 0.1239 | 0.35441 | 0.0001 | 0
224 | 1 | 0.0001367 | 0.00023149 | 0 | 0.00014685 | 0.00011416 | 0 | 0.3688 | 0.0001 | 0.12415 | 0.35424 | 0.0001 | 0
225 | 1 | 0.0001479 | 0.00021759 | 0 | 0.00016448 | 0.00011416 | 0.026323 | 0.38777 | 0.0001 | 0.1244 | 0.3541 | 0.0001 | 0
226 | 1 | 0.0001504 | 0.00020339 | 0 | 0.00018797 | 0.00011416 | 0.13161 | 0.34048 | 0.0001 | 0.12464 | 0.35392 | 0.0001 | 0
227 | 1 | 0.0001533 | 0.0001846 | 0 | 0.00020677 | 0.00011416 | 0.15794 | 0.31349 | 0.0001 | 0.12489 | 0.35377 | 0.0001 | 0
228 | 1 | 0.00015549 | 0.0001704 | 0 | 0.00018797 | 0.00011416 | 0.20181 | 0.37007 | 0.0001 | 0.12515 | 0.3536 | 0.0001 | 0
229 | 1 | 0.0001469 | 0.00020509 | 0 | 0.00019032 | 0.00011416 | 0.20181 | 0.4407 | 0.0001 | 0.1254 | 0.35345 | 0.0001 | 0
230 | 1 | 0.0001499 | 0.0001781 | 0 | 0.00021382 | 0.00011416 | 0.20181 | 0.38903 | 0.0001 | 0.12564 | 0.3533 | 0.0001 | 0
231 | 1 | 0.0001471 | 0.0001905 | 0 | 0.00022322 | 0.00011416 | 0.13161 | 0.3826 | 0.0001 | 0.12588 | 0.35313 | 0.0001 | 0
232 | 1 | 0.0001464 | 0.0001869 | 0 | 0.00022322 | 0.00011416 | 0.052645 | 0.34898 | 0.0001 | 0.12614 | 0.35298 | 0.0001 | 0
233 | 1 | 0.0001477 | 0.00019539 | 0 | 0.00016448 | 0.00011416 | 0 | 0.25354 | 0.0001 | 0.12639 | 0.35281 | 0.0001 | 0
234 | 1 | 0.0001525 | 0.0001819 | 0 | 0.00011748 | 0.00011416 | 0 | 0.19916 | 0.0001 | 0.12663 | 0.35266 | 0.0001 | 0
235 | 1 | 0.0001539 | 0.0001561 | 0 | 8.8113e-05 | 0.00011416 | 0 | 0.24486 | 0.0001 | 0.12689 | 0.35248 | 0.0001 | 0
236 | 1 | 0.0001469 | 0.0001545 | 0 | 5.8742e-05 | 0.00011416 | 0 | 0.34248 | 0.0001 | 0.12713 | 0.35233 | 0.0001 | 0
237 | 1 | 0.0001376 | 0.0001561 | 0 | 3.7595e-05 | 0.00011416 | 0 | 0.3897 | 0.0001 | 0.12738 | 0.35219 | 0.0001 | 0
238 | 1 | 0.0001272 | 0.00019359 | 0 | 2.3497e-05 | 0.00011416 | 0 | 0.3505 | 0.0001 | 0.12762 | 0.35202 | 0.0001 | 0
239 | 1 | 0.0001199 | 0.00023409 | 0 | 9.3987e-06 | 0.00011416 | 0 | 0.31296 | 0.0001 | 0.12788 | 0.35186 | 0.0001 | 0
240 | 1 | 0.0001077 | 0.00029219 | 0 | 5.8742e-06 | 0.00011416 | 0 | 0.2483 | 0.0001 | 0.12813 | 0.35169 | 0.0001 | 0
241 | 1 | 0.0001047 | 0.00029209 | 0 | 2.3497e-06 | 0.00011416 | 0 | 0.18292 | 0.0001 | 0.12837 | 0.35154 | 0.0001 | 0
242 | 1 | 0.0001021 | 0.00030149 | 0 | 1.1748e-06 | 0.00011416 | 0 | 0.1353 | 0.0001 | 0.12863 | 0.3514 | 0.0001 | 0
243 | 1 | 0.000103 | 0.00025379 | 0 | 1.4098e-05 | 0.00011416 | 0 | 0.10458 | 0.0001 | 0.12887 | 0.35122 | 0.0001 | 0
244 | 1 | 0.0001004 | 0.00025429 | 0 | 3.7595e-05 | 0.00011416 | 0 | 0.11108 | 0.0001 | 0.12912 | 0.35107 | 0.0001 | 0
245 | 1 | 9.4557e-05 | 0.00028089 | 0 | 9.3987e-05 | 0.00011416 | 0 | 0.12037 | 0.0001 | 0.12937 | 0.3509 | 0.0001 | 0
246 | 1 | 0.0001004 | 0.00029079 | 0 | 0.0001821 | 0.00011416 | 0 | 0.1398 | 0.0001 | 0.12962 | 0.35075 | 0.0001 | 0
247 | 1 | 0.0001178 | 0.00025179 | 0 | 0.0001586 | 0.00011416 | 0 | 0.13257 | 0.0001 | 0.12987 | 0.35057 | 0.0001 | 0
248 | 1 | 0.0001394 | 0.00020449 | 0 | 0.00014685 | 0.00011416 | 0 | 0.11639 | 0.0001 | 0.13011 | 0.35043 | 0.0001 | 0
249 | 1 | 0.0001509 | 0.00019519 | 0 | 0.00016448 | 0.00011416 | 0.017548 | 0.12322 | 0.0001 | 0.13037 | 0.35028 | 0.0001 | 0
250 | 1 | 0.0001534 | 0.0001846 | 0 | 0.00018797 | 0.00011416 | 0.12284 | 0.084357 | 0.0001 | 0.13061 | 0.35011 | 0.0001 | 0
251 | 1 | 0.00015679 | 0.0001676 | 0 | 0.00020677 | 0.00011416 | 0.14916 | 0.062473 | 0.0001 | 0.13086 | 0.34995 | 0.0001 | 0
252 | 1 | 0.00015849 | 0.000157 | 0 | 0.00018797 | 0.00011416 | 0.15794 | 0.018308 | 0.0001 | 0.1311 | 0.34978 | 0.0001 | 0
253 | 1 | 0.0001495 | 0.00019129 | 0 | 0.00019032 | 0.00011416 | 0.17548 | 0.011411 | 0.0001 | 0.13136 | 0.34964 | 0.0001 | 0
254 | 1 | 0.0001511 | 0.000171 | 0 | 0.00021382 | 0.00011416 | 0.15794 | 0.021155 | 0.0001 | 0.13161 | 0.34947 | 0.0001 | 0
255 | 1 | 0.0001471 | 0.0001845 | 0 | 0.00022322 | 0.00011416 | 0.096516 | 0.038139 | 0.0001 | 0.13186 | 0.34932 | 0.0001 | 0
256 | 1 | 0.0001442 | 0.0001828 | 0 | 0.00022322 | 0.00011416 | 0.026323 | 0.029244 | 0.0001 | 0.13211 | 0.34916 | 0.0001 | 0
257 | 1 | 0.0001427 | 0.00019079 | 0 | 0.00016448 | 0.00011416 | 0 | 0.03495 | 0.0001 | 0.13235 | 0.34899 | 0.0001 | 0
258 | 1 | 0.0001483 | 0.0001844 | 0 | 0.00011748 | 0.00011416 | 0 | 0.058964 | 0.0001 | 0.1326 | 0.34885 | 0.0001 | 0
259 | 1 | 0.0001509 | 0.0001636 | 0 | 8.8113e-05 | 0.00011416 | 0 | 0.077592 | 0.0001 | 0.13285 | 0.34867 | 0.0001 | 0
260 | 1 | 0.0001444 | 0.0001618 | 0 | 5.8742e-05 | 0.00011416 | 0 | 0.091717 | 0.0001 | 0.1331 | 0.34852 | 0.0001 | 0
261 | 1 | 0.0001343 | 0.0001655 | 0 | 3.7595e-05 | 0.00011416 | 0 | 0.1018 | 0.0001 | 0.13334 | 0.34837 | 0.0001 | 0
262 | 1 | 0.000124 | 0.00020789 | 0 | 2.3497e-05 | 0.00011416 | 0 | 0.11347 | 0.0001 | 0.13359 | 0.3482 | 0.0001 | 0
263 | 1 | 0.0001179 | 0.00025159 | 0 | 9.3987e-06 | 0.00011416 | 0 | 0.11467 | 0.0001 | 0.13385 | 0.34806 | 0.0001 | 0
264 | 1 | 0.0001078 | 0.00031289 | 0 | 5.8742e-06 | 0.00011416 | 0 | 0.1223 | 0.0001 | 0.1341 | 0.34787 | 0.0001 | 0
265 | 1 | 0.0001045 | 0.00032499 | 0 | 2.3497e-06 | 0.00011416 | 0 | 0.12468 | 0.0001 | 0.13434 | 0.34773 | 0.0001 | 0
266 | 1 | 0.0001008 | 0.00034339 | 0 | 1.1748e-06 | 0.00011416 | 0 | 0.11175 | 0.0001 | 0.13458 | 0.34756 | 0.0001 | 0
267 | 1 | 0.0001011 | 0.00029659 | 0 | 1.4098e-05 | 0.00011416 | 0 | 0.091519 | 0.0001 | 0.13484 | 0.34741 | 0.0001 | 0
268 | 1 | 9.6777e-05 | 0.00029829 | 0 | 3.7595e-05 | 0.00011416 | 0 | 0.094377 | 0.0001 | 0.13509 | 0.34726 | 0.0001 | 0
269 | 1 | 8.8557e-05 | 0.00032989 | 0 | 9.3987e-05 | 0.00011416 | 0 | 0.11593 | 0.0001 | 0.13533 | 0.34708 | 0.0001 | 0
270 | 1 | 8.7647e-05 | 0.00033999 | 0 | 0.0001821 | 0.00011416 | 0 | 0.11514 | 0.0001 | 0.13558 | 0.34694 | 0.0001 | 0
271 | 1 | 9.1237e-05 | 0.00029849 | 0 | 0.0001586 | 0.00011416 | 0 | 0.11228 | 0.0001 | 0.13583 | 0.34677 | 0.0001 | 0
272 | 1 | 9.9727e-05 | 0.00024049 | 0 | 0.00014685 | 0.00011416 | 0 | 0.097688 | 0.0001 | 0.13608 | 0.34661 | 0.0001 | 0
273 | 1 | 0.0001079 | 0.00022919 | 0 | 0.00016448 | 0.00011416 | 0.017548 | 0.07342 | 0.0001 | 0.13632 | 0.34647 | 0.0001 | 0
274 | 1 | 0.0001153 | 0.00021369 | 0 | 0.00018797 | 0.00011416 | 0.12284 | 0.037267 | 0.0001 | 0.13658 | 0.34629 | 0.0001 | 0.061788
275 | 1 | 0.0001196 | 0.0001864 | 0 | 0.00020677 | 0.00011416 | 0.15794 | 0.028715 | 0.0001 | 0.13683 | 0.34615 | 0.0001 | 0.15558
276 | 1 | 0.0001203 | 0.0001678 | 0 | 0.00018797 | 0.00011416 | 0.18426 | 0.018308 | 0.0001 | 0.13707 | 0.34597 | 0.0001 | 0.19235
277 | 1 | 0.0001186 | 0.00019379 | 0 | 0.00019032 | 0.00011416 | 0.21936 | 0.028516 | 0.0001 | 0.13733 | 0.34582 | 0.0001 | 0.19245
278 | 1 | 0.0001191 | 0.0001659 | 0 | 0.00021382 | 0.00011416 | 0.22813 | 0.050863 | 0.0001 | 0.13757 | 0.34565 | 0.0001 | 0.14557
279 | 1 | 0.0001157 | 0.0001776 | 0 | 0.00022322 | 0.00011416 | 0.16671 | 0.081311 | 0.0001 | 0.13782 | 0.3455 | 0.0001 | 0.048456
280 | 1 | 0.0001144 | 0.0001789 | 0 | 0.00022322 | 0.00011416 | 0.052645 | 0.096297 | 0.0001 | 0.13807 | 0.34535 | 0.0001 | 0
281 | 1 | 0.0001164 | 0.00019559 | 0 | 0.00016448 | 0.00011416 | 0 | 0.11287 | 0.0001 | 0.13832 | 0.34518 | 0.0001 | 0
282 | 1 | 0.0001294 | 0.00019889 | 0 | 0.00011748 | 0.00011416 | 0 | 0.13795 | 0.0001 | 0.13856 | 0.34503 | 0.0001 | 0
283 | 1 | 0.0001342 | 0.0001762 | 0 | 8.8113e-05 | 0.00011416 | 0 | 0.18112 | 0.0001 | 0.13881 | 0.34486 | 0.0001 | 0
284 | 1 | 0.0001285 | 0.0001757 | 0 | 5.8742e-05 | 0.00011416 | 0 | 0.20168 | 0.0001 | 0.13907 | 0.34471 | 0.0001 | 0
285 | 1 | 0.0001204 | 0.0001765 | 0 | 3.7595e-05 | 0.00011416 | 0 | 0.24366 | 0.0001 | 0.13931 | 0.34453 | 0.0001 | 0
286 | 1 | 0.0001118 | 0.00021929 | 0 | 2.3497e-05 | 0.00011416 | 0 | 0.28041 | 0.0001 | 0.13955 | 0.34439 | 0.0001 | 0
287 | 1 | 0.0001076 | 0.00026619 | 0 | 9.3987e-06 | 0.00011416 | 0 | 0.33325 | 0.0001 | 0.1398 | 0.34424 | 0.0001 | 0
288 | 1 | 9.7737e-05 | 0.00033439 | 0 | 5.8742e-06 | 0.00011416 | 0 | 0.36961 | 0.0001 | 0.14006 | 0.34407 | 0.0001 | 0
289 | 1 | 9.4217e-05 | 0.00034659 | 0 | 2.3497e-06 | 0.00011416 | 0 | 0.41802 | 0.0001 | 0.14031 | 0.34391 | 0.0001 | 0
290 | 1 | 8.9907e-05 | 0.00035439 | 0 | 1.1748e-06 | 0.00011416 | 0 | 0.41397 | 0.0001 | 0.14055 | 0.34374 | 0.0001 | 0
291 | 1 | 9.2077e-05 | 0.00030349 | 0 | 1.4098e-05 | 0.00011416 | 0 | 0.41881 | 0.0001 | 0.1408 | 0.3436 | 0.0001 | 0
292 | 1 | 8.8307e-05 | 0.00030389 | 0 | 3.7595e-05 | 0.00011416 | 0 | 0.47664 | 0.0001 | 0.14105 | 0.34345 | 0.0001 | 0
293 | 1 | 8.0857e-05 | 0.00033779 | 0 | 9.3987e-05 | 0.00011416 | 0 | 0.49488 | 0.0001 | 0.1413 | 0.34327 | 0.0001 | 0
294 | 1 | 7.9157e-05 | 0.00034659 | 0 | 0.0001821 | 0.00011416 | 0 | 0.47717 | 0.0001 | 0.14154 | 0.34312 | 0.0001 | 0
295 | 1 | 8.0037e-05 | 0.00029989 | 0 | 0.0001586 | 0.00011416 | 0 | 0.45575 | 0.0001 | 0.1418 | 0.34295 | 0.0001 | 0
296 | 1 | 8.4837e-05 | 0.00023759 | 0 | 0.00014685 | 0.00011416 | 0 | 0.44116 | 0.0001 | 0.14204 | 0.34281 | 0.0001 | 0
297 | 1 | 9.0997e-05 | 0.00022629 | 0 | 0.00016448 | 0.00011416 | 0.017548 | 0.41649 | 0.0001 | 0.14229 | 0.34262 | 0.0001 | 0
298 | 1 | 9.9237e-05 | 0.00021139 | 0 | 0.00018797 | 0.00011416 | 0.078968 | 0.35753 | 0.0001 | 0.14255 | 0.34248 | 0.0001 | 0
299 | 1 | 0.0001057 | 0.0001905 | 0 | 0.00020677 | 0.00011416 | 0.11406 | 0.39786 | 0.0001 | 0.14279 | 0.34233 | 0.0001 | 0.0020148
300 | 1 | 0.0001099 | 0.0001811 | 0 | 0.00018797 | 0.00011416 | 0.15794 | 0.42452 | 0.0001 | 0.14304 | 0.34216 | 0.0001 | 0.043715
301 | 1 | 0.0001116 | 0.00021319 | 0 | 0.00019032 | 0.00011416 | 0.14039 | 0.43858 | 0.0001 | 0.14328 | 0.342 | 0.0001 | 0.064047
302 | 1 | 0.0001113 | 0.0001836 | 0 | 0.00021382 | 0.00011416 | 0.11406 | 0.43572 | 0.0001 | 0.14354 | 0.34183 | 0.0001 | 0.026319
303 | 1 | 0.0001058 | 0.00019749 | 0 | 0.00022322 | 0.00011416 | 0.070194 | 0.47505 | 0.0001 | 0.14378 | 0.34169 | 0.0001 | 0
304 | 1 | 0.0001051 | 0.00019939 | 0 | 0.00022322 | 0.00011416 | 0.017548 | 0.50569 | 0.0001 | 0.14403 | 0.34154 | 0.0001 | 0
305 | 1 | 0.0001096 | 0.00020929 | 0 | 0.00016448 | 0.00011416 | 0 | 0.53354 | 0.0001 | 0.14428 | 0.34137 | 0.0001 | 0
306 | 1 | 0.0001228 | 0.00020139 | 0 | 0.00011748 | 0.00011416 | 0 | 0.57646 | 0.0001 | 0.14453 | 0.34121 | 0.0001 | 0
307 | 1 | 0.0001302 | 0.0001767 | 0 | 8.8113e-05 | 0.00011416 | 0 | 0.63495 | 0.0001 | 0.14477 | 0.34104 | 0.0001 | 0
308 | 1 | 0.0001269 | 0.000175 | 0 | 5.8742e-05 | 0.00011416 | 0 | 0.61631 | 0.0001 | 0.14502 | 0.3409 | 0.0001 | 0
309 | 1 | 0.0001198 | 0.0001783 | 0 | 3.7595e-05 | 0.00011416 | 0 | 0.5925 | 0.0001 | 0.14528 | 0.34073 | 0.0001 | 0
310 | 1 | 0.0001112 | 0.00022349 | 0 | 2.3497e-05 | 0.00011416 | 0 | 0.55125 | 0.0001 | 0.14553 | 0.34057 | 0.0001 | 0
311 | 1 | 0.0001057 | 0.00026979 | 0 | 9.3987e-06 | 0.00011416 | 0 | 0.51604 | 0.0001 | 0.14577 | 0.34042 | 0.0001 | 0
312 | 1 | 9.4457e-05 | 0.00033629 | 0 | 5.8742e-06 | 0.00011416 | 0 | 0.45907 | 0.0001 | 0.14602 | 0.34025 | 0.0001 | 0
313 | 1 | 9.1687e-05 | 0.00034639 | 0 | 2.3497e-06 | 0.00011416 | 0 | 0.39129 | 0.0001 | 0.044542 | 0.34011 | 0.0001 | 0
314 | 1 | 8.9187e-05 | 0.00036169 | 0 | 1.1748e-06 | 0.00011416 | 0 | 0.36383 | 0.0001 | 0.04479 | 0.33993 | 0.0001 | 0
315 | 1 | 9.2667e-05 | 0.00030949 | 0 | 1.4098e-05 | 0.00011416 | 0 | 0.3251 | 0.0001 | 0.045039 | 0.33978 | 0.0001 | 0
316 | 1 | 9.0397e-05 | 0.00030999 | 0 | 3.7595e-05 | 0.00011416 | 0 | 0.30408 | 0.0001 | 0.045288 | 0.33961 | 0.0001 | 0
317 | 1 | 8.6767e-05 | 0.00034399 | 0 | 9.3987e-05 | 0.00011416 | 0 | 0.35487 | 0.0001 | 0.045535 | 0.33946 | 0.0001 | 0
318 | 1 | 9.5247e-05 | 0.00035209 | 0 | 0.0001821 | 0.00011416 | 0 | 0.38446 | 0.0001 | 0.045784 | 0.33931 | 0.0001 | 0
319 | 1 | 0.0001152 | 0.00030269 | 0 | 0.0001586 | 0.00011416 | 0 | 0.39984 | 0.0001 | 0.046033 | 0.33914 | 0.0001 | 0
320 | 1 | 0.0001395 | 0.00023699 | 0 | 0.00014685 | 0.00011416 | 0 | 0.41397 | 0.0001 | 0.046281 | 0.33899 | 0.0001 | 0
321 | 1 | 0.0001508 | 0.00022429 | 0 | 0.00016448 | 0.00011416 | 0.035097 | 0.38001 | 0.0001 | 0.04653 | 0.33882 | 0.0001 | 0
322 | 1 | 0.0001534 | 0.00021159 | 0 | 0.00018797 | 0.00011416 | 0.21058 | 0.22622 | 0.0001 | 0.046779 | 0.33866 | 0.0001 | 0
323 | 1 | 0.00015749 | 0.00019169 | 0 | 0.00020677 | 0.00011416 | 0.272 | 0.14637 | 0.0001 | 0.047026 | 0.33852 | 0.0001 | 0
324 | 1 | 0.00015939 | 0.0001821 | 0 | 0.00018797 | 0.00011416 | 0.31587 | 0.12402 | 0.0001 | 0.047275 | 0.33834 | 0.0001 | 0.035689
325 | 1 | 0.0001506 | 0.00022079 | 0 | 0.00019032 | 0.00011416 | 0.33342 | 0.10372 | 0.0001 | 0.047524 | 0.3382 | 0.0001 | 0.02042
326 | 1 | 0.0001541 | 0.00019449 | 0 | 0.00021382 | 0.00011416 | 0.28077 | 0.083496 | 0.0001 | 0.047772 | 0.33802 | 0.0001 | 0.010786
327 | 1 | 0.0001499 | 0.00021199 | 0 | 0.00022322 | 0.00011416 | 0.20181 | 0.11142 | 0.0001 | 0.048021 | 0.33787 | 0.0001 | 0
328 | 1 | 0.0001484 | 0.00021409 | 0 | 0.00022322 | 0.00011416 | 0.061419 | 0.13092 | 0.0001 | 0.04827 | 0.3377 | 0.0001 | 0
329 | 1 | 0.0001482 | 0.00022309 | 0 | 0.00016448 | 0.00011416 | 0 | 0.14756 | 0.0001 | 0.048518 | 0.33755 | 0.0001 | 0
330 | 1 | 0.0001532 | 0.00021329 | 0 | 0.00011748 | 0.00011416 | 0 | 0.1847 | 0.0001 | 0.048766 | 0.3374 | 0.0001 | 0
331 | 1 | 0.00015579 | 0.0001874 | 0 | 8.8113e-05 | 0.00011416 | 0 | 0.19684 | 0.0001 | 0.049015 | 0.33723 | 0.0001 | 0
332 | 1 | 0.0001478 | 0.0001867 | 0 | 5.8742e-05 | 0.00011416 | 0 | 0.22913 | 0.0001 | 0.049263 | 0.33708 | 0.0001 | 0
333 | 1 | 0.0001374 | 0.00019349 | 0 | 3.7595e-05 | 0.00011416 | 0 | 0.25971 | 0.0001 | 0.049512 | 0.33691 | 0.0001 | 0
334 | 1 | 0.0001267 | 0.00024159 | 0 | 2.3497e-05 | 0.00011416 | 0 | 0.32272 | 0.0001 | 0.049761 | 0.33676 | 0.0001 | 0
335 | 1 | 0.000119 | 0.00028819 | 0 | 9.3987e-06 | 0.00011416 | 0 | 0.36873 | 0.0001 | 0.050009 | 0.33658 | 0.0001 | 0
336 | 1 | 0.0001059 | 0.00036879 | 0 | 5.8742e-06 | 0.00011416 | 0 | 0.38294 | 0.0001 | 0.050258 | 0.33644 | 0.0001 | 0
337 | 1 | 0.0001119 | 0.00028459 | 0 | 2.3497e-06 | 0.00011416 | 0 | 0.332 | 0.0001 | 0.050506 | 0.33629 | 0.0001 | 0
338 | 1 | 0.0001054 | 0.00033709 | 0 | 1.1748e-06 | 0.00011416 | 0 | 0.30892 | 0.0001 | 0.050754 | 0.33612 | 0.0001 | 0
339 | 1 | 0.0001038 | 0.00032579 | 0 | 1.4098e-05 | 0.00011416 | 0 | 0.27702 | 0.0001 | 0.051003 | 0.33596 | 0.0001 | 0
340 | 1 | 0.0001042 | 0.00029369 | 0 | 3.7595e-05 | 0.00011416 | 0 | 0.26329 | 0.0001 | 0.051252 | 0.33579 | 0.0001 | 0
341 | 1 | 0.0001055 | 0.00024899 | 0 | 9.3987e-05 | 0.00011416 | 0 | 0.23385 | 0.0001 | 0.0515 | 0.33565 | 0.0001 | 0
342 | 1 | 0.0001062 | 0.00031889 | 0 | 0.0001821 | 0.00011416 | 0 | 0.22257 | 0.0001 | 0.051749 | 0.3355 | 0.0001 | 0
343 | 1 | 0.0001272 | 0.00025079 | 0 | 0.0001586 | 0.00011416 | 0 | 0.20161 | 0.0001 | 0.051998 | 0.33532 | 0.0001 | 0
344 | 1 | 0.0001418 | 0.00026469 | 0 | 0.00014685 | 0.00011416 | 0 | 0.1794 | 0.0001 | 0.052245 | 0.33517 | 0.0001 | 0
345 | 1 | 0.0001505 | 0.00025609 | 0 | 0.00016448 | 0.00011416 | 0.035097 | 0.13854 | 0.0001 | 0.052494 | 0.335 | 0.0001 | 0
346 | 1 | 0.0001509 | 0.00025749 | 0 | 0.00018797 | 0.00011416 | 0.21936 | 0.094112 | 0.0001 | 0.052743 | 0.33486 | 0.0001 | 0
347 | 1 | 0.000153 | 0.00024339 | 0 | 0.00020677 | 0.00011416 | 0.28955 | 0.068178 | 0.0001 | 0.052991 | 0.33467 | 0.0001 | 0.010713
348 | 1 | 0.00015579 | 0.00021189 | 0 | 0.00018797 | 0.00011416 | 0.33342 | 0.049539 | 0.0001 | 0.05324 | 0.33453 | 0.0001 | 0.015614
349 | 1 | 0.0001484 | 0.00023289 | 0 | 0.00019032 | 0.00011416 | 0.35097 | 0.026861 | 0.0001 | 0.053489 | 0.33438 | 0.0001 | 0.030308
350 | 1 | 0.0001506 | 0.00021209 | 0 | 0.00021382 | 0.00011416 | 0.3071 | 0.0309 | 0.0001 | 0.053736 | 0.33421 | 0.0001 | 0.020612
351 | 1 | 0.0001472 | 0.00023129 | 0 | 0.00022322 | 0.00011416 | 0.21936 | 0.047553 | 0.0001 | 0.053985 | 0.33406 | 0.0001 | 0.029942
352 | 1 | 0.0001422 | 0.00027249 | 0 | 0.00022322 | 0.00011416 | 0.061419 | 0.019964 | 0.0001 | 0.054234 | 0.33388 | 0.0001 | 0
353 | 1 | 0.0001399 | 0.00032069 | 0 | 0.00016448 | 0.00011416 | 0 | 0.014258 | 0.0001 | 0.054482 | 0.33374 | 0.0001 | 0
354 | 1 | 0.0001515 | 0.00024329 | 0 | 0.00011748 | 0.00011416 | 0 | 0.029708 | 0.0001 | 0.054731 | 0.33359 | 0.0001 | 0
355 | 1 | 0.0001548 | 0.00021799 | 0 | 8.8113e-05 | 0.00011416 | 0 | 0.042311 | 0.0001 | 0.05498 | 0.33341 | 0.0001 | 0
356 | 1 | 0.0001493 | 0.00019639 | 0 | 5.8742e-05 | 0.00011416 | 0 | 0.059295 | 0.0001 | 0.055229 | 0.33327 | 0.0001 | 0
357 | 1 | 0.0001381 | 0.00020949 | 0 | 3.7595e-05 | 0.00011416 | 0 | 0.073089 | 0.0001 | 0.055476 | 0.33309 | 0.0001 | 0
358 | 1 | 0.0001223 | 0.00031309 | 0 | 2.3497e-05 | 0.00011416 | 0 | 0.10784 | 0.0001 | 0.055725 | 0.33295 | 0.0001 | 0
359 | 1 | 0.0001236 | 0.00027899 | 0 | 9.3987e-06 | 0.00011416 | 0 | 0.12647 | 0.0001 | 0.055973 | 0.33278 | 0.0001 | 0
360 | 1 | 0.0001109 | 0.00034759 | 0 | 5.8742e-06 | 0.00011416 | 0 | 0.12243 | 0.0001 | 0.056222 | 0.33262 | 0.0001 | 0
361 | 1 | 0.0001094 | 0.00033689 | 0 | 2.3497e-06 | 0.00011416 | 0 | 0.13052 | 0.0001 | 0.056256 | 0.33248 | 0.0001 | 0
362 | 1 | 0.0001042 | 0.00038059 | 0 | 1.1748e-06 | 0.00011416 | 0 | 0.11507 | 0.0001 | 0.055933 | 0.3323 | 0.0001 | 0
363 | 1 | 0.0001037 | 0.00034809 | 0 | 1.4098e-05 | 0.00011416 | 0 | 0.10214 | 0.0001 | 0.055609 | 0.33216 | 0.0001 | 0
364 | 1 | 0.000103 | 0.00032129 | 0 | 3.7595e-05 | 0.00011416 | 0 | 0.087215 | 0.0001 | 0.055286 | 0.33198 | 0.0001 | 0
365 | 1 | 0.0001031 | 0.00028999 | 0 | 9.3987e-05 | 0.00011416 | 0 | 0.088009 | 0.0001 | 0.054963 | 0.33183 | 0.0001 | 0
366 | 1 | 0.0001161 | 0.00022869 | 0 | 0.0001821 | 0.00011416 | 0 | 0.092048 | 0.0001 | 0.05464 | 0.33166 | 0.0001 | 0
367 | 1 | 0.0001297 | 0.00023219 | 0 | 0.0001586 | 0.00011416 | 0 | 0.11388 | 0.0001 | 0.054317 | 0.33151 | 0.0001 | 0
368 | 1 | 0.0001438 | 0.00025459 | 0 | 0.00014685 | 0.00011416 | 0 | 0.11181 | 0.0001 | 0.053993 | 0.33136 | 0.0001 | 0
369 | 1 | 0.0001488 | 0.00028519 | 0 | 0.00016448 | 0.00011416 | 0.035097 | 0.094907 | 0.0001 | 0.05367 | 0.33119 | 0.0001 | 0
370 | 1 | 0.0001505 | 0.00026819 | 0 | 0.00018797 | 0.00011416 | 0.21936 | 0.14537 | 0.0001 | 0.053347 | 0.33104 | 0.0001 | 0.025377
371 | 1 | 0.0001527 | 0.00024969 | 0 | 0.00020677 | 0.00011416 | 0.29832 | 0.19107 | 0.0001 | 0.053023 | 0.33087 | 0.0001 | 0.1121
372 | 1 | 0.0001525 | 0.00024329 | 0 | 0.00018797 | 0.00011416 | 0.35097 | 0.16275 | 0.0001 | 0.0527 | 0.33071 | 0.0001 | 0.14421
373 | 1 | 0.000146 | 0.00025929 | 0 | 0.00019032 | 0.00011416 | 0.36852 | 0.13039 | 0.0001 | 0.052377 | 0.33057 | 0.0001 | 0.16242
374 | 1 | 0.0001455 | 0.00027089 | 0 | 0.00021382 | 0.00011416 | 0.32465 | 0.10738 | 0.0001 | 0.052053 | 0.3304 | 0.0001 | 0.10503
375 | 1 | 0.0001375 | 0.00032879 | 0 | 0.00022322 | 0.00011416 | 0.22813 | 0.080318 | 0.0001 | 0.05173 | 0.33025 | 0.0001 | 0.048043
376 | 1 | 0.0001352 | 0.00033469 | 0 | 0.00022322 | 0.00011416 | 0.061419 | 0.067715 | 0.0001 | 0.051406 | 0.33007 | 0.0001 | 0
377 | 1 | 0.0001362 | 0.00033819 | 0 | 0.00016448 | 0.00011416 | 0 | 0.051062 | 0.0001 | 0.051083 | 0.32992 | 0.0001 | 0
378 | 1 | 0.000148 | 0.00027489 | 0 | 0.00011748 | 0.00011416 | 0 | 0.04987 | 0.0001 | 0.05076 | 0.32975 | 0.0001 | 0
379 | 1 | 0.000154 | 0.00024489 | 0 | 8.8113e-05 | 0.00011416 | 0 | 0.048678 | 0.0001 | 0.050436 | 0.32961 | 0.0001 | 0
380 | 1 | 0.0001496 | 0.00020949 | 0 | 5.8742e-05 | 0.00011416 | 0 | 0.041781 | 0.0001 | 0.050112 | 0.32945 | 0.0001 | 0
381 | 1 | 0.0001339 | 0.00028339 | 0 | 3.7595e-05 | 0.00011416 | 0 | 0.038934 | 0.0001 | 0.049789 | 0.32928 | 0.0001 | 0
382 | 1 | 0.0001231 | 0.00033709 | 0 | 2.3497e-05 | 0.00011416 | 0 | 0.053192 | 0.0001 | 0.049466 | 0.32913 | 0.0001 | 0
383 | 1 | 0.0001269 | 0.00028099 | 0 | 9.3987e-06 | 0.00011416 | 0 | 0.064128 | 0.0001 | 0.049144 | 0.32896 | 0.0001 | 0
384 | 1 | 0.0001093 | 0.00042089 | 0 | 5.8742e-06 | 0.00011416 | 0 | 0.081973 | 0.0001 | 0.048821 | 0.32881 | 0.0001 | 0
385 | 1 | 0.0001037 | 0.00045089 | 0 | 2.3497e-06 | 0.00011416 | 0 | 0.079115 | 0.0001 | 0.048496 | 0.32863 | 0.0001 | 0
386 | 1 | 0.0001006 | 0.00047119 | 0 | 1.1748e-06 | 0.00011416 | 0 | 0.070231 | 0.0001 | 0.048173 | 0.32846 | 0.0001 | 0
387 | 1 | 0.0001031 | 0.00040149 | 0 | 1.4098e-05 | 0.00011416 | 0 | 0.079115 | 0.0001 | 0.04785 | 0.32826 | 0.0001 | 0
388 | 1 | 9.9647e-05 | 0.00039759 | 0 | 3.7595e-05 | 0.00011416 | 0 | 0.079115 | 0.0001 | 0.047526 | 0.32809 | 0.0001 | 0
389 | 1 | 9.0737e-05 | 0.00044639 | 0 | 9.3987e-05 | 0.00011416 | 0 | 0.087215 | 0.0001 | 0.047203 | 0.32792 | 0.0001 | 0
390 | 1 | 9.5917e-05 | 0.00045919 | 0 | 0.0001821 | 0.00011416 | 0 | 0.096099 | 0.0001 | 0.04688 | 0.32772 | 0.0001 | 0
391 | 1 | 0.0001149 | 0.00040109 | 0 | 0.0001586 | 0.00011416 | 0 | 0.093251 | 0.0001 | 0.046556 | 0.32755 | 0.0001 | 0
392 | 1 | 0.0001388 | 0.00032039 | 0 | 0.00014685 | 0.00011416 | 0 | 0.089201 | 0.0001 | 0.046233 | 0.32735 | 0.0001 | 0
393 | 1 | 0.0001487 | 0.00030299 | 0 | 0.00016448 | 0.00011416 | 0.043871 | 0.080318 | 0.0001 | 0.045909 | 0.32717 | 0.0001 | 0
394 | 1 | 0.0001521 | 0.00027769 | 0 | 0.00018797 | 0.00011416 | 0.26323 | 0.085482 | 0.0001 | 0.045586 | 0.32698 | 0.0001 | 0.03554
395 | 1 | 0.00015549 | 0.00024839 | 0 | 0.00020677 | 0.00011416 | 0.32465 | 0.055576 | 0.0001 | 0.045263 | 0.3268 | 0.0001 | 0.083816
396 | 1 | 0.00015589 | 0.00023389 | 0 | 0.00018797 | 0.00011416 | 0.35974 | 0.052397 | 0.0001 | 0.044939 | 0.32663 | 0.0001 | 0.15549
397 | 1 | 0.0001468 | 0.00027829 | 0 | 0.00019032 | 0.00011416 | 0.36852 | 0.059295 | 0.0001 | 0.044616 | 0.32643 | 0.0001 | 0.12314
398 | 1 | 0.0001512 | 0.00024409 | 0 | 0.00021382 | 0.00011416 | 0.31587 | 0.071026 | 0.0001 | 0.044293 | 0.32626 | 0.0001 | 0.0913
399 | 1 | 0.0001472 | 0.00026499 | 0 | 0.00022322 | 0.00011416 | 0.22813 | 0.12886 | 0.0001 | 0.043969 | 0.32607 | 0.0001 | 0
400 | 1 | 0.0001457 | 0.00026769 | 0 | 0.00022322 | 0.00011416 | 0.043871 | 0.1345 | 0.0001 | 0.043646 | 0.32588 | 0.0001 | 0
401 | 1 | 0.0001461 | 0.00027999 | 0 | 0.00016448 | 0.00011416 | 0 | 0.13742 | 0.0001 | 0.043324 | 0.32571 | 0.0001 | 0
402 | 1 | 0.0001528 | 0.00026729 | 0 | 0.00011748 | 0.00011416 | 0 | 0.15114 | 0.0001 | 0.043 | 0.32551 | 0.0001 | 0
403 | 1 | 0.00015739 | 0.00023559 | 0 | 8.8113e-05 | 0.00011416 | 0 | 0.16115 | 0.0001 | 0.042677 | 0.32534 | 0.0001 | 0
404 | 1 | 0.0001514 | 0.00023409 | 0 | 5.8742e-05 | 0.00011416 | 0 | 0.18576 | 0.0001 | 0.042353 | 0.32515 | 0.0001 | 0
405 | 1 | 0.000142 | 0.00023829 | 0 | 3.7595e-05 | 0.00011416 | 0 | 0.19903 | 0.0001 | 0.04203 | 0.32497 | 0.0001 | 0
406 | 1 | 0.0001305 | 0.00030249 | 0 | 2.3497e-05 | 0.00011416 | 0 | 0.19943 | 0.0001 | 0.041707 | 0.3248 | 0.0001 | 0
407 | 1 | 0.0001229 | 0.00036479 | 0 | 9.3987e-06 | 0.00011416 | 0 | 0.21886 | 0.0001 | 0.041383 | 0.3246 | 0.0001 | 0
408 | 1 | 0.0001097 | 0.00046009 | 0 | 5.8742e-06 | 0.00011416 | 0 | 0.23504 | 0.0001 | 0.04106 | 0.32442 | 0.0001 | 0
409 | 1 | 0.0001047 | 0.00048179 | 0 | 2.3497e-06 | 0.00011416 | 0 | 0.24432 | 0.0001 | 0.040737 | 0.32422 | 0.0001 | 0
410 | 1 | 0.0001018 | 0.00050309 | 0 | 1.1748e-06 | 0.00011416 | 0 | 0.25925 | 0.0001 | 0.040413 | 0.32405 | 0.0001 | 0
411 | 1 | 0.0001047 | 0.00042289 | 0 | 1.4098e-05 | 0.00011416 | 0 | 0.26933 | 0.0001 | 0.04009 | 0.32388 | 0.0001 | 0
412 | 1 | 0.0001012 | 0.00041709 | 0 | 3.7595e-05 | 0.00011416 | 0 | 0.26972 | 0.0001 | 0.039767 | 0.32368 | 0.0001 | 0
413 | 1 | 9.2837e-05 | 0.00046079 | 0 | 9.3987e-05 | 0.00011416 | 0 | 0.27496 | 0.0001 | 0.039443 | 0.32351 | 0.0001 | 0
414 | 1 | 9.7107e-05 | 0.00048559 | 0 | 0.0001821 | 0.00011416 | 0 | 0.27338 | 0.0001 | 0.03912 | 0.32331 | 0.0001 | 0
415 | 1 | 0.0001156 | 0.00042969 | 0 | 0.0001586 | 0.00011416 | 0 | 0.26249 | 0.0001 | 0.038797 | 0.32314 | 0.0001 | 0
416 | 1 | 0.0001394 | 0.00035139 | 0 | 0.00014685 | 0.00011416 | 0 | 0.24392 | 0.0001 | 0.038472 | 0.32296 | 0.0001 | 0
417 | 1 | 0.0001493 | 0.00033389 | 0 | 0.00016448 | 0.00011416 | 0.043871 | 0.19385 | 0.0001 | 0.038149 | 0.32276 | 0.0001 | 0
418 | 1 | 0.0001522 | 0.00031159 | 0 | 0.00018797 | 0.00011416 | 0.22813 | 0.12687 | 0.0001 | 0.037826 | 0.32259 | 0.0001 | 0
419 | 1 | 0.0001548 | 0.00027329 | 0 | 0.00020677 | 0.00011416 | 0.28955 | 0.087082 | 0.0001 | 0.037502 | 0.32239 | 0.0001 | 0.12312
420 | 1 | 0.0001535 | 0.00025099 | 0 | 0.00018797 | 0.00011416 | 0.33342 | 0.050598 | 0.0001 | 0.037181 | 0.32222 | 0.0001 | 0.17129
421 | 1 | 0.0001449 | 0.00029029 | 0 | 0.00019032 | 0.00011416 | 0.35974 | 0.039662 | 0.0001 | 0.036857 | 0.32203 | 0.0001 | 0.22404
422 | 1 | 0.0001488 | 0.00024809 | 0 | 0.00021382 | 0.00011416 | 0.3071 | 0.048215 | 0.0001 | 0.036533 | 0.32185 | 0.0001 | 0.10932
423 | 1 | 0.0001435 | 0.00026609 | 0 | 0.00022322 | 0.00011416 | 0.22813 | 0.036936 | 0.0001 | 0.03621 | 0.32168 | 0.0001 | 0.035112
424 | 1 | 0.0001402 | 0.00026749 | 0 | 0.00022322 | 0.00011416 | 0.043871 | 0.021155 | 0.0001 | 0.035886 | 0.32148 | 0.0001 | 0
425 | 1 | 0.0001387 | 0.00028529 | 0 | 0.00016448 | 0.00011416 | 0 | 0.021155 | 0.0001 | 0.035563 | 0.3213 | 0.0001 | 0
426 | 1 | 0.0001469 | 0.00028029 | 0 | 0.00011748 | 0.00011416 | 0 | 0.021155 | 0.0001 | 0.03524 | 0.32111 | 0.0001 | 0
427 | 1 | 0.0001536 | 0.00024609 | 0 | 8.8113e-05 | 0.00011416 | 0 | 0.030039 | 0.0001 | 0.034916 | 0.32093 | 0.0001 | 0
428 | 1 | 0.0001485 | 0.00023989 | 0 | 5.8742e-05 | 0.00011416 | 0 | 0.042642 | 0.0001 | 0.034593 | 0.32076 | 0.0001 | 0
429 | 1 | 0.0001389 | 0.00024159 | 0 | 3.7595e-05 | 0.00011416 | 0 | 0.04987 | 0.0001 | 0.03427 | 0.32056 | 0.0001 | 0
430 | 1 | 0.0001271 | 0.00030419 | 0 | 2.3497e-05 | 0.00011416 | 0 | 0.042642 | 0.0001 | 0.033946 | 0.32039 | 0.0001 | 0
431 | 1 | 0.0001219 | 0.00036089 | 0 | 9.3987e-06 | 0.00011416 | 0 | 0.042642 | 0.0001 | 0.033623 | 0.3202 | 0.0001 | 0
432 | 1 | 0.0001112 | 0.00044499 | 0 | 5.8742e-06 | 0.00011416 | 0 | 0.043503 | 0.0001 | 0.0333 | 0.32002 | 0.0001 | 0
433 | 1 | 0.0001069 | 0.00045619 | 0 | 2.3497e-06 | 0.00011416 | 0 | 0.065386 | 0.0001 | 0.032976 | 0.31984 | 0.0001 | 0
434 | 1 | 0.0001021 | 0.00047089 | 0 | 1.1748e-06 | 0.00011416 | 0 | 0.07587 | 0.0001 | 0.032653 | 0.31964 | 0.0001 | 0
435 | 1 | 0.0001041 | 0.00039479 | 0 | 1.4098e-05 | 0.00011416 | 0 | 0.093318 | 0.0001 | 0.03233 | 0.31947 | 0.0001 | 0
436 | 1 | 9.9567e-05 | 0.00038949 | 0 | 3.7595e-05 | 0.00011416 | 0 | 0.16322 | 0.0001 | 0.032006 | 0.31928 | 0.0001 | 0
437 | 1 | 8.9217e-05 | 0.00042639 | 0 | 9.3987e-05 | 0.00011416 | 0 | 0.19346 | 0.0001 | 0.031683 | 0.3191 | 0.0001 | 0
438 | 1 | 8.8357e-05 | 0.00043349 | 0 | 0.0001821 | 0.00011416 | 0 | 0.1918 | 0.0001 | 0.03136 | 0.31893 | 0.0001 | 0
439 | 1 | 9.3147e-05 | 0.00037259 | 0 | 0.0001586 | 0.00011416 | 0 | 0.16348 | 0.0001 | 0.031037 | 0.31873 | 0.0001 | 0
440 | 1 | 0.0001029 | 0.00029359 | 0 | 0.00014685 | 0.00011416 | 0 | 0.16666 | 0.0001 | 0.030714 | 0.31856 | 0.0001 | 0
441 | 1 | 0.0001126 | 0.00027549 | 0 | 0.00016448 | 0.00011416 | 0.017548 | 0.16229 | 0.0001 | 0.03039 | 0.31836 | 0.0001 | 0
442 | 1 | 0.0001209 | 0.00025839 | 0 | 0.00018797 | 0.00011416 | 0.11406 | 0.23298 | 0.0001 | 0.030067 | 0.31818 | 0.0001 | 0
443 | 1 | 0.0001266 | 0.00023369 | 0 | 0.00020677 | 0.00011416 | 0.14039 | 0.2359 | 0.0001 | 0.029744 | 0.31801 | 0.0001 | 0
444 | 1 | 0.000128 | 0.00021889 | 0 | 0.00018797 | 0.00011416 | 0.12284 | 0.31794 | 0.0001 | 0.02942 | 0.31781 | 0.0001 | 0
445 | 1 | 0.0001266 | 0.00025769 | 0 | 0.00019032 | 0.00011416 | 0.15794 | 0.34659 | 0.0001 | 0.029097 | 0.31764 | 0.0001 | 0
446 | 1 | 0.0001284 | 0.00022169 | 0 | 0.00021382 | 0.00011416 | 0.15794 | 0.44063 | 0.0001 | 0.028773 | 0.31745 | 0.0001 | 0
447 | 1 | 0.0001249 | 0.00023669 | 0 | 0.00022322 | 0.00011416 | 0.087742 | 0.51531 | 0.0001 | 0.02845 | 0.31727 | 0.0001 | 0
448 | 1 | 0.0001233 | 0.00023509 | 0 | 0.00022322 | 0.00011416 | 0.0087742 | 0.52824 | 0.0001 | 0.028127 | 0.31708 | 0.0001 | 0
449 | 1 | 0.0001225 | 0.00024449 | 0 | 0.00016448 | 0.00011416 | 0 | 0.53195 | 0.0001 | 0.027803 | 0.31689 | 0.0001 | 0
450 | 1 | 0.0001332 | 0.00023129 | 0 | 0.00011748 | 0.00011416 | 0 | 0.52552 | 0.0001 | 0.02748 | 0.31672 | 0.0001 | 0
451 | 1 | 0.00014 | 0.00019709 | 0 | 8.8113e-05 | 0.00011416 | 0 | 0.53481 | 0.0001 | 0.027157 | 0.31653 | 0.0001 | 0
452 | 1 | 0.0001344 | 0.00019139 | 0 | 5.8742e-05 | 0.00011416 | 0 | 0.5368 | 0.0001 | 0.026833 | 0.31635 | 0.0001 | 0
453 | 1 | 0.0001256 | 0.00019099 | 0 | 3.7595e-05 | 0.00011416 | 0 | 0.55417 | 0.0001 | 0.026509 | 0.31616 | 0.0001 | 0
454 | 1 | 0.0001169 | 0.00023629 | 0 | 2.3497e-05 | 0.00011416 | 0 | 0.54681 | 0.0001 | 0.026186 | 0.31598 | 0.0001 | 0
455 | 1 | 0.0001128 | 0.00028389 | 0 | 9.3987e-06 | 0.00011416 | 0 | 0.52095 | 0.0001 | 0.025862 | 0.31581 | 0.0001 | 0
456 | 1 | 0.0001039 | 0.00035269 | 0 | 5.8742e-06 | 0.00011416 | 0 | 0.52347 | 0.0001 | 0.025541 | 0.31562 | 0.0001 | 0
457 | 1 | 9.9327e-05 | 0.00036349 | 0 | 2.3497e-06 | 0.00011416 | 0 | 0.52678 | 0.0001 | 0.025217 | 0.31543 | 0.0001 | 0
458 | 1 | 9.4097e-05 | 0.00037729 | 0 | 1.1748e-06 | 0.00011416 | 0 | 0.51624 | 0.0001 | 0.024893 | 0.31524 | 0.0001 | 0
459 | 1 | 9.6517e-05 | 0.00031929 | 0 | 1.4098e-05 | 0.00011416 | 0 | 0.51425 | 0.0001 | 0.02457 | 0.31506 | 0.0001 | 0
460 | 1 | 9.3027e-05 | 0.00031739 | 0 | 3.7595e-05 | 0.00011416 | 0 | 0.5433 | 0.0001 | 0.024247 | 0.31489 | 0.0001 | 0
461 | 1 | 8.5447e-05 | 0.00035239 | 0 | 9.3987e-05 | 0.00011416 | 0 | 0.5606 | 0.0001 | 0.023923 | 0.3147 | 0.0001 | 0
462 | 1 | 8.4617e-05 | 0.00036139 | 0 | 0.0001821 | 0.00011416 | 0 | 0.58898 | 0.0001 | 0.0236 | 0.31452 | 0.0001 | 0
463 | 1 | 8.5117e-05 | 0.00031179 | 0 | 0.0001586 | 0.00011416 | 0 | 0.60278 | 0.0001 | 0.023276 | 0.31433 | 0.0001 | 0
464 | 1 | 8.9897e-05 | 0.00024759 | 0 | 0.00014685 | 0.00011416 | 0 | 0.61373 | 0.0001 | 0.022953 | 0.31415 | 0.0001 | 0
465 | 1 | 9.6227e-05 | 0.00023619 | 0 | 0.00016448 | 0.00011416 | 0 | 0.61492 | 0.0001 | 0.02263 | 0.31397 | 0.0001 | 0
466 | 1 | 0.0001054 | 0.00022029 | 0 | 0.00018797 | 0.00011416 | 0.043871 | 0.652 | 0.0001 | 0.022306 | 0.31378 | 0.0001 | 0
467 | 1 | 0.0001121 | 0.00019599 | 0 | 0.00020677 | 0.00011416 | 0.087742 | 0.64476 | 0.0001 | 0.021983 | 0.3136 | 0.0001 | 0.032524
468 | 1 | 0.000115 | 0.0001829 | 0 | 0.00018797 | 0.00011416 | 0.087742 | 0.69132 | 0.0001 | 0.02166 | 0.31341 | 0.0001 | 0.047279
469 | 1 | 0.0001161 | 0.00021689 | 0 | 0.00019032 | 0.00011416 | 0.14039 | 0.74292 | 0.0001 | 0.021336 | 0.31323 | 0.0001 | 0.052323
470 | 1 | 0.0001146 | 0.0001888 | 0 | 0.00021382 | 0.00011416 | 0.10529 | 0.80121 | 0.0001 | 0.021013 | 0.31306 | 0.0001 | 0.026594
471 | 1 | 0.0001093 | 0.00020269 | 0 | 0.00022322 | 0.00011416 | 0.10529 | 0.83411 | 0.0001 | 0.02069 | 0.31287 | 0.0001 | 0
472 | 1 | 0.0001076 | 0.00020639 | 0 | 0.00022322 | 0.00011416 | 0.0087742 | 0.83126 | 0.0001 | 0.020366 | 0.31269 | 0.0001 | 0
473 | 1 | 0.0001109 | 0.00021179 | 0 | 0.00016448 | 0.00011416 | 0 | 0.73602 | 0.0001 | 0.020043 | 0.31249 | 0.0001 | 0
474 | 1 | 0.0001251 | 0.00020589 | 0 | 0.00011748 | 0.00011416 | 0 | 0.59244 | 0.0001 | 0.01972 | 0.31231 | 0.0001 | 0
475 | 1 | 0.0001345 | 0.0001814 | 0 | 8.8113e-05 | 0.00011416 | 0 | 0.57446 | 0.0001 | 0.019397 | 0.31212 | 0.0001 | 0
476 | 1 | 0.0001308 | 0.0001816 | 0 | 5.8742e-05 | 0.00011416 | 0 | 0.56684 | 0.0001 | 0.019074 | 0.31195 | 0.0001 | 0
477 | 1 | 0.0001241 | 0.0001837 | 0 | 3.7595e-05 | 0.00011416 | 0 | 0.52155 | 0.0001 | 0.01875 | 0.31177 | 0.0001 | 0
478 | 1 | 0.0001153 | 0.00022979 | 0 | 2.3497e-05 | 0.00011416 | 0 | 0.61697 | 0.0001 | 0.018427 | 0.31158 | 0.0001 | 0
479 | 1 | 0.0001106 | 0.00027379 | 0 | 9.3987e-06 | 0.00011416 | 0 | 0.69934 | 0.0001 | 0.018104 | 0.3114 | 0.0001 | 0
480 | 1 | 9.8787e-05 | 0.00034219 | 0 | 5.8742e-06 | 0.00011416 | 0 | 0.74856 | 0.0001 | 0.01778 | 0.31121 | 0.0001 | 0
481 | 1 | 9.5017e-05 | 0.00035049 | 0 | 2.3497e-06 | 0.00011416 | 0 | 0.80141 | 0.0001 | 0.050351 | 0.31103 | 0.0001 | 0
482 | 1 | 9.2357e-05 | 0.00036389 | 0 | 1.1748e-06 | 0.00011416 | 0 | 0.81348 | 0.0001 | 0.050028 | 0.31085 | 0.0001 | 0
483 | 1 | 9.5027e-05 | 0.00031159 | 0 | 1.4098e-05 | 0.00011416 | 0 | 0.78649 | 0.0001 | 0.049705 | 0.31066 | 0.0001 | 0
484 | 1 | 9.2927e-05 | 0.00031879 | 0 | 3.7595e-05 | 0.00011416 | 0 | 0.71864 | 0.0001 | 0.049381 | 0.31048 | 0.0001 | 0
485 | 1 | 8.9047e-05 | 0.00036369 | 0 | 9.3987e-05 | 0.00011416 | 0 | 0.58945 | 0.0001 | 0.049058 | 0.31029 | 0.0001 | 0
486 | 1 | 9.7667e-05 | 0.00037599 | 0 | 0.0001821 | 0.00011416 | 0 | 0.51292 | 0.0001 | 0.048734 | 0.31012 | 0.0001 | 0
487 | 1 | 0.0001169 | 0.00033099 | 0 | 0.0001586 | 0.00011416 | 0 | 0.51571 | 0.0001 | 0.048411 | 0.30994 | 0.0001 | 0
488 | 1 | 0.0001398 | 0.00026189 | 0 | 0.00014685 | 0.00011416 | 0 | 0.50416 | 0.0001 | 0.048088 | 0.30975 | 0.0001 | 0
489 | 1 | 0.0001508 | 0.00024719 | 0 | 0.00016448 | 0.00011416 | 0.0087742 | 0.55304 | 0.0001 | 0.047764 | 0.30956 | 0.0001 | 0
490 | 1 | 0.0001538 | 0.00022869 | 0 | 0.00018797 | 0.00011416 | 0.043871 | 0.48997 | 0.0001 | 0.04744 | 0.30937 | 0.0001 | 0
491 | 1 | 0.00015729 | 0.00020529 | 0 | 0.00020677 | 0.00011416 | 0.052645 | 0.42525 | 0.0001 | 0.047117 | 0.3092 | 0.0001 | 0.026229
492 | 1 | 0.00015859 | 0.0001893 | 0 | 0.00018797 | 0.00011416 | 0.043871 | 0.4147 | 0.0001 | 0.046794 | 0.30902 | 0.0001 | 0.060256
493 | 1 | 0.0001493 | 0.00022529 | 0 | 0.00019032 | 0.00011416 | 0.078968 | 0.42206 | 0.0001 | 0.04647 | 0.30883 | 0.0001 | 0.080055
494 | 1 | 0.0001533 | 0.00019449 | 0 | 0.00021382 | 0.00011416 | 0.087742 | 0.42611 | 0.0001 | 0.046147 | 0.30865 | 0.0001 | 0.011602
495 | 1 | 0.0001498 | 0.00020769 | 0 | 0.00022322 | 0.00011416 | 0.070194 | 0.44063 | 0.0001 | 0.045824 | 0.30846 | 0.0001 | 0
496 | 1 | 0.0001477 | 0.00020699 | 0 | 0.00022322 | 0.00011416 | 0.0087742 | 0.44634 | 0.0001 | 0.045501 | 0.30829 | 0.0001 | 0
497 | 1 | 0.0001469 | 0.00021389 | 0 | 0.00016448 | 0.00011416 | 0 | 0.45163 | 0.0001 | 0.045178 | 0.3081 | 0.0001 | 0
498 | 1 | 0.0001517 | 0.00020309 | 0 | 0.00011748 | 0.00011416 | 0 | 0.48122 | 0.0001 | 0.044854 | 0.30791 | 0.0001 | 0
499 | 1 | 0.00015669 | 0.0001794 | 0 | 8.8113e-05 | 0.00011416 | 0 | 0.50297 | 0.0001 | 0.044531 | 0.30773 | 0.0001 | 0
500 | 1 | 0.0001498 | 0.0001783 | 0 | 5.8742e-05 | 0.00011416 | 0 | 0.51822 | 0.0001 | 0.044208 | 0.30754 | 0.0001 | 0
501 | 1 | 0.0001415 | 0.0001781 | 0 | 3.7595e-05 | 0.00011416 | 0 | 0.51338 | 0.0001 | 0.043884 | 0.30737 | 0.0001 | 0
502 | 1 | 0.0001308 | 0.00022599 | 0 | 2.3497e-05 | 0.00011416 | 0 | 0.51458 | 0.0001 | 0.043561 | 0.30717 | 0.0001 | 0
503 | 1 | 0.0001236 | 0.00027139 | 0 | 9.3987e-06 | 0.00011416 | 0 | 0.53321 | 0.0001 | 0.043237 | 0.307 | 0.0001 | 0
504 | 1 | 0.0001114 | 0.00033559 | 0 | 5.8742e-06 | 0.00011416 | 0 | 0.56551 | 0.0001 | 0.042914 | 0.30682 | 0.0001 | 0
505 | 1 | 0.0001149 | 0.00025179 | 0 | 2.3497e-06 | 0.00011416 | 0 | 0.59788 | 0.0001 | 0.042591 | 0.30663 | 0.0001 | 0
506 | 1 | 0.0001097 | 0.00029699 | 0 | 1.1748e-06 | 0.00011416 | 0 | 0.61571 | 0.0001 | 0.042267 | 0.30644 | 0.0001 | 0
507 | 1 | 0.0001077 | 0.00027869 | 0 | 1.4098e-05 | 0.00011416 | 0 | 0.64927 | 0.0001 | 0.041944 | 0.30625 | 0.0001 | 0
508 | 1 | 0.0001071 | 0.00024499 | 0 | 3.7595e-05 | 0.00011416 | 0 | 0.65976 | 0.0001 | 0.041621 | 0.30608 | 0.0001 | 0
509 | 1 | 0.0001084 | 0.00020049 | 0 | 9.3987e-05 | 0.00011416 | 0 | 0.65007 | 0.0001 | 0.041297 | 0.3059 | 0.0001 | 0
510 | 1 | 0.0001108 | 0.00025099 | 0 | 0.0001821 | 0.00011416 | 0 | 0.65007 | 0.0001 | 0.040974 | 0.30571 | 0.0001 | 0
511 | 1 | 0.0001303 | 0.00019589 | 0 | 0.0001586 | 0.00011416 | 0 | 0.65086 | 0.0001 | 0.040651 | 0.30553 | 0.0001 | 0
512 | 1 | 0.000146 | 0.00021009 | 0 | 0.00014685 | 0.00011416 | 0 | 0.63913 | 0.0001 | 0.040327 | 0.30534 | 0.0001 | 0
513 | 1 | 0.0001534 | 0.00020799 | 0 | 0.00016448 | 0.00011416 | 0.026323 | 0.59555 | 0.0001 | 0.040005 | 0.30517 | 0.0001 | 0
514 | 1 | 0.0001532 | 0.00020689 | 0 | 0.00018797 | 0.00011416 | 0.17548 | 0.52075 | 0.0001 | 0.039681 | 0.30498 | 0.0001 | 0.035168
515 | 1 | 0.0001549 | 0.00019589 | 0 | 0.00020677 | 0.00011416 | 0.14916 | 0.47657 | 0.0001 | 0.039358 | 0.30479 | 0.0001 | 0.1366
516 | 1 | 0.00015759 | 0.0001712 | 0 | 0.00018797 | 0.00011416 | 0.16671 | 0.45144 | 0.0001 | 0.039035 | 0.30461 | 0.0001 | 0.1848
517 | 1 | 0.0001491 | 0.00019139 | 0 | 0.00019032 | 0.00011416 | 0.19303 | 0.42279 | 0.0001 | 0.038711 | 0.30442 | 0.0001 | 0.22474
518 | 1 | 0.0001497 | 0.0001739 | 0 | 0.00021382 | 0.00011416 | 0.15794 | 0.37517 | 0.0001 | 0.038388 | 0.30425 | 0.0001 | 0.18764
519 | 1 | 0.0001446 | 0.0001887 | 0 | 0.00022322 | 0.00011416 | 0.13161 | 0.37756 | 0.0001 | 0.038065 | 0.30407 | 0.0001 | 0.1313
520 | 1 | 0.0001398 | 0.00021719 | 0 | 0.00022322 | 0.00011416 | 0.017548 | 0.40462 | 0.0001 | 0.037741 | 0.30388 | 0.0001 | 0.03238
521 | 1 | 0.0001368 | 0.00025459 | 0 | 0.00016448 | 0.00011416 | 0 | 0.44786 | 0.0001 | 0.037418 | 0.3037 | 0.0001 | 0
522 | 1 | 0.0001476 | 0.00021179 | 0 | 0.00011748 | 0.00011416 | 0 | 0.51942 | 0.0001 | 0.037095 | 0.3035 | 0.0001 | 0
523 | 1 | 0.0001534 | 0.00020989 | 0 | 8.8113e-05 | 0.00011416 | 0 | 0.5939 | 0.0001 | 0.036771 | 0.30333 | 0.0001 | 0
524 | 1 | 0.0001476 | 0.00019699 | 0 | 5.8742e-05 | 0.00011416 | 0 | 0.61897 | 0.0001 | 0.036448 | 0.30315 | 0.0001 | 0
525 | 1 | 0.0001376 | 0.00021269 | 0 | 3.7595e-05 | 0.00011416 | 0 | 0.61167 | 0.0001 | 0.036124 | 0.30296 | 0.0001 | 0
526 | 1 | 0.0001214 | 0.00032719 | 0 | 2.3497e-05 | 0.00011416 | 0 | 0.60716 | 0.0001 | 0.0358 | 0.30278 | 0.0001 | 0
527 | 1 | 0.0001216 | 0.00030159 | 0 | 9.3987e-06 | 0.00011416 | 0 | 0.63256 | 0.0001 | 0.035477 | 0.30259 | 0.0001 | 0
528 | 1 | 0.0001082 | 0.00038529 | 0 | 5.8742e-06 | 0.00011416 | 0 | 0.65279 | 0.0001 | 0.035154 | 0.30242 | 0.0001 | 0
529 | 1 | 0.0001062 | 0.00037689 | 0 | 2.3497e-06 | 0.00011416 | 0 | 0.63667 | 0.0001 | 0.034779 | 0.30222 | 0.0001 | 0
530 | 1 | 0.0001005 | 0.00042349 | 0 | 1.1748e-06 | 0.00011416 | 0 | 0.58647 | 0.0001 | 0.03432 | 0.30204 | 0.0001 | 0
531 | 1 | 0.0001013 | 0.00038029 | 0 | 1.4098e-05 | 0.00011416 | 0 | 0.50635 | 0.0001 | 0.03386 | 0.30186 | 0.0001 | 0
532 | 1 | 0.000102 | 0.00034289 | 0 | 3.7595e-05 | 0.00011416 | 0 | 0.4202 | 0.0001 | 0.0334 | 0.30167 | 0.0001 | 0
533 | 1 | 0.000103 | 0.00030019 | 0 | 9.3987e-05 | 0.00011416 | 0 | 0.36045 | 0.0001 | 0.032941 | 0.3015 | 0.0001 | 0
534 | 1 | 0.0001168 | 0.00022839 | 0 | 0.0001821 | 0.00011416 | 0 | 0.2879 | 0.0001 | 0.03248 | 0.3013 | 0.0001 | 0
535 | 1 | 0.0001315 | 0.00022429 | 0 | 0.0001586 | 0.00011416 | 0 | 0.27549 | 0.0001 | 0.03202 | 0.30113 | 0.0001 | 0
536 | 1 | 0.0001447 | 0.00025849 | 0 | 0.00014685 | 0.00011416 | 0 | 0.27755 | 0.0001 | 0.031561 | 0.30095 | 0.0001 | 0
537 | 1 | 0.0001493 | 0.00028769 | 0 | 0.00016448 | 0.00011416 | 0.026323 | 0.28444 | 0.0001 | 0.031101 | 0.30076 | 0.0001 | 0
538 | 1 | 0.0001515 | 0.00026049 | 0 | 0.00018797 | 0.00011416 | 0.13161 | 0.21262 | 0.0001 | 0.030641 | 0.30058 | 0.0001 | 0.074528
539 | 1 | 0.0001537 | 0.00023019 | 0 | 0.00020677 | 0.00011416 | 0.10529 | 0.2231 | 0.0001 | 0.03018 | 0.30038 | 0.0001 | 0.16461
540 | 1 | 0.0001537 | 0.00021139 | 0 | 0.00018797 | 0.00011416 | 0.17548 | 0.23596 | 0.0001 | 0.029721 | 0.30021 | 0.0001 | 0.21225
541 | 1 | 0.0001471 | 0.00021369 | 0 | 0.00019032 | 0.00011416 | 0.14916 | 0.229 | 0.0001 | 0.029261 | 0.30003 | 0.0001 | 0.19651
542 | 1 | 0.0001465 | 0.00021439 | 0 | 0.00021382 | 0.00011416 | 0.096516 | 0.17615 | 0.0001 | 0.028801 | 0.29984 | 0.0001 | 0.16326
543 | 1 | 0.0001397 | 0.00025269 | 0 | 0.00022322 | 0.00011416 | 0.087742 | 0.19511 | 0.0001 | 0.028342 | 0.29967 | 0.0001 | 0.080964
544 | 1 | 0.0001375 | 0.00025609 | 0 | 0.00022322 | 0.00011416 | 0.017548 | 0.25447 | 0.0001 | 0.027881 | 0.29947 | 0.0001 | 0
545 | 1 | 0.0001379 | 0.00026769 | 0 | 0.00016448 | 0.00011416 | 0 | 0.19797 | 0.0001 | 0.027421 | 0.2993 | 0.0001 | 0
546 | 1 | 0.0001483 | 0.00022639 | 0 | 0.00011748 | 0.00011416 | 0 | 0.15956 | 0.0001 | 0.026961 | 0.29911 | 0.0001 | 0
547 | 1 | 0.0001552 | 0.00020779 | 0 | 8.8113e-05 | 0.00011416 | 0 | 0.15121 | 0.0001 | 0.026502 | 0.29892 | 0.0001 | 0
548 | 1 | 0.0001509 | 0.0001815 | 0 | 5.8742e-05 | 0.00011416 | 0 | 0.18835 | 0.0001 | 0.026042 | 0.29875 | 0.0001 | 0
549 | 1 | 0.0001357 | 0.00024559 | 0 | 3.7595e-05 | 0.00011416 | 0 | 0.24976 | 0.0001 | 0.025581 | 0.29855 | 0.0001 | 0
550 | 1 | 0.0001248 | 0.00029749 | 0 | 2.3497e-05 | 0.00011416 | 0 | 0.28405 | 0.0001 | 0.025121 | 0.29838 | 0.0001 | 0
551 | 1 | 0.0001266 | 0.00026299 | 0 | 9.3987e-06 | 0.00011416 | 0 | 0.30985 | 0.0001 | 0.024662 | 0.2982 | 0.0001 | 0
552 | 1 | 0.0001086 | 0.00040119 | 0 | 5.8742e-06 | 0.00011416 | 0 | 0.35017 | 0.0001 | 0.024202 | 0.29801 | 0.0001 | 0
553 | 1 | 0.0001031 | 0.00043349 | 0 | 2.3497e-06 | 0.00011416 | 0 | 0.37604 | 0.0001 | 0.023742 | 0.29807 | 0.0001 | 0
554 | 1 | 9.9307e-05 | 0.00044929 | 0 | 1.1748e-06 | 0.00011416 | 0 | 0.41437 | 0.0001 | 0.023281 | 0.29852 | 0.0001 | 0
555 | 1 | 0.000102 | 0.00037879 | 0 | 1.4098e-05 | 0.00011416 | 0 | 0.42896 | 0.0001 | 0.022822 | 0.29899 | 0.0001 | 0
556 | 1 | 9.7727e-05 | 0.00038019 | 0 | 3.7595e-05 | 0.00011416 | 0 | 0.49236 | 0.0001 | 0.022362 | 0.29947 | 0.0001 | 0
557 | 1 | 9.0927e-05 | 0.00041919 | 0 | 9.3987e-05 | 0.00011416 | 0 | 0.5293 | 0.0001 | 0.021902 | 0.29994 | 0.0001 | 0
558 | 1 | 9.7337e-05 | 0.00042219 | 0 | 0.0001821 | 0.00011416 | 0 | 0.53898 | 0.0001 | 0.021443 | 0.30038 | 0.0001 | 0
559 | 1 | 0.000117 | 0.00035919 | 0 | 0.0001586 | 0.00011416 | 0 | 0.5547 | 0.0001 | 0.020982 | 0.30085 | 0.0001 | 0
560 | 1 | 0.0001417 | 0.00027789 | 0 | 0.00014685 | 0.00011416 | 0 | 0.57532 | 0.0001 | 0.020523 | 0.30132 | 0.0001 | 0
561 | 1 | 0.0001528 | 0.00025789 | 0 | 0.00016448 | 0.00011416 | 0.017548 | 0.58382 | 0.0001 | 0.020062 | 0.3018 | 0.0001 | 0
562 | 1 | 0.00015539 | 0.00024189 | 0 | 0.00018797 | 0.00011416 | 0.10529 | 0.53089 | 0.0001 | 0.019603 | 0.30224 | 0.0001 | 0
563 | 1 | 0.00015909 | 0.00021929 | 0 | 0.00020677 | 0.00011416 | 0.12284 | 0.60311 | 0.0001 | 0.019143 | 0.30271 | 0.0001 | 0
564 | 1 | 0.00015979 | 0.00020659 | 0 | 0.00018797 | 0.00011416 | 0.14039 | 0.72415 | 0.0001 | 0.018683 | 0.30318 | 0.0001 | 0
565 | 1 | 0.0001509 | 0.00024589 | 0 | 0.00019032 | 0.00011416 | 0.14916 | 0.78311 | 0.0001 | 0.018224 | 0.30365 | 0.0001 | 0
566 | 1 | 0.000155 | 0.00021429 | 0 | 0.00021382 | 0.00011416 | 0.18426 | 0.74636 | 0.0001 | 0.017763 | 0.3041 | 0.0001 | 0
567 | 1 | 0.0001515 | 0.00023319 | 0 | 0.00022322 | 0.00011416 | 0.14916 | 0.72946 | 0.0001 | 0.017303 | 0.30456 | 0.0001 | 0
568 | 1 | 0.0001507 | 0.00023399 | 0 | 0.00022322 | 0.00011416 | 0.017548 | 0.73442 | 0.0001 | 0.016844 | 0.30504 | 0.0001 | 0
569 | 1 | 0.0001496 | 0.00024409 | 0 | 0.00016448 | 0.00011416 | 0 | 0.68104 | 0.0001 | 0.016383 | 0.30551 | 0.0001 | 0
570 | 1 | 0.0001542 | 0.00023229 | 0 | 0.00011748 | 0.00011416 | 0 | 0.60179 | 0.0001 | 0.015924 | 0.30598 | 0.0001 | 0
571 | 1 | 0.00015839 | 0.00020219 | 0 | 8.8113e-05 | 0.00011416 | 0 | 0.50238 | 0.0001 | 0.015463 | 0.30642 | 0.0001 | 0
572 | 1 | 0.0001512 | 0.00020019 | 0 | 5.8742e-05 | 0.00011416 | 0 | 0.44017 | 0.0001 | 0.015004 | 0.30689 | 0.0001 | 0
573 | 1 | 0.0001415 | 0.00020059 | 0 | 3.7595e-05 | 0.00011416 | 0 | 0.32802 | 0.0001 | 0.014544 | 0.30737 | 0.0001 | 0
574 | 1 | 0.0001303 | 0.00025029 | 0 | 2.3497e-05 | 0.00011416 | 0 | 0.25381 | 0.0001 | 0.014084 | 0.30784 | 0.0001 | 0
575 | 1 | 0.0001234 | 0.00030189 | 0 | 9.3987e-06 | 0.00011416 | 0 | 0.1656 | 0.0001 | 0.013624 | 0.30829 | 0.0001 | 0
576 | 1 | 0.0001108 | 0.00037889 | 0 | 5.8742e-06 | 0.00011416 | 0 | 0.12442 | 0.0001 | 0.013164 | 0.30875 | 0.0001 | 0
577 | 1 | 0.0001066 | 0.00038999 | 0 | 2.3497e-06 | 0.00011416 | 0 | 0.08482 | 0.0001 | 0.012704 | 0.30922 | 0.0001 | 0
578 | 1 | 0.0001031 | 0.00040439 | 0 | 1.1748e-06 | 0.00011416 | 0 | 0.086818 | 0.0001 | 0.012244 | 0.30969 | 0.0001 | 0
579 | 1 | 0.0001064 | 0.00034119 | 0 | 1.4098e-05 | 0.00011416 | 0 | 0.094907 | 0.0001 | 0.011784 | 0.31014 | 0.0001 | 0
580 | 1 | 0.0001026 | 0.00034019 | 0 | 3.7595e-05 | 0.00011416 | 0 | 0.1132 | 0.0001 | 0.011325 | 0.31061 | 0.0001 | 0
581 | 1 | 9.5667e-05 | 0.00037699 | 0 | 9.3987e-05 | 0.00011416 | 0 | 0.14272 | 0.0001 | 0.010864 | 0.31108 | 0.0001 | 0
582 | 1 | 0.0001014 | 0.00038719 | 0 | 0.0001821 | 0.00011416 | 0 | 0.18437 | 0.0001 | 0.010404 | 0.31155 | 0.0001 | 0
583 | 1 | 0.0001198 | 0.00033439 | 0 | 0.0001586 | 0.00011416 | 0 | 0.22708 | 0.0001 | 0.0099445 | 0.312 | 0.0001 | 0
584 | 1 | 0.0001429 | 0.00026669 | 0 | 0.00014685 | 0.00011416 | 0 | 0.2812 | 0.0001 | 0.0094847 | 0.31247 | 0.0001 | 0
585 | 1 | 0.0001535 | 0.00025559 | 0 | 0.00016448 | 0.00011416 | 0.026323 | 0.24612 | 0.0001 | 0.0090249 | 0.31293 | 0.0001 | 0
586 | 1 | 0.00015559 | 0.00024249 | 0 | 0.00018797 | 0.00011416 | 0.12284 | 0.12614 | 0.0001 | 0.0085651 | 0.31341 | 0.0001 | 0
587 | 1 | 0.00015849 | 0.00022059 | 0 | 0.00020677 | 0.00011416 | 0.10529 | 0.074281 | 0.0001 | 0.0081049 | 0.31388 | 0.0001 | 0.0076124
588 | 1 | 0.00015749 | 0.00020889 | 0 | 0.00018797 | 0.00011416 | 0.12284 | 0.061215 | 0.0001 | 0.007645 | 0.31433 | 0.0001 | 0.045483
589 | 1 | 0.0001492 | 0.00025069 | 0 | 0.00019032 | 0.00011416 | 0.14039 | 0.063201 | 0.0001 | 0.0071851 | 0.31479 | 0.0001 | 0.055481
590 | 1 | 0.0001519 | 0.00021889 | 0 | 0.00021382 | 0.00011416 | 0.10529 | 0.057959 | 0.0001 | 0.0067252 | 0.31526 | 0.0001 | 0.094915
591 | 1 | 0.0001469 | 0.00023649 | 0 | 0.00022322 | 0.00011416 | 0.078968 | 0.070231 | 0.0001 | 0.0062653 | 0.31574 | 0.0001 | 0.084595
592 | 1 | 0.0001414 | 0.00023839 | 0 | 0.00022322 | 0.00011416 | 0.0087742 | 0.10101 | 0.0001 | 0.0058054 | 0.31618 | 0.0001 | 0
593 | 1 | 0.0001398 | 0.00025019 | 0 | 0.00016448 | 0.00011416 | 0 | 0.090062 | 0.0001 | 0.0053455 | 0.31666 | 0.0001 | 0
594 | 1 | 0.0001458 | 0.00024299 | 0 | 0.00011748 | 0.00011416 | 0 | 0.094046 | 0.0001 | 0.0048856 | 0.31712 | 0.0001 | 0
595 | 1 | 0.0001538 | 0.00021719 | 0 | 8.8113e-05 | 0.00011416 | 0 | 0.086818 | 0.0001 | 0.0044257 | 0.31759 | 0.0001 | 0
596 | 1 | 0.0001473 | 0.00021929 | 0 | 5.8742e-05 | 0.00011416 | 0 | 0.097754 | 0.0001 | 0.0039657 | 0.31804 | 0.0001 | 0
597 | 1 | 0.0001373 | 0.00022789 | 0 | 3.7595e-05 | 0.00011416 | 0 | 0.13138 | 0.0001 | 0.0035059 | 0.31851 | 0.0001 | 0
598 | 1 | 0.0001256 | 0.00028919 | 0 | 2.3497e-05 | 0.00011416 | 0 | 0.14956 | 0.0001 | 0.003046 | 0.31898 | 0.0001 | 0
599 | 1 | 0.0001205 | 0.00034759 | 0 | 9.3987e-06 | 0.00011416 | 0 | 0.16885 | 0.0001 | 0.0025861 | 0.31945 | 0.0001 | 0
600 | 1 | 0.0001087 | 0.00044549 | 0 | 5.8742e-06 | 0.00011416 | 0 | 0.166 | 0.0001 | 0.0021262 | 0.31989 | 0.0001 | 0
601 | 1 | 0.0001045 | 0.00047209 | 0 | 2.3497e-06 | 0.00011416 | 0 | 0.17853 | 0.0001 | 0.0016662 | 0.32037 | 0.0001 | 0
602 | 1 | 0.0001001 | 0.00049549 | 0 | 1.1748e-06 | 0.00011416 | 0 | 0.18138 | 0.0001 | 0.0012063 | 0.32084 | 0.0001 | 0
603 | 1 | 0.0001022 | 0.00042369 | 0 | 1.4098e-05 | 0.00011416 | 0 | 0.18098 | 0.0001 | 0.00074641 | 0.3213 | 0.0001 | 0
604 | 1 | 9.7487e-05 | 0.00041729 | 0 | 3.7595e-05 | 0.00011416 | 0 | 0.19107 | 0.0001 | 0.00028649 | 0.32178 | 0.0001 | 0
605 | 1 | 8.6977e-05 | 0.00046319 | 0 | 9.3987e-05 | 0.00011416 | 0 | 0.19996 | 0.0001 | 0.00017341 | 0.32222 | 0.0001 | 0
606 | 1 | 8.4527e-05 | 0.00048639 | 0 | 0.0001821 | 0.00011416 | 0 | 0.22781 | 0.0001 | 0.00063333 | 0.3227 | 0.0001 | 0
607 | 1 | 9.0537e-05 | 0.00042049 | 0 | 0.0001586 | 0.00011416 | 0 | 0.23709 | 0.0001 | 0.0010933 | 0.32316 | 0.0001 | 0
608 | 1 | 0.0001015 | 0.00033199 | 0 | 0.00014685 | 0.00011416 | 0 | 0.25646 | 0.0001 | 0.0015532 | 0.32363 | 0.0001 | 0
609 | 1 | 0.0001109 | 0.00031129 | 0 | 0.00016448 | 0.00011416 | 0.017548 | 0.15505 | 0.0001 | 0.0020131 | 0.32408 | 0.0001 | 0
610 | 1 | 0.0001196 | 0.00028609 | 0 | 0.00018797 | 0.00011416 | 0.087742 | 0.075407 | 0.0001 | 0.0024729 | 0.32455 | 0.0001 | 0.015014
611 | 1 | 0.0001238 | 0.00025189 | 0 | 0.00020677 | 0.00011416 | 0.096516 | 0.032897 | 0.0001 | 0.0029329 | 0.32503 | 0.0001 | 0.15141
612 | 1 | 0.0001236 | 0.00023209 | 0 | 0.00018797 | 0.00011416 | 0.10529 | 0.012603 | 0.0001 | 0.0033928 | 0.32549 | 0.0001 | 0.28882
613 | 1 | 0.0001216 | 0.00026049 | 0 | 0.00019032 | 0.00011416 | 0.11406 | 0.012603 | 0.0001 | 0.0038527 | 0.32594 | 0.0001 | 0.27172
614 | 1 | 0.0001232 | 0.00021999 | 0 | 0.00021382 | 0.00011416 | 0.10529 | 0.012603 | 0.0001 | 0.0043126 | 0.32641 | 0.0001 | 0.18717
615 | 1 | 0.0001188 | 0.00022899 | 0 | 0.00022322 | 0.00011416 | 0.087742 | 0.021155 | 0.0001 | 0.0047725 | 0.32688 | 0.0001 | 0.083041
616 | 1 | 0.0001174 | 0.00022699 | 0 | 0.00022322 | 0.00011416 | 0.0087742 | 0.01545 | 0.0001 | 0.0052324 | 0.32735 | 0.0001 | 0
617 | 1 | 0.0001173 | 0.00023539 | 0 | 0.00016448 | 0.00011416 | 0 | 0.0085526 | 0.0001 | 0.0056923 | 0.32782 | 0.0001 | 0
618 | 1 | 0.0001284 | 0.00022959 | 0 | 0.00011748 | 0.00011416 | 0 | 0.014258 | 0.0001 | 0.0061522 | 0.32826 | 0.0001 | 0
619 | 1 | 0.0001381 | 0.00021079 | 0 | 8.8113e-05 | 0.00011416 | 0 | 0.042642 | 0.0001 | 0.0066121 | 0.32874 | 0.0001 | 0
620 | 1 | 0.000133 | 0.00021449 | 0 | 5.8742e-05 | 0.00011416 | 0 | 0.077393 | 0.0001 | 0.007072 | 0.32921 | 0.0001 | 0
621 | 1 | 0.0001242 | 0.00022069 | 0 | 3.7595e-05 | 0.00011416 | 0 | 0.11287 | 0.0001 | 0.007532 | 0.32967 | 0.0001 | 0
622 | 1 | 0.0001156 | 0.00027689 | 0 | 2.3497e-05 | 0.00011416 | 0 | 0.13669 | 0.0001 | 0.0079919 | 0.33012 | 0.0001 | 0
623 | 1 | 0.0001122 | 0.00033499 | 0 | 9.3987e-06 | 0.00011416 | 0 | 0.14312 | 0.0001 | 0.0084518 | 0.33059 | 0.0001 | 0
624 | 1 | 0.0001019 | 0.00042039 | 0 | 5.8742e-06 | 0.00011416 | 0 | 0.1528 | 0.0001 | 0.0089116 | 0.33107 | 0.0001 | 0
625 | 1 | 9.7757e-05 | 0.00043389 | 0 | 2.3497e-06 | 0.00011416 | 0 | 0.18158 | 0.0001 | 0.0093714 | 0.33153 | 0.0001 | 0
626 | 1 | 9.1577e-05 | 0.00045229 | 0 | 1.1748e-06 | 0.00011416 | 0 | 0.19571 | 0.0001 | 0.0098313 | 0.33198 | 0.0001 | 0
627 | 1 | 9.4537e-05 | 0.00038669 | 0 | 1.4098e-05 | 0.00011416 | 0 | 0.20181 | 0.0001 | 0.010291 | 0.33245 | 0.0001 | 0
628 | 1 | 9.0517e-05 | 0.00038719 | 0 | 3.7595e-05 | 0.00011416 | 0 | 0.18032 | 0.0001 | 0.010752 | 0.33292 | 0.0001 | 0
629 | 1 | 8.1597e-05 | 0.00043529 | 0 | 9.3987e-05 | 0.00011416 | 0 | 0.15081 | 0.0001 | 0.011211 | 0.3334 | 0.0001 | 0
630 | 1 | 8.0557e-05 | 0.00044819 | 0 | 0.0001821 | 0.00011416 | 0 | 0.1274 | 0.0001 | 0.011671 | 0.33383 | 0.0001 | 0
631 | 1 | 8.2017e-05 | 0.00038889 | 0 | 0.0001586 | 0.00011416 | 0 | 0.1286 | 0.0001 | 0.012131 | 0.33431 | 0.0001 | 0
632 | 1 | 8.8507e-05 | 0.00030349 | 0 | 0.00014685 | 0.00011416 | 0 | 0.08343 | 0.0001 | 0.012591 | 0.33478 | 0.0001 | 0
633 | 1 | 9.4217e-05 | 0.00028299 | 0 | 0.00016448 | 0.00011416 | 0.017548 | 0.050731 | 0.0001 | 0.013051 | 0.33525 | 0.0001 | 0
634 | 1 | 0.0001032 | 0.00024939 | 0 | 0.00018797 | 0.00011416 | 0.11406 | 0.047089 | 0.0001 | 0.013511 | 0.33572 | 0.0001 | 0.082038
635 | 1 | 0.0001096 | 0.00021079 | 0 | 0.00020677 | 0.00011416 | 0.12284 | 0.032103 | 0.0001 | 0.013971 | 0.33616 | 0.0001 | 0.1798
636 | 1 | 0.0001128 | 0.0001815 | 0 | 0.00018797 | 0.00011416 | 0.12284 | 0.033758 | 0.0001 | 0.014431 | 0.33663 | 0.0001 | 0.13771
637 | 1 | 0.0001142 | 0.00020149 | 0 | 0.00019032 | 0.00011416 | 0.14916 | 0.028847 | 0.0001 | 0.01489 | 0.33711 | 0.0001 | 0.076182
638 | 1 | 0.0001133 | 0.0001704 | 0 | 0.00021382 | 0.00011416 | 0.14916 | 0.031705 | 0.0001 | 0.015351 | 0.33758 | 0.0001 | 0.016144
639 | 1 | 0.0001102 | 0.0001765 | 0 | 0.00022322 | 0.00011416 | 0.087742 | 0.036936 | 0.0001 | 0.01581 | 0.33802 | 0.0001 | 0
640 | 1 | 0.0001094 | 0.0001731 | 0 | 0.00022322 | 0.00011416 | 0.0087742 | 0.04987 | 0.0001 | 0.016271 | 0.33849 | 0.0001 | 0
641 | 1 | 0.0001125 | 0.0001779 | 0 | 0.00016448 | 0.00011416 | 0 | 0.034884 | 0.0001 | 0.01673 | 0.33896 | 0.0001 | 0
642 | 1 | 0.0001252 | 0.0001724 | 0 | 0.00011748 | 0.00011416 | 0 | 0.040589 | 0.0001 | 0.01719 | 0.33944 | 0.0001 | 0
643 | 1 | 0.0001355 | 0.0001499 | 0 | 8.8113e-05 | 0.00011416 | 0 | 0.059626 | 0.0001 | 0.01765 | 0.33988 | 0.0001 | 0
644 | 1 | 0.0001313 | 0.0001549 | 0 | 5.8742e-05 | 0.00011416 | 0 | 0.071357 | 0.0001 | 0.018109 | 0.34035 | 0.0001 | 0
645 | 1 | 0.0001252 | 0.0001555 | 0 | 3.7595e-05 | 0.00011416 | 0 | 0.080251 | 0.0001 | 0.01857 | 0.34082 | 0.0001 | 0
646 | 1 | 0.0001175 | 0.00019109 | 0 | 2.3497e-05 | 0.00011416 | 0 | 0.10525 | 0.0001 | 0.01903 | 0.34129 | 0.0001 | 0
647 | 1 | 0.0001126 | 0.00023679 | 0 | 9.3987e-06 | 0.00011416 | 0 | 0.1351 | 0.0001 | 0.019489 | 0.34174 | 0.0001 | 0
648 | 1 | 0.0001015 | 0.00030219 | 0 | 5.8742e-06 | 0.00011416 | 0 | 0.14517 | 0.0001 | 0.019949 | 0.3422 | 0.0001 | 0
649 | 1 | 9.7087e-05 | 0.00031869 | 0 | 2.3497e-06 | 0.00011416 | 0 | 0.14962 | 0.0001 | 0.097155 | 0.34268 | 0.0001 | 0
650 | 1 | 9.3587e-05 | 0.00032529 | 0 | 1.1748e-06 | 0.00011416 | 0 | 0.12866 | 0.0001 | 0.0967 | 0.34315 | 0.0001 | 0
651 | 1 | 9.7087e-05 | 0.00027019 | 0 | 1.4098e-05 | 0.00011416 | 0 | 0.11818 | 0.0001 | 0.096237 | 0.34362 | 0.0001 | 0
652 | 1 | 9.6567e-05 | 0.00026879 | 0 | 3.7595e-05 | 0.00011416 | 0 | 0.10811 | 0.0001 | 0.095774 | 0.34407 | 0.0001 | 0
653 | 1 | 9.3517e-05 | 0.00030309 | 0 | 9.3987e-05 | 0.00011416 | 0 | 0.10326 | 0.0001 | 0.095319 | 0.34453 | 0.0001 | 0
654 | 1 | 0.0001023 | 0.00031619 | 0 | 0.0001821 | 0.00011416 | 0 | 0.11454 | 0.0001 | 0.094856 | 0.345 | 0.0001 | 0
655 | 1 | 0.0001205 | 0.00027399 | 0 | 0.0001586 | 0.00011416 | 0 | 0.14517 | 0.0001 | 0.094401 | 0.34548 | 0.0001 | 0
656 | 1 | 0.000143 | 0.00021359 | 0 | 0.00014685 | 0.00011416 | 0 | 0.1347 | 0.0001 | 0.093938 | 0.34592 | 0.0001 | 0
657 | 1 | 0.000154 | 0.00020379 | 0 | 0.00016448 | 0.00011416 | 0.043871 | 0.093185 | 0.0001 | 0.093475 | 0.34639 | 0.0001 | 0
658 | 1 | 0.00015549 | 0.00019299 | 0 | 0.00018797 | 0.00011416 | 0.15794 | 0.093185 | 0.0001 | 0.09302 | 0.34686 | 0.0001 | 0.042093
659 | 1 | 0.00015899 | 0.0001732 | 0 | 0.00020677 | 0.00011416 | 0.19303 | 0.096032 | 0.0001 | 0.092557 | 0.34733 | 0.0001 | 0.08968
660 | 1 | 0.00015909 | 0.000161 | 0 | 0.00018797 | 0.00011416 | 0.24568 | 0.10857 | 0.0001 | 0.092094 | 0.34778 | 0.0001 | 0.16803
661 | 1 | 0.0001504 | 0.0001857 | 0 | 0.00019032 | 0.00011416 | 0.29832 | 0.094046 | 0.0001 | 0.091639 | 0.34825 | 0.0001 | 0.19542
662 | 1 | 0.0001525 | 0.0001555 | 0 | 0.00021382 | 0.00011416 | 0.24568 | 0.095238 | 0.0001 | 0.091176 | 0.34872 | 0.0001 | 0.22092
663 | 1 | 0.0001485 | 0.0001603 | 0 | 0.00022322 | 0.00011416 | 0.14039 | 0.10167 | 0.0001 | 0.090721 | 0.34919 | 0.0001 | 0.16598
664 | 1 | 0.0001461 | 0.0001551 | 0 | 0.00022322 | 0.00011416 | 0.026323 | 0.12913 | 0.0001 | 0.090258 | 0.34964 | 0.0001 | 0.032954
665 | 1 | 0.0001451 | 0.0001639 | 0 | 0.00016448 | 0.00011416 | 0 | 0.16712 | 0.0001 | 0.089795 | 0.35011 | 0.0001 | 0
666 | 1 | 0.000149 | 0.0001745 | 0 | 0.00011748 | 0.00011416 | 0 | 0.17595 | 0.0001 | 0.08934 | 0.35057 | 0.0001 | 0
667 | 1 | 0.00015669 | 0.0001623 | 0 | 8.8113e-05 | 0.00011416 | 0 | 0.16016 | 0.0001 | 0.088877 | 0.35105 | 0.0001 | 0
668 | 1 | 0.0001501 | 0.0001655 | 0 | 5.8742e-05 | 0.00011416 | 0 | 0.19326 | 0.0001 | 0.088422 | 0.35152 | 0.0001 | 0
669 | 1 | 0.0001399 | 0.0001709 | 0 | 3.7595e-05 | 0.00011416 | 0 | 0.22283 | 0.0001 | 0.087959 | 0.35197 | 0.0001 | 0
670 | 1 | 0.0001289 | 0.00021699 | 0 | 2.3497e-05 | 0.00011416 | 0 | 0.24585 | 0.0001 | 0.087495 | 0.35244 | 0.0001 | 0
671 | 1 | 0.0001214 | 0.00026869 | 0 | 9.3987e-06 | 0.00011416 | 0 | 0.24585 | 0.0001 | 0.087041 | 0.3529 | 0.0001 | 0
672 | 1 | 0.0001084 | 0.00033559 | 0 | 5.8742e-06 | 0.00011416 | 0 | 0.23491 | 0.0001 | 0.086578 | 0.35337 | 0.0001 | 0
673 | 1 | 0.0001135 | 0.00025629 | 0 | 2.3497e-06 | 0.00011416 | 0 | 0.2353 | 0.0001 | 0.086123 | 0.35382 | 0.0001 | 0
674 | 1 | 0.0001077 | 0.00030119 | 0 | 1.1748e-06 | 0.00011416 | 0 | 0.25108 | 0.0001 | 0.08566 | 0.35429 | 0.0001 | 0
675 | 1 | 0.0001055 | 0.00028409 | 0 | 1.4098e-05 | 0.00011416 | 0 | 0.26488 | 0.0001 | 0.085196 | 0.35476 | 0.0001 | 0
676 | 1 | 0.0001058 | 0.00024899 | 0 | 3.7595e-05 | 0.00011416 | 0 | 0.27861 | 0.0001 | 0.084742 | 0.35523 | 0.0001 | 0
677 | 1 | 0.0001066 | 0.00020469 | 0 | 9.3987e-05 | 0.00011416 | 0 | 0.28955 | 0.0001 | 0.084279 | 0.35568 | 0.0001 | 0
678 | 1 | 0.0001095 | 0.00024479 | 0 | 0.0001821 | 0.00011416 | 0 | 0.28671 | 0.0001 | 0.083824 | 0.35615 | 0.0001 | 0
679 | 1 | 0.0001282 | 0.00019359 | 0 | 0.0001586 | 0.00011416 | 0 | 0.31011 | 0.0001 | 0.083361 | 0.35662 | 0.0001 | 0
680 | 1 | 0.0001445 | 0.00020399 | 0 | 0.00014685 | 0.00011416 | 0 | 0.29837 | 0.0001 | 0.082897 | 0.35709 | 0.0001 | 0
681 | 1 | 0.0001528 | 0.00019699 | 0 | 0.00016448 | 0.00011416 | 0.017548 | 0.31058 | 0.0001 | 0.08244 | 0.35753 | 0.0001 | 0
682 | 1 | 0.0001543 | 0.0001836 | 0 | 0.00018797 | 0.00011416 | 0.087742 | 0.29446 | 0.0001 | 0.081979 | 0.35801 | 0.0001 | 0.054029
683 | 1 | 0.00015649 | 0.0001611 | 0 | 0.00020677 | 0.00011416 | 0.11406 | 0.26688 | 0.0001 | 0.08152 | 0.35848 | 0.0001 | 0.068937
684 | 1 | 0.00016069 | 0.0001311 | 0 | 0.00018797 | 0.00011416 | 0.11406 | 0.27098 | 0.0001 | 0.08106 | 0.35894 | 0.0001 | 0.054537
685 | 1 | 0.000155 | 0.0001418 | 0 | 0.00019032 | 0.00011416 | 0.10529 | 0.25925 | 0.0001 | 0.0806 | 0.35942 | 0.0001 | 0.015298
686 | 1 | 0.00015789 | 0.0001301 | 0 | 0.00021382 | 0.00011416 | 0.087742 | 0.23537 | 0.0001 | 0.08014 | 0.35986 | 0.0001 | 0
687 | 1 | 0.0001541 | 0.0001536 | 0 | 0.00022322 | 0.00011416 | 0.061419 | 0.20221 | 0.0001 | 0.07968 | 0.36034 | 0.0001 | 0
688 | 1 | 0.0001495 | 0.0001887 | 0 | 0.00022322 | 0.00011416 | 0.017548 | 0.19412 | 0.0001 | 0.079221 | 0.36081 | 0.0001 | 0
689 | 1 | 0.0001471 | 0.00021919 | 0 | 0.00016448 | 0.00011416 | 0 | 0.18795 | 0.0001 | 0.07876 | 0.36127 | 0.0001 | 0
690 | 1 | 0.0001538 | 0.0001626 | 0 | 0.00011748 | 0.00011416 | 0 | 0.18795 | 0.0001 | 0.0783 | 0.36172 | 0.0001 | 0
691 | 1 | 0.00015819 | 0.0001471 | 0 | 8.8113e-05 | 0.00011416 | 0 | 0.20101 | 0.0001 | 0.077841 | 0.36219 | 0.0001 | 0
692 | 1 | 0.000152 | 0.0001337 | 0 | 5.8742e-05 | 0.00011416 | 0 | 0.21276 | 0.0001 | 0.077381 | 0.36266 | 0.0001 | 0
693 | 1 | 0.0001408 | 0.000141 | 0 | 3.7595e-05 | 0.00011416 | 0 | 0.22688 | 0.0001 | 0.076921 | 0.36313 | 0.0001 | 0
694 | 1 | 0.0001278 | 0.00021099 | 0 | 2.3497e-05 | 0.00011416 | 0 | 0.24028 | 0.0001 | 0.07646 | 0.36357 | 0.0001 | 0
695 | 1 | 0.0001256 | 0.0001887 | 0 | 9.3987e-06 | 0.00011416 | 0 | 0.24432 | 0.0001 | 0.076001 | 0.36405 | 0.0001 | 0
696 | 1 | 0.0001142 | 0.00023809 | 0 | 5.8742e-06 | 0.00011416 | 0 | 0.23796 | 0.0001 | 0.075541 | 0.36452 | 0.0001 | 0
697 | 1 | 0.0001104 | 0.00022539 | 0 | 2.3497e-06 | 0.00011416 | 0 | 0.23312 | 0.0001 | 0.075331 | 0.36499 | 0.0001 | 0
698 | 1 | 0.0001068 | 0.00024169 | 0 | 1.1748e-06 | 0.00011416 | 0 | 0.21289 | 0.0001 | 0.07554 | 0.36543 | 0.0001 | 0
699 | 1 | 0.0001071 | 0.00020789 | 0 | 1.4098e-05 | 0.00011416 | 0 | 0.19379 | 0.0001 | 0.075747 | 0.3659 | 0.0001 | 0
700 | 1 | 0.0001071 | 0.0001758 | 0 | 3.7595e-05 | 0.00011416 | 0 | 0.17761 | 0.0001 | 0.075955 | 0.36638 | 0.0001 | 0
701 | 1 | 0.0001076 | 0.0001517 | 0 | 9.3987e-05 | 0.00011416 | 0 | 0.15459 | 0.0001 | 0.076162 | 0.36685 | 0.0001 | 0
702 | 1 | 0.0001179 | 0.0001138 | 0 | 0.0001821 | 0.00011416 | 0 | 0.142 | 0.0001 | 0.07637 | 0.36731 | 0.0001 | 0
703 | 1 | 0.0001299 | 0.0001197 | 0 | 0.0001586 | 0.00011416 | 0 | 0.12746 | 0.0001 | 0.076578 | 0.36776 | 0.0001 | 0
704 | 1 | 0.0001458 | 0.0001325 | 0 | 0.00014685 | 0.00011416 | 0 | 0.10154 | 0.0001 | 0.076786 | 0.36823 | 0.0001 | 0
705 | 1 | 0.0001531 | 0.0001323 | 0 | 0.00016448 | 0.00011416 | 0.0087742 | 0.11884 | 0.0001 | 0.076994 | 0.36871 | 0.0001 | 0
706 | 1 | 0.000154 | 0.0001194 | 0 | 0.00018797 | 0.00011416 | 0.052645 | 0.16056 | 0.0001 | 0.077201 | 0.36918 | 0.0001 | 0
707 | 1 | 0.00015699 | 0.0001127 | 0 | 0.00020677 | 0.00011416 | 0.061419 | 0.15095 | 0.0001 | 0.07741 | 0.36962 | 0.0001 | 0.054089
708 | 1 | 0.00015979 | 9.6887e-05 | 0 | 0.00018797 | 0.00011416 | 0.087742 | 0.13596 | 0.0001 | 0.077617 | 0.37009 | 0.0001 | 0.10538
709 | 1 | 0.0001527 | 9.0098e-05 | 0 | 0.00019032 | 0.00011416 | 0.12284 | 0.1197 | 0.0001 | 0.077825 | 0.37056 | 0.0001 | 0.10787
710 | 1 | 0.0001528 | 8.0588e-05 | 0 | 0.00021382 | 0.00011416 | 0.13161 | 0.11401 | 0.0001 | 0.078032 | 0.37103 | 0.0001 | 0.046555
711 | 1 | 0.0001483 | 9.4088e-05 | 0 | 0.00022322 | 0.00011416 | 0.096516 | 0.10273 | 0.0001 | 0.07824 | 0.37148 | 0.0001 | 0.0071199
712 | 1 | 0.0001468 | 9.1408e-05 | 0 | 0.00022322 | 0.00011416 | 0.017548 | 0.087413 | 0.0001 | 0.078448 | 0.37194 | 0.0001 | 0
713 | 1 | 0.0001488 | 9.2748e-05 | 0 | 0.00016448 | 0.00011416 | 0 | 0.042509 | 0.0001 | 0.078656 | 0.37242 | 0.0001 | 0
714 | 1 | 0.0001544 | 7.6828e-05 | 0 | 0.00011748 | 0.00011416 | 0 | 0.020295 | 0.0001 | 0.078863 | 0.37289 | 0.0001 | 0
715 | 1 | 0.00015809 | 7.4618e-05 | 0 | 8.8113e-05 | 0.00011416 | 0 | 0.01545 | 0.0001 | 0.079071 | 0.37334 | 0.0001 | 0
716 | 1 | 0.0001504 | 6.4408e-05 | 0 | 5.8742e-05 | 0.00011416 | 0 | 0.024003 | 0.0001 | 0.079279 | 0.3738 | 0.0001 | 0
717 | 1 | 0.0001386 | 8.5818e-05 | 0 | 3.7595e-05 | 0.00011416 | 0 | 0.035744 | 0.0001 | 0.079487 | 0.37427 | 0.0001 | 0
718 | 1 | 0.0001307 | 0.0001071 | 0 | 2.3497e-05 | 0.00011416 | 0 | 0.0569 | 0.0001 | 0.079695 | 0.37475 | 0.0001 | 0
719 | 1 | 0.0001279 | 0.000101 | 0 | 9.3987e-06 | 0.00011416 | 0 | 0.081973 | 0.0001 | 0.079903 | 0.37522 | 0.0001 | 0
720 | 1 | 0.0001151 | 0.0001547 | 0 | 5.8742e-06 | 0.00011416 | 0 | 0.097754 | 0.0001 | 0.08011 | 0.37567 | 0.0001 | 0
721 | 1 | 0.0001091 | 0.0001782 | 0 | 2.3497e-06 | 0.00011416 | 0 | 0.14749 | 0.0001 | 0.080319 | 0.37593 | 0.0001 | 0
722 | 1 | 0.0001036 | 0.00020949 | 0 | 1.1748e-06 | 0.00011416 | 0 | 0.15758 | 0.0001 | 0.080526 | 0.37591 | 0.0001 | 0
723 | 1 | 0.0001034 | 0.00019529 | 0 | 1.4098e-05 | 0.00011416 | 0 | 0.2028 | 0.0001 | 0.080734 | 0.37586 | 0.0001 | 0
724 | 1 | 0.0001014 | 0.00020699 | 0 | 3.7595e-05 | 0.00011416 | 0 | 0.2052 | 0.0001 | 0.080942 | 0.37581 | 0.0001 | 0
725 | 1 | 9.7567e-05 | 0.00024769 | 0 | 9.3987e-05 | 0.00011416 | 0 | 0.18218 | 0.0001 | 0.081149 | 0.37576 | 0.0001 | 0
726 | 1 | 0.0001043 | 0.00026849 | 0 | 0.0001821 | 0.00011416 | 0 | 0.16925 | 0.0001 | 0.081358 | 0.37573 | 0.0001 | 0
727 | 1 | 0.0001203 | 0.00024069 | 0 | 0.0001586 | 0.00011416 | 0 | 0.16726 | 0.0001 | 0.081565 | 0.37568 | 0.0001 | 0
728 | 1 | 0.0001399 | 0.00019559 | 0 | 0.00014685 | 0.00011416 | 0 | 0.18345 | 0.0001 | 0.081773 | 0.37564 | 0.0001 | 0
729 | 1 | 0.000147 | 0.0001841 | 0 | 0.00016448 | 0.00011416 | 0.043871 | 0.21335 | 0.0001 | 0.08198 | 0.37562 | 0.0001 | 0.025268
730 | 1 | 0.0001486 | 0.00016 | 0 | 0.00018797 | 0.00011416 | 0.11406 | 0.27384 | 0.0001 | 0.082189 | 0.37556 | 0.0001 | 0.14929
731 | 1 | 0.0001515 | 0.0001286 | 0 | 0.00020677 | 0.00011416 | 0.11406 | 0.29367 | 0.0001 | 0.082396 | 0.37551 | 0.0001 | 0.19121
732 | 1 | 0.0001538 | 0.000106 | 0 | 0.00018797 | 0.00011416 | 0.18426 | 0.30494 | 0.0001 | 0.082604 | 0.37547 | 0.0001 | 0.30175
733 | 1 | 0.0001454 | 0.0001075 | 0 | 0.00019032 | 0.00011416 | 0.24568 | 0.30163 | 0.0001 | 0.082815 | 0.37544 | 0.0001 | 0.27595
734 | 1 | 0.0001466 | 8.5878e-05 | 0 | 0.00021382 | 0.00011416 | 0.20181 | 0.27377 | 0.0001 | 0.083021 | 0.37539 | 0.0001 | 0.17097
735 | 1 | 0.0001433 | 9.4878e-05 | 0 | 0.00022322 | 0.00011416 | 0.096516 | 0.21077 | 0.0001 | 0.083228 | 0.37534 | 0.0001 | 0.12714
736 | 1 | 0.0001419 | 9.4888e-05 | 0 | 0.00022322 | 0.00011416 | 0.035097 | 0.16792 | 0.0001 | 0.083435 | 0.37529 | 0.0001 | 0.023296
737 | 1 | 0.0001425 | 0.0001007 | 0 | 0.00016448 | 0.00011416 | 0 | 0.13629 | 0.0001 | 0.083642 | 0.37526 | 0.0001 | 0
738 | 1 | 0.000148 | 0.0001006 | 0 | 0.00011748 | 0.00011416 | 0 | 0.12774 | 0.0001 | 0.083848 | 0.37522 | 0.0001 | 0
739 | 1 | 0.00015539 | 8.8868e-05 | 0 | 8.8113e-05 | 0.00011416 | 0 | 0.12289 | 0.0001 | 0.084055 | 0.37517 | 0.0001 | 0
740 | 1 | 0.0001489 | 8.4788e-05 | 0 | 5.8742e-05 | 0.00011416 | 0 | 0.12979 | 0.0001 | 0.084262 | 0.37514 | 0.0001 | 0
741 | 1 | 0.0001386 | 9.1768e-05 | 0 | 3.7595e-05 | 0.00011416 | 0 | 0.13264 | 0.0001 | 0.084477 | 0.37509 | 0.0001 | 0
742 | 1 | 0.0001297 | 0.0001159 | 0 | 2.3497e-05 | 0.00011416 | 0 | 0.13429 | 0.0001 | 0.084684 | 0.37505 | 0.0001 | 0
743 | 1 | 0.0001233 | 0.0001407 | 0 | 9.3987e-06 | 0.00011416 | 0 | 0.12946 | 0.0001 | 0.08489 | 0.375 | 0.0001 | 0
744 | 1 | 0.0001119 | 0.0001792 | 0 | 5.8742e-06 | 0.00011416 | 0 | 0.14896 | 0.0001 | 0.085097 | 0.37497 | 0.0001 | 0
745 | 1 | 0.0001227 | 0.000183 | 0 | 2.3497e-06 | 0.00011416 | 0 | 0.14896 | 0.0001 | 0.058328 | 0.28974 | 0.0001 | 0
746 | 1 | 0.0001005 | 0.00038019 | 0 | 1.1748e-06 | 0.00011416 | 0 | 0.15061 | 0.0001 | 0.058486 | 0.28938 | 0.0001 | 0
747 | 1 | 0.0001033 | 0.00032319 | 0 | 1.4098e-05 | 0.00011416 | 0 | 0.15678 | 0.0001 | 0.058646 | 0.28902 | 0.0001 | 0
748 | 1 | 0.0001011 | 0.00032229 | 0 | 3.7595e-05 | 0.00011416 | 0 | 0.16162 | 0.0001 | 0.058805 | 0.28865 | 0.0001 | 0
749 | 1 | 9.3917e-05 | 0.00036059 | 0 | 9.3987e-05 | 0.00011416 | 0 | 0.15313 | 0.0001 | 0.058964 | 0.2883 | 0.0001 | 0
750 | 1 | 9.7297e-05 | 0.00037319 | 0 | 0.0001821 | 0.00011416 | 0 | 0.15313 | 0.0001 | 0.059122 | 0.28794 | 0.0001 | 0
751 | 1 | 0.0001135 | 0.00032329 | 0 | 0.0001586 | 0.00011416 | 0 | 0.14743 | 0.0001 | 0.059281 | 0.28758 | 0.0001 | 0
752 | 1 | 0.0001352 | 0.00025709 | 0 | 0.00014685 | 0.00011416 | 0 | 0.11712 | 0.0001 | 0.05944 | 0.28721 | 0.0001 | 0
753 | 1 | 0.000144 | 0.00024459 | 0 | 0.00016448 | 0.00011416 | 0.052645 | 0.077459 | 0.0001 | 0.0596 | 0.28686 | 0.0001 | 0
754 | 1 | 0.0001476 | 0.00022919 | 0 | 0.00018797 | 0.00011416 | 0.061419 | 0.046162 | 0.0001 | 0.059759 | 0.2865 | 0.0001 | 0
755 | 1 | 0.0001515 | 0.00020409 | 0 | 0.00020677 | 0.00011416 | 0.11406 | 0.05093 | 0.0001 | 0.059918 | 0.28611 | 0.0001 | 0.013754
756 | 1 | 0.0001522 | 0.0001901 | 0 | 0.00018797 | 0.00011416 | 0.14039 | 0.05093 | 0.0001 | 0.060077 | 0.28575 | 0.0001 | 0.048279
757 | 1 | 0.0001425 | 0.00022549 | 0 | 0.00019032 | 0.00011416 | 0.14916 | 0.053788 | 0.0001 | 0.060235 | 0.28539 | 0.0001 | 0.053058
758 | 1 | 0.000145 | 0.00019359 | 0 | 0.00021382 | 0.00011416 | 0.10529 | 0.046162 | 0.0001 | 0.060394 | 0.28503 | 0.0001 | 0.036199
759 | 1 | 0.0001404 | 0.00021109 | 0 | 0.00022322 | 0.00011416 | 0.078968 | 0.038139 | 0.0001 | 0.060554 | 0.28466 | 0.0001 | 0.0090243
760 | 1 | 0.0001362 | 0.00021099 | 0 | 0.00022322 | 0.00011416 | 0.035097 | 0.025205 | 0.0001 | 0.060713 | 0.28431 | 0.0001 | 0
761 | 1 | 0.0001339 | 0.00021979 | 0 | 0.00016448 | 0.00011416 | 0 | 0.01545 | 0.0001 | 0.060871 | 0.28395 | 0.0001 | 0
762 | 1 | 0.0001402 | 0.00021279 | 0 | 0.00011748 | 0.00011416 | 0 | 0.0085526 | 0.0001 | 0.06103 | 0.28359 | 0.0001 | 0
763 | 1 | 0.0001477 | 0.0001882 | 0 | 8.8113e-05 | 0.00011416 | 0 | 0.013795 | 0.0001 | 0.061189 | 0.28322 | 0.0001 | 0
764 | 1 | 0.0001412 | 0.0001886 | 0 | 5.8742e-05 | 0.00011416 | 0 | 0.031573 | 0.0001 | 0.061348 | 0.28287 | 0.0001 | 0
765 | 1 | 0.0001312 | 0.00019309 | 0 | 3.7595e-05 | 0.00011416 | 0 | 0.054649 | 0.0001 | 0.061507 | 0.28251 | 0.0001 | 0
766 | 1 | 0.0001211 | 0.00024329 | 0 | 2.3497e-05 | 0.00011416 | 0 | 0.078121 | 0.0001 | 0.061666 | 0.28215 | 0.0001 | 0
767 | 1 | 0.0001162 | 0.00029519 | 0 | 9.3987e-06 | 0.00011416 | 0 | 0.088605 | 0.0001 | 0.061825 | 0.28178 | 0.0001 | 0
768 | 1 | 0.0001063 | 0.00037619 | 0 | 5.8742e-06 | 0.00011416 | 0 | 0.093847 | 0.0001 | 0.061984 | 0.28142 | 0.0001 | 0
769 | 1 | 0.0001052 | 0.00039109 | 0 | 2.3497e-06 | 0.00011416 | 0 | 0.098681 | 0.0001 | 0.062142 | 0.28107 | 0.0001 | 0
770 | 1 | 9.8667e-05 | 0.00040919 | 0 | 1.1748e-06 | 0.00011416 | 0 | 0.098681 | 0.0001 | 0.062301 | 0.2807 | 0.0001 | 0
771 | 1 | 0.0001013 | 0.00034689 | 0 | 1.4098e-05 | 0.00011416 | 0 | 0.10797 | 0.0001 | 0.062461 | 0.28034 | 0.0001 | 0
772 | 1 | 9.6417e-05 | 0.00034729 | 0 | 3.7595e-05 | 0.00011416 | 0 | 0.1205 | 0.0001 | 0.06262 | 0.27998 | 0.0001 | 0
773 | 1 | 8.6877e-05 | 0.00038939 | 0 | 9.3987e-05 | 0.00011416 | 0 | 0.13058 | 0.0001 | 0.062778 | 0.27963 | 0.0001 | 0
774 | 1 | 8.5947e-05 | 0.00040499 | 0 | 0.0001821 | 0.00011416 | 0 | 0.14438 | 0.0001 | 0.062937 | 0.27926 | 0.0001 | 0
775 | 1 | 8.7767e-05 | 0.00035219 | 0 | 0.0001586 | 0.00011416 | 0 | 0.15446 | 0.0001 | 0.063096 | 0.2789 | 0.0001 | 0
776 | 1 | 9.5497e-05 | 0.00028329 | 0 | 0.00014685 | 0.00011416 | 0 | 0.18325 | 0.0001 | 0.063255 | 0.27854 | 0.0001 | 0
777 | 1 | 0.0001041 | 0.00026809 | 0 | 0.00016448 | 0.00011416 | 0.087742 | 0.21653 | 0.0001 | 0.063415 | 0.27818 | 0.0001 | 0
778 | 1 | 0.0001131 | 0.00025049 | 0 | 0.00018797 | 0.00011416 | 0.11406 | 0.24486 | 0.0001 | 0.063574 | 0.27782 | 0.0001 | 0
779 | 1 | 0.0001184 | 0.00022779 | 0 | 0.00020677 | 0.00011416 | 0.13161 | 0.27994 | 0.0001 | 0.063733 | 0.27746 | 0.0001 | 0
780 | 1 | 0.0001204 | 0.00021289 | 0 | 0.00018797 | 0.00011416 | 0.18426 | 0.27994 | 0.0001 | 0.063892 | 0.2771 | 0.0001 | 0.0050506
781 | 1 | 0.0001187 | 0.00025259 | 0 | 0.00019032 | 0.00011416 | 0.15794 | 0.24385 | 0.0001 | 0.06405 | 0.27673 | 0.0001 | 0.019173
782 | 1 | 0.0001216 | 0.00021939 | 0 | 0.00021382 | 0.00011416 | 0.13161 | 0.20267 | 0.0001 | 0.06421 | 0.27638 | 0.0001 | 0.0066633
783 | 1 | 0.0001183 | 0.00023769 | 0 | 0.00022322 | 0.00011416 | 0.061419 | 0.1719 | 0.0001 | 0.064369 | 0.27602 | 0.0001 | 0
784 | 1 | 0.0001166 | 0.00023969 | 0 | 0.00022322 | 0.00011416 | 0.043871 | 0.14637 | 0.0001 | 0.064528 | 0.27566 | 0.0001 | 0
785 | 1 | 0.0001166 | 0.00025369 | 0 | 0.00016448 | 0.00011416 | 0 | 0.13583 | 0.0001 | 0.064686 | 0.27529 | 0.0001 | 0
786 | 1 | 0.0001254 | 0.00024339 | 0 | 0.00011748 | 0.00011416 | 0 | 0.10591 | 0.0001 | 0.064845 | 0.27494 | 0.0001 | 0
787 | 1 | 0.0001332 | 0.00021319 | 0 | 8.8113e-05 | 0.00011416 | 0 | 0.10996 | 0.0001 | 0.065004 | 0.27458 | 0.0001 | 0
788 | 1 | 0.0001273 | 0.00021289 | 0 | 5.8742e-05 | 0.00011416 | 0 | 0.10996 | 0.0001 | 0.065163 | 0.27421 | 0.0001 | 0
789 | 1 | 0.0001181 | 0.00021819 | 0 | 3.7595e-05 | 0.00011416 | 0 | 0.10711 | 0.0001 | 0.065322 | 0.27385 | 0.0001 | 0
790 | 1 | 0.0001098 | 0.00027559 | 0 | 2.3497e-05 | 0.00011416 | 0 | 0.097357 | 0.0001 | 0.065481 | 0.2735 | 0.0001 | 0
791 | 1 | 0.0001077 | 0.00033039 | 0 | 9.3987e-06 | 0.00011416 | 0 | 0.1148 | 0.0001 | 0.06564 | 0.27314 | 0.0001 | 0
792 | 1 | 9.6707e-05 | 0.00041039 | 0 | 5.8742e-06 | 0.00011416 | 0 | 0.11281 | 0.0001 | 0.065799 | 0.27277 | 0.0001 | 0
793 | 1 | 9.5917e-05 | 0.00042129 | 0 | 2.3497e-06 | 0.00011416 | 0 | 0.10068 | 0.0001 | 0.065957 | 0.27241 | 0.0001 | 0
794 | 1 | 8.8897e-05 | 0.00043749 | 0 | 1.1748e-06 | 0.00011416 | 0 | 0.10068 | 0.0001 | 0.066117 | 0.27206 | 0.0001 | 0
795 | 1 | 9.1817e-05 | 0.00036889 | 0 | 1.4098e-05 | 0.00011416 | 0 | 0.091784 | 0.0001 | 0.066276 | 0.27169 | 0.0001 | 0
796 | 1 | 8.7757e-05 | 0.00036789 | 0 | 3.7595e-05 | 0.00011416 | 0 | 0.0894 | 0.0001 | 0.066435 | 0.27133 | 0.0001 | 0
797 | 1 | 7.9967e-05 | 0.00040419 | 0 | 9.3987e-05 | 0.00011416 | 0 | 0.11494 | 0.0001 | 0.066593 | 0.27097 | 0.0001 | 0
798 | 1 | 7.7827e-05 | 0.00041429 | 0 | 0.0001821 | 0.00011416 | 0 | 0.13761 | 0.0001 | 0.066752 | 0.27061 | 0.0001 | 0
799 | 1 | 7.6998e-05 | 0.00035769 | 0 | 0.0001586 | 0.00011416 | 0 | 0.17203 | 0.0001 | 0.066911 | 0.27025 | 0.0001 | 0
800 | 1 | 8.2457e-05 | 0.00028529 | 0 | 0.00014685 | 0.00011416 | 0 | 0.17774 | 0.0001 | 0.067071 | 0.26989 | 0.0001 | 0
801 | 1 | 8.9097e-05 | 0.00026809 | 0 | 0.00016448 | 0.00011416 | 0.052645 | 0.18098 | 0.0001 | 0.067229 | 0.26953 | 0.0001 | 0
802 | 1 | 9.8017e-05 | 0.00024989 | 0 | 0.00018797 | 0.00011416 | 0.12284 | 0.18941 | 0.0001 | 0.067388 | 0.26917 | 0.0001 | 0
803 | 1 | 0.0001062 | 0.00022579 | 0 | 0.00020677 | 0.00011416 | 0.16671 | 0.1595 | 0.0001 | 0.067547 | 0.26881 | 0.0001 | 0
804 | 1 | 0.0001089 | 0.00021029 | 0 | 0.00018797 | 0.00011416 | 0.19303 | 0.17648 | 0.0001 | 0.067706 | 0.26845 | 0.0001 | 0.0077997
805 | 1 | 0.0001099 | 0.00025169 | 0 | 0.00019032 | 0.00011416 | 0.21058 | 0.18292 | 0.0001 | 0.067864 | 0.26809 | 0.0001 | 0
806 | 1 | 0.0001097 | 0.00022069 | 0 | 0.00021382 | 0.00011416 | 0.17548 | 0.22336 | 0.0001 | 0.068025 | 0.26772 | 0.0001 | 0
807 | 1 | 0.0001038 | 0.00023929 | 0 | 0.00022322 | 0.00011416 | 0.14039 | 0.24963 | 0.0001 | 0.068184 | 0.26737 | 0.0001 | 0
808 | 1 | 0.0001032 | 0.00024119 | 0 | 0.00022322 | 0.00011416 | 0.070194 | 0.27304 | 0.0001 | 0.068342 | 0.26701 | 0.0001 | 0
809 | 1 | 0.0001052 | 0.00024929 | 0 | 0.00016448 | 0.00011416 | 0 | 0.2723 | 0.0001 | 0.068501 | 0.26665 | 0.0001 | 0
810 | 1 | 0.0001178 | 0.00023429 | 0 | 0.00011748 | 0.00011416 | 0 | 0.25892 | 0.0001 | 0.06866 | 0.26628 | 0.0001 | 0
811 | 1 | 0.0001294 | 0.00020199 | 0 | 8.8113e-05 | 0.00011416 | 0 | 0.25692 | 0.0001 | 0.068819 | 0.26593 | 0.0001 | 0
812 | 1 | 0.0001268 | 0.00019809 | 0 | 5.8742e-05 | 0.00011416 | 0 | 0.27184 | 0.0001 | 0.068978 | 0.26557 | 0.0001 | 0
813 | 1 | 0.0001206 | 0.00019999 | 0 | 3.7595e-05 | 0.00011416 | 0 | 0.29685 | 0.0001 | 0.069137 | 0.2652 | 0.0001 | 0
814 | 1 | 0.0001127 | 0.00024989 | 0 | 2.3497e-05 | 0.00011416 | 0 | 0.34341 | 0.0001 | 0.069296 | 0.26484 | 0.0001 | 0
815 | 1 | 0.0001092 | 0.00030089 | 0 | 9.3987e-06 | 0.00011416 | 0 | 0.3773 | 0.0001 | 0.069455 | 0.26448 | 0.0001 | 0
816 | 1 | 9.6037e-05 | 0.00037579 | 0 | 5.8742e-06 | 0.00011416 | 0 | 0.43061 | 0.0001 | 0.069613 | 0.26413 | 0.0001 | 0
817 | 1 | 9.3577e-05 | 0.00038939 | 0 | 2.3497e-06 | 0.00011416 | 0 | 0.45237 | 0.0001 | 0.060017 | 0.26376 | 0.0001 | 0
818 | 1 | 8.8717e-05 | 0.00040789 | 0 | 1.1748e-06 | 0.00011416 | 0 | 0.46324 | 0.0001 | 0.060176 | 0.2634 | 0.0001 | 0
819 | 1 | 9.2887e-05 | 0.00034399 | 0 | 1.4098e-05 | 0.00011416 | 0 | 0.46404 | 0.0001 | 0.060335 | 0.26304 | 0.0001 | 0
820 | 1 | 9.1447e-05 | 0.00034179 | 0 | 3.7595e-05 | 0.00011416 | 0 | 0.43904 | 0.0001 | 0.060493 | 0.26269 | 0.0001 | 0
821 | 1 | 8.7267e-05 | 0.00037489 | 0 | 9.3987e-05 | 0.00011416 | 0 | 0.37325 | 0.0001 | 0.060652 | 0.26232 | 0.0001 | 0
822 | 1 | 9.4177e-05 | 0.00038119 | 0 | 0.0001821 | 0.00011416 | 0 | 0.32199 | 0.0001 | 0.060812 | 0.26196 | 0.0001 | 0
823 | 1 | 0.0001116 | 0.00032679 | 0 | 0.0001586 | 0.00011416 | 0 | 0.27058 | 0.0001 | 0.060971 | 0.2616 | 0.0001 | 0
824 | 1 | 0.0001333 | 0.00025719 | 0 | 0.00014685 | 0.00011416 | 0 | 0.24797 | 0.0001 | 0.061129 | 0.26124 | 0.0001 | 0
825 | 1 | 0.0001431 | 0.00024379 | 0 | 0.00016448 | 0.00011416 | 0.078968 | 0.17117 | 0.0001 | 0.061288 | 0.26088 | 0.0001 | 0
826 | 1 | 0.0001478 | 0.00022659 | 0 | 0.00018797 | 0.00011416 | 0.17548 | 0.098615 | 0.0001 | 0.061447 | 0.26052 | 0.0001 | 0
827 | 1 | 0.0001516 | 0.00020119 | 0 | 0.00020677 | 0.00011416 | 0.24568 | 0.12442 | 0.0001 | 0.061606 | 0.26016 | 0.0001 | 0.088119
828 | 1 | 0.0001526 | 0.0001832 | 0 | 0.00018797 | 0.00011416 | 0.21058 | 0.15346 | 0.0001 | 0.061765 | 0.25979 | 0.0001 | 0.1321
829 | 1 | 0.0001421 | 0.00021759 | 0 | 0.00019032 | 0.00011416 | 0.2369 | 0.17442 | 0.0001 | 0.061924 | 0.25944 | 0.0001 | 0.16118
830 | 1 | 0.0001461 | 0.0001872 | 0 | 0.00021382 | 0.00011416 | 0.20181 | 0.18975 | 0.0001 | 0.062083 | 0.25908 | 0.0001 | 0.16415
831 | 1 | 0.0001422 | 0.00019799 | 0 | 0.00022322 | 0.00011416 | 0.14916 | 0.18735 | 0.0001 | 0.062242 | 0.25872 | 0.0001 | 0.12592
832 | 1 | 0.0001399 | 0.00019319 | 0 | 0.00022322 | 0.00011416 | 0.078968 | 0.19067 | 0.0001 | 0.0624 | 0.25835 | 0.0001 | 0.010721
833 | 1 | 0.0001381 | 0.00019849 | 0 | 0.00016448 | 0.00011416 | 0 | 0.17807 | 0.0001 | 0.062559 | 0.258 | 0.0001 | 0
834 | 1 | 0.0001432 | 0.00019289 | 0 | 0.00011748 | 0.00011416 | 0 | 0.14703 | 0.0001 | 0.062719 | 0.25764 | 0.0001 | 0
835 | 1 | 0.0001515 | 0.0001713 | 0 | 8.8113e-05 | 0.00011416 | 0 | 0.13409 | 0.0001 | 0.062878 | 0.25726 | 0.0001 | 0
836 | 1 | 0.0001458 | 0.0001669 | 0 | 5.8742e-05 | 0.00011416 | 0 | 0.12481 | 0.0001 | 0.063036 | 0.2569 | 0.0001 | 0
837 | 1 | 0.0001376 | 0.0001652 | 0 | 3.7595e-05 | 0.00011416 | 0 | 0.14013 | 0.0001 | 0.063195 | 0.25654 | 0.0001 | 0
838 | 1 | 0.0001285 | 0.00020429 | 0 | 2.3497e-05 | 0.00011416 | 0 | 0.1587 | 0.0001 | 0.063354 | 0.25619 | 0.0001 | 0
839 | 1 | 0.0001216 | 0.00024959 | 0 | 9.3987e-06 | 0.00011416 | 0 | 0.15705 | 0.0001 | 0.063513 | 0.25582 | 0.0001 | 0
840 | 1 | 0.000109 | 0.00031669 | 0 | 5.8742e-06 | 0.00011416 | 0 | 0.16361 | 0.0001 | 0.063673 | 0.25546 | 0.0001 | 0
841 | 1 | 0.0001139 | 0.00024469 | 0 | 2.3497e-06 | 0.00011416 | 0 | 0.1717 | 0.0001 | 0.063832 | 0.2551 | 0.0001 | 0
842 | 1 | 0.0001064 | 0.00029049 | 0 | 1.1748e-06 | 0.00011416 | 0 | 0.13775 | 0.0001 | 0.063991 | 0.25474 | 0.0001 | 0
843 | 1 | 0.0001044 | 0.00028219 | 0 | 1.4098e-05 | 0.00011416 | 0 | 0.11712 | 0.0001 | 0.06415 | 0.25438 | 0.0001 | 0
844 | 1 | 0.0001051 | 0.00025609 | 0 | 3.7595e-05 | 0.00011416 | 0 | 0.10705 | 0.0001 | 0.064308 | 0.25402 | 0.0001 | 0
845 | 1 | 0.0001061 | 0.00021619 | 0 | 9.3987e-05 | 0.00011416 | 0 | 0.087546 | 0.0001 | 0.064468 | 0.25366 | 0.0001 | 0
846 | 1 | 0.0001077 | 0.00027589 | 0 | 0.0001821 | 0.00011416 | 0 | 0.071357 | 0.0001 | 0.064627 | 0.25329 | 0.0001 | 0
847 | 1 | 0.0001244 | 0.00021879 | 0 | 0.0001586 | 0.00011416 | 0 | 0.04987 | 0.0001 | 0.064786 | 0.25294 | 0.0001 | 0
848 | 1 | 0.0001377 | 0.00023569 | 0 | 0.00014685 | 0.00011416 | 0 | 0.045037 | 0.0001 | 0.064944 | 0.25258 | 0.0001 | 0
849 | 1 | 0.0001444 | 0.00022759 | 0 | 0.00016448 | 0.00011416 | 0.070194 | 0.063267 | 0.0001 | 0.065103 | 0.25222 | 0.0001 | 0.025429
850 | 1 | 0.0001458 | 0.00021699 | 0 | 0.00018797 | 0.00011416 | 0.14039 | 0.072559 | 0.0001 | 0.065262 | 0.25185 | 0.0001 | 0.17473
851 | 1 | 0.0001496 | 0.0001877 | 0 | 0.00020677 | 0.00011416 | 0.16671 | 0.048215 | 0.0001 | 0.065421 | 0.25149 | 0.0001 | 0.25947
852 | 1 | 0.0001547 | 0.0001467 | 0 | 0.00018797 | 0.00011416 | 0.18426 | 0.037267 | 0.0001 | 0.06558 | 0.25113 | 0.0001 | 0.33056
853 | 1 | 0.0001459 | 0.0001411 | 0 | 0.00019032 | 0.00011416 | 0.19303 | 0.045831 | 0.0001 | 0.065739 | 0.25077 | 0.0001 | 0.25813
854 | 1 | 0.0001474 | 0.0001199 | 0 | 0.00021382 | 0.00011416 | 0.17548 | 0.059626 | 0.0001 | 0.065898 | 0.25041 | 0.0001 | 0.22321
855 | 1 | 0.0001455 | 0.0001206 | 0 | 0.00022322 | 0.00011416 | 0.15794 | 0.051934 | 0.0001 | 0.066057 | 0.25005 | 0.0001 | 0.12121
856 | 1 | 0.0001399 | 0.0001463 | 0 | 0.00022322 | 0.00011416 | 0.087742 | 0.081907 | 0.0001 | 0.066215 | 0.24969 | 0.0001 | 0.028358
857 | 1 | 0.0001366 | 0.000177 | 0 | 0.00016448 | 0.00011416 | 0 | 0.062473 | 0.0001 | 0.066375 | 0.24933 | 0.0001 | 0
858 | 1 | 0.0001438 | 0.0001511 | 0 | 0.00011748 | 0.00011416 | 0 | 0.033295 | 0.0001 | 0.066534 | 0.24897 | 0.0001 | 0
859 | 1 | 0.0001511 | 0.000157 | 0 | 8.8113e-05 | 0.00011416 | 0 | 0.035281 | 0.0001 | 0.066693 | 0.24861 | 0.0001 | 0
860 | 1 | 0.0001452 | 0.0001488 | 0 | 5.8742e-05 | 0.00011416 | 0 | 0.037334 | 0.0001 | 0.066851 | 0.24825 | 0.0001 | 0
861 | 1 | 0.0001358 | 0.0001622 | 0 | 3.7595e-05 | 0.00011416 | 0 | 0.072559 | 0.0001 | 0.06701 | 0.24788 | 0.0001 | 0
862 | 1 | 0.0001217 | 0.00025319 | 0 | 2.3497e-05 | 0.00011416 | 0 | 0.11957 | 0.0001 | 0.067169 | 0.24753 | 0.0001 | 0
863 | 1 | 0.0001209 | 0.00022919 | 0 | 9.3987e-06 | 0.00011416 | 0 | 0.14623 | 0.0001 | 0.067329 | 0.24717 | 0.0001 | 0
864 | 1 | 0.0001097 | 0.00029259 | 0 | 5.8742e-06 | 0.00011416 | 0 | 0.16155 | 0.0001 | 0.067488 | 0.2468 | 0.0001 | 0
865 | 1 | 0.0001084 | 0.00029189 | 0 | 2.3497e-06 | 0.00011416 | 0 | 0.17926 | 0.0001 | 0.067531 | 0.24665 | 0.0001 | 0
866 | 1 | 0.0001012 | 0.00033309 | 0 | 1.1748e-06 | 0.00011416 | 0 | 0.19339 | 0.0001 | 0.067381 | 0.24683 | 0.0001 | 0
867 | 1 | 0.0001017 | 0.00030269 | 0 | 1.4098e-05 | 0.00011416 | 0 | 0.19054 | 0.0001 | 0.067233 | 0.24702 | 0.0001 | 0
868 | 1 | 0.0001028 | 0.00027519 | 0 | 3.7595e-05 | 0.00011416 | 0 | 0.20181 | 0.0001 | 0.067083 | 0.24721 | 0.0001 | 0
869 | 1 | 0.0001017 | 0.00023959 | 0 | 9.3987e-05 | 0.00011416 | 0 | 0.2103 | 0.0001 | 0.066933 | 0.2474 | 0.0001 | 0
870 | 1 | 0.0001142 | 0.0001806 | 0 | 0.0001821 | 0.00011416 | 0 | 0.218 | 0.0001 | 0.066784 | 0.24758 | 0.0001 | 0
871 | 1 | 0.0001258 | 0.0001741 | 0 | 0.0001586 | 0.00011416 | 0 | 0.24552 | 0.0001 | 0.066635 | 0.24777 | 0.0001 | 0
872 | 1 | 0.0001386 | 0.00019659 | 0 | 0.00014685 | 0.00011416 | 0 | 0.24916 | 0.0001 | 0.066486 | 0.24796 | 0.0001 | 0
873 | 1 | 0.0001436 | 0.00021479 | 0 | 0.00016448 | 0.00011416 | 0.096516 | 0.22204 | 0.0001 | 0.066336 | 0.24814 | 0.0001 | 0.0070411
874 | 1 | 0.0001453 | 0.00019379 | 0 | 0.00018797 | 0.00011416 | 0.16671 | 0.13814 | 0.0001 | 0.066186 | 0.24833 | 0.0001 | 0.070413
875 | 1 | 0.0001492 | 0.0001697 | 0 | 0.00020677 | 0.00011416 | 0.19303 | 0.11507 | 0.0001 | 0.066038 | 0.24851 | 0.0001 | 0.19257
876 | 1 | 0.0001519 | 0.0001521 | 0 | 0.00018797 | 0.00011416 | 0.19303 | 0.14942 | 0.0001 | 0.065888 | 0.2487 | 0.0001 | 0.19167
877 | 1 | 0.0001449 | 0.0001477 | 0 | 0.00019032 | 0.00011416 | 0.21058 | 0.20194 | 0.0001 | 0.065739 | 0.24888 | 0.0001 | 0.18644
878 | 1 | 0.0001453 | 0.0001396 | 0 | 0.00021382 | 0.00011416 | 0.21936 | 0.20274 | 0.0001 | 0.065589 | 0.24908 | 0.0001 | 0.16451
879 | 1 | 0.0001413 | 0.0001555 | 0 | 0.00022322 | 0.00011416 | 0.17548 | 0.19949 | 0.0001 | 0.06544 | 0.24926 | 0.0001 | 0.10629
880 | 1 | 0.0001392 | 0.0001551 | 0 | 0.00022322 | 0.00011416 | 0.096516 | 0.24711 | 0.0001 | 0.065291 | 0.24945 | 0.0001 | 0.04386
881 | 1 | 0.0001384 | 0.0001591 | 0 | 0.00016448 | 0.00011416 | 0 | 0.27291 | 0.0001 | 0.065142 | 0.24963 | 0.0001 | 0
882 | 1 | 0.0001434 | 0.0001396 | 0 | 0.00011748 | 0.00011416 | 0 | 0.27808 | 0.0001 | 0.064992 | 0.24982 | 0.0001 | 0
883 | 1 | 0.0001514 | 0.0001381 | 0 | 8.8113e-05 | 0.00011416 | 0 | 0.28902 | 0.0001 | 0.064843 | 0.25001 | 0.0001 | 0
884 | 1 | 0.0001465 | 0.0001192 | 0 | 5.8742e-05 | 0.00011416 | 0 | 0.33312 | 0.0001 | 0.064693 | 0.25019 | 0.0001 | 0
885 | 1 | 0.0001337 | 0.000172 | 0 | 3.7595e-05 | 0.00011416 | 0 | 0.42325 | 0.0001 | 0.064544 | 0.25038 | 0.0001 | 0
886 | 1 | 0.0001239 | 0.00021899 | 0 | 2.3497e-05 | 0.00011416 | 0 | 0.46564 | 0.0001 | 0.064395 | 0.25056 | 0.0001 | 0
887 | 1 | 0.0001241 | 0.00019609 | 0 | 9.3987e-06 | 0.00011416 | 0 | 0.45396 | 0.0001 | 0.064246 | 0.25076 | 0.0001 | 0
888 | 1 | 0.0001079 | 0.00029239 | 0 | 5.8742e-06 | 0.00011416 | 0 | 0.43951 | 0.0001 | 0.064096 | 0.25094 | 0.0001 | 0
889 | 1 | 0.0001033 | 0.00032649 | 0 | 2.3497e-06 | 0.00011416 | 0 | 0.39667 | 0.0001 | 0.063946 | 0.25113 | 0.0001 | 0
890 | 1 | 9.7287e-05 | 0.00034719 | 0 | 1.1748e-06 | 0.00011416 | 0 | 0.32669 | 0.0001 | 0.063797 | 0.25132 | 0.0001 | 0
891 | 1 | 9.9767e-05 | 0.00030579 | 0 | 1.4098e-05 | 0.00011416 | 0 | 0.32019 | 0.0001 | 0.063648 | 0.2515 | 0.0001 | 0
892 | 1 | 9.8627e-05 | 0.00030489 | 0 | 3.7595e-05 | 0.00011416 | 0 | 0.32225 | 0.0001 | 0.063499 | 0.25168 | 0.0001 | 0
893 | 1 | 9.2597e-05 | 0.00033339 | 0 | 9.3987e-05 | 0.00011416 | 0 | 0.27907 | 0.0001 | 0.063349 | 0.25187 | 0.0001 | 0
894 | 1 | 9.7857e-05 | 0.00034219 | 0 | 0.0001821 | 0.00011416 | 0 | 0.25242 | 0.0001 | 0.063199 | 0.25206 | 0.0001 | 0
895 | 1 | 0.0001131 | 0.00029679 | 0 | 0.0001586 | 0.00011416 | 0 | 0.23948 | 0.0001 | 0.063051 | 0.25224 | 0.0001 | 0
896 | 1 | 0.0001339 | 0.00022969 | 0 | 0.00014685 | 0.00011416 | 0 | 0.18775 | 0.0001 | 0.062902 | 0.25244 | 0.0001 | 0
897 | 1 | 0.0001434 | 0.00021119 | 0 | 0.00016448 | 0.00011416 | 0.087742 | 0.13403 | 0.0001 | 0.062752 | 0.25262 | 0.0001 | 0
898 | 1 | 0.0001478 | 0.0001889 | 0 | 0.00018797 | 0.00011416 | 0.20181 | 0.10498 | 0.0001 | 0.062602 | 0.25281 | 0.0001 | 0.020908
899 | 1 | 0.0001517 | 0.0001643 | 0 | 0.00020677 | 0.00011416 | 0.25445 | 0.12567 | 0.0001 | 0.062453 | 0.25299 | 0.0001 | 0.1048
900 | 1 | 0.0001542 | 0.0001434 | 0 | 0.00018797 | 0.00011416 | 0.31587 | 0.11474 | 0.0001 | 0.062305 | 0.25318 | 0.0001 | 0.1195
901 | 1 | 0.0001442 | 0.0001618 | 0 | 0.00019032 | 0.00011416 | 0.31587 | 0.12402 | 0.0001 | 0.062155 | 0.25337 | 0.0001 | 0.13842
902 | 1 | 0.000147 | 0.0001317 | 0 | 0.00021382 | 0.00011416 | 0.21058 | 0.11712 | 0.0001 | 0.062005 | 0.25355 | 0.0001 | 0.13103
903 | 1 | 0.0001444 | 0.0001366 | 0 | 0.00022322 | 0.00011416 | 0.19303 | 0.094046 | 0.0001 | 0.061856 | 0.25374 | 0.0001 | 0.085195
904 | 1 | 0.0001417 | 0.0001349 | 0 | 0.00022322 | 0.00011416 | 0.096516 | 0.11421 | 0.0001 | 0.061707 | 0.25392 | 0.0001 | 0
905 | 1 | 0.0001408 | 0.0001418 | 0 | 0.00016448 | 0.00011416 | 0 | 0.1085 | 0.0001 | 0.061558 | 0.25411 | 0.0001 | 0
906 | 1 | 0.000145 | 0.0001431 | 0 | 0.00011748 | 0.00011416 | 0 | 0.11181 | 0.0001 | 0.061408 | 0.2543 | 0.0001 | 0
907 | 1 | 0.0001519 | 0.0001305 | 0 | 8.8113e-05 | 0.00011416 | 0 | 0.1414 | 0.0001 | 0.061258 | 0.25449 | 0.0001 | 0
908 | 1 | 0.0001452 | 0.0001308 | 0 | 5.8742e-05 | 0.00011416 | 0 | 0.18464 | 0.0001 | 0.061109 | 0.25467 | 0.0001 | 0
909 | 1 | 0.0001365 | 0.0001372 | 0 | 3.7595e-05 | 0.00011416 | 0 | 0.26263 | 0.0001 | 0.060961 | 0.25486 | 0.0001 | 0
910 | 1 | 0.0001268 | 0.000172 | 0 | 2.3497e-05 | 0.00011416 | 0 | 0.28127 | 0.0001 | 0.060811 | 0.25504 | 0.0001 | 0
911 | 1 | 0.0001212 | 0.00020619 | 0 | 9.3987e-06 | 0.00011416 | 0 | 0.31721 | 0.0001 | 0.060661 | 0.25523 | 0.0001 | 0
912 | 1 | 0.0001091 | 0.00025689 | 0 | 5.8742e-06 | 0.00011416 | 0 | 0.3377 | 0.0001 | 0.060512 | 0.25542 | 0.0001 | 0
913 | 1 | 0.0001066 | 0.00027329 | 0 | 2.3497e-06 | 0.00011416 | 0 | 0.31708 | 0.0001 | 0.060362 | 0.2556 | 0.0001 | 0
914 | 1 | 0.0001016 | 0.00028019 | 0 | 1.1748e-06 | 0.00011416 | 0 | 0.30216 | 0.0001 | 0.060214 | 0.25579 | 0.0001 | 0
915 | 1 | 0.0001027 | 0.00023969 | 0 | 1.4098e-05 | 0.00011416 | 0 | 0.28922 | 0.0001 | 0.060064 | 0.25598 | 0.0001 | 0
916 | 1 | 0.0001005 | 0.00024199 | 0 | 3.7595e-05 | 0.00011416 | 0 | 0.24724 | 0.0001 | 0.059915 | 0.25617 | 0.0001 | 0
917 | 1 | 9.5667e-05 | 0.00026779 | 0 | 9.3987e-05 | 0.00011416 | 0 | 0.21859 | 0.0001 | 0.059765 | 0.25635 | 0.0001 | 0
918 | 1 | 0.0001015 | 0.00027629 | 0 | 0.0001821 | 0.00011416 | 0 | 0.19597 | 0.0001 | 0.059616 | 0.25654 | 0.0001 | 0
919 | 1 | 0.0001157 | 0.00024209 | 0 | 0.0001586 | 0.00011416 | 0 | 0.18821 | 0.0001 | 0.059467 | 0.25672 | 0.0001 | 0
920 | 1 | 0.000135 | 0.00019439 | 0 | 0.00014685 | 0.00011416 | 0 | 0.18417 | 0.0001 | 0.059317 | 0.25691 | 0.0001 | 0
921 | 1 | 0.0001438 | 0.0001844 | 0 | 0.00016448 | 0.00011416 | 0.078968 | 0.15426 | 0.0001 | 0.059168 | 0.25709 | 0.0001 | 0
922 | 1 | 0.000147 | 0.0001715 | 0 | 0.00018797 | 0.00011416 | 0.16671 | 0.15055 | 0.0001 | 0.059018 | 0.25728 | 0.0001 | 0.00041821
923 | 1 | 0.0001509 | 0.0001496 | 0 | 0.00020677 | 0.00011416 | 0.21936 | 0.15095 | 0.0001 | 0.058869 | 0.25748 | 0.0001 | 0.055032
924 | 1 | 0.0001531 | 0.0001341 | 0 | 0.00018797 | 0.00011416 | 0.21936 | 0.14286 | 0.0001 | 0.05872 | 0.25767 | 0.0001 | 0.065513
925 | 1 | 0.0001428 | 0.0001581 | 0 | 0.00019032 | 0.00011416 | 0.26323 | 0.13145 | 0.0001 | 0.058571 | 0.25784 | 0.0001 | 0.084576
926 | 1 | 0.0001445 | 0.0001341 | 0 | 0.00021382 | 0.00011416 | 0.20181 | 0.10472 | 0.0001 | 0.058421 | 0.25802 | 0.0001 | 0.083482
927 | 1 | 0.0001407 | 0.0001401 | 0 | 0.00022322 | 0.00011416 | 0.18426 | 0.090592 | 0.0001 | 0.058271 | 0.25823 | 0.0001 | 0.01967
928 | 1 | 0.0001373 | 0.0001418 | 0 | 0.00022322 | 0.00011416 | 0.096516 | 0.076135 | 0.0001 | 0.058122 | 0.25841 | 0.0001 | 0
929 | 1 | 0.0001343 | 0.0001489 | 0 | 0.00016448 | 0.00011416 | 0 | 0.035612 | 0.0001 | 0.057974 | 0.25859 | 0.0001 | 0
930 | 1 | 0.0001386 | 0.0001456 | 0 | 0.00011748 | 0.00011416 | 0 | 0.030039 | 0.0001 | 0.057824 | 0.25877 | 0.0001 | 0
931 | 1 | 0.0001472 | 0.0001367 | 0 | 8.8113e-05 | 0.00011416 | 0 | 0.032897 | 0.0001 | 0.057674 | 0.25897 | 0.0001 | 0
932 | 1 | 0.0001411 | 0.0001357 | 0 | 5.8742e-05 | 0.00011416 | 0 | 0.035744 | 0.0001 | 0.057525 | 0.25915 | 0.0001 | 0
933 | 1 | 0.0001323 | 0.0001359 | 0 | 3.7595e-05 | 0.00011416 | 0 | 0.044628 | 0.0001 | 0.057376 | 0.25934 | 0.0001 | 0
934 | 1 | 0.0001229 | 0.0001764 | 0 | 2.3497e-05 | 0.00011416 | 0 | 0.044628 | 0.0001 | 0.057227 | 0.25952 | 0.0001 | 0
935 | 1 | 0.0001185 | 0.00021389 | 0 | 9.3987e-06 | 0.00011416 | 0 | 0.035744 | 0.0001 | 0.057077 | 0.25972 | 0.0001 | 0
936 | 1 | 0.0001084 | 0.00027189 | 0 | 5.8742e-06 | 0.00011416 | 0 | 0.038603 | 0.0001 | 0.056927 | 0.2599 | 0.0001 | 0
937 | 1 | 0.0001058 | 0.00028439 | 0 | 2.3497e-06 | 0.00011416 | 0 | 0.042642 | 0.0001 | 0.056779 | 0.26008 | 0.0001 | 0
938 | 1 | 9.8757e-05 | 0.00029559 | 0 | 1.1748e-06 | 0.00011416 | 0 | 0.049936 | 0.0001 | 0.056629 | 0.26026 | 0.0001 | 0
939 | 1 | 9.9547e-05 | 0.00025129 | 0 | 1.4098e-05 | 0.00011416 | 0 | 0.061678 | 0.0001 | 0.05648 | 0.26047 | 0.0001 | 0
940 | 1 | 9.6707e-05 | 0.00025059 | 0 | 3.7595e-05 | 0.00011416 | 0 | 0.06937 | 0.0001 | 0.05633 | 0.26064 | 0.0001 | 0
941 | 1 | 8.8957e-05 | 0.00028479 | 0 | 9.3987e-05 | 0.00011416 | 0 | 0.091585 | 0.0001 | 0.056181 | 0.26082 | 0.0001 | 0
942 | 1 | 8.8347e-05 | 0.00029449 | 0 | 0.0001821 | 0.00011416 | 0 | 0.10817 | 0.0001 | 0.056032 | 0.26101 | 0.0001 | 0
943 | 1 | 9.0137e-05 | 0.00025189 | 0 | 0.0001586 | 0.00011416 | 0 | 0.10048 | 0.0001 | 0.055882 | 0.26122 | 0.0001 | 0
944 | 1 | 9.5957e-05 | 0.00019769 | 0 | 0.00014685 | 0.00011416 | 0 | 0.1134 | 0.0001 | 0.055733 | 0.2614 | 0.0001 | 0
945 | 1 | 0.0001047 | 0.0001871 | 0 | 0.00016448 | 0.00011416 | 0.087742 | 0.10214 | 0.0001 | 0.055584 | 0.26158 | 0.0001 | 0
946 | 1 | 0.0001135 | 0.0001757 | 0 | 0.00018797 | 0.00011416 | 0.16671 | 0.081907 | 0.0001 | 0.055435 | 0.26175 | 0.0001 | 0
947 | 1 | 0.0001192 | 0.0001589 | 0 | 0.00020677 | 0.00011416 | 0.21058 | 0.096363 | 0.0001 | 0.055285 | 0.26196 | 0.0001 | 0.0065103
948 | 1 | 0.0001208 | 0.0001495 | 0 | 0.00018797 | 0.00011416 | 0.25445 | 0.17031 | 0.0001 | 0.055135 | 0.26214 | 0.0001 | 0.022048
949 | 1 | 0.0001197 | 0.0001803 | 0 | 0.00019032 | 0.00011416 | 0.29832 | 0.20619 | 0.0001 | 0.054987 | 0.26232 | 0.0001 | 0.028788
950 | 1 | 0.0001216 | 0.0001576 | 0 | 0.00021382 | 0.00011416 | 0.21058 | 0.21143 | 0.0001 | 0.054837 | 0.2625 | 0.0001 | 0.028487
951 | 1 | 0.0001187 | 0.0001704 | 0 | 0.00022322 | 0.00011416 | 0.13161 | 0.22648 | 0.0001 | 0.054688 | 0.2627 | 0.0001 | 0
952 | 1 | 0.000118 | 0.0001722 | 0 | 0.00022322 | 0.00011416 | 0.052645 | 0.26051 | 0.0001 | 0.054538 | 0.26289 | 0.0001 | 0
953 | 1 | 0.0001179 | 0.0001833 | 0 | 0.00016448 | 0.00011416 | 0.0087742 | 0.31097 | 0.0001 | 0.054389 | 0.26307 | 0.0001 | 0
954 | 1 | 0.0001251 | 0.0001771 | 0 | 0.00011748 | 0.00011416 | 0 | 0.31535 | 0.0001 | 0.05424 | 0.26325 | 0.0001 | 0
955 | 1 | 0.0001325 | 0.0001564 | 0 | 8.8113e-05 | 0.00011416 | 0 | 0.38406 | 0.0001 | 0.05409 | 0.26346 | 0.0001 | 0
956 | 1 | 0.0001274 | 0.0001556 | 0 | 5.8742e-05 | 0.00011416 | 0 | 0.49925 | 0.0001 | 0.053941 | 0.26363 | 0.0001 | 0
957 | 1 | 0.0001185 | 0.0001594 | 0 | 3.7595e-05 | 0.00011416 | 0 | 0.56465 | 0.0001 | 0.053792 | 0.26381 | 0.0001 | 0
958 | 1 | 0.00011 | 0.00020199 | 0 | 2.3497e-05 | 0.00011416 | 0 | 0.60059 | 0.0001 | 0.053642 | 0.26399 | 0.0001 | 0
959 | 1 | 0.0001076 | 0.00024509 | 0 | 9.3987e-06 | 0.00011416 | 0 | 0.62287 | 0.0001 | 0.053493 | 0.26417 | 0.0001 | 0
960 | 1 | 9.6617e-05 | 0.00031219 | 0 | 5.8742e-06 | 0.00011416 | 0 | 0.59662 | 0.0001 | 0.053344 | 0.26438 | 0.0001 | 0
961 | 1 | 9.4557e-05 | 0.00032749 | 0 | 2.3497e-06 | 0.00011416 | 0 | 0.55059 | 0.0001 | 0.053194 | 0.26457 | 0.0001 | 0
962 | 1 | 8.8497e-05 | 0.00034179 | 0 | 1.1748e-06 | 0.00011416 | 0 | 0.49123 | 0.0001 | 0.053045 | 0.26474 | 0.0001 | 0
963 | 1 | 9.1407e-05 | 0.00028959 | 0 | 1.4098e-05 | 0.00011416 | 0 | 0.42988 | 0.0001 | 0.052895 | 0.26492 | 0.0001 | 0
964 | 1 | 8.8817e-05 | 0.00028909 | 0 | 3.7595e-05 | 0.00011416 | 0 | 0.3822 | 0.0001 | 0.052746 | 0.26513 | 0.0001 | 0
965 | 1 | 8.2087e-05 | 0.00032009 | 0 | 9.3987e-05 | 0.00011416 | 0 | 0.36556 | 0.0001 | 0.052597 | 0.26531 | 0.0001 | 0
966 | 1 | 8.1227e-05 | 0.00032869 | 0 | 0.0001821 | 0.00011416 | 0 | 0.3647 | 0.0001 | 0.052448 | 0.26549 | 0.0001 | 0
967 | 1 | 7.9197e-05 | 0.00028639 | 0 | 0.0001586 | 0.00011416 | 0 | 0.38651 | 0.0001 | 0.052298 | 0.26567 | 0.0001 | 0
968 | 1 | 8.2547e-05 | 0.00022709 | 0 | 0.00014685 | 0.00011416 | 0 | 0.36921 | 0.0001 | 0.052148 | 0.26587 | 0.0001 | 0
969 | 1 | 8.7617e-05 | 0.00021659 | 0 | 0.00016448 | 0.00011416 | 0.078968 | 0.36317 | 0.0001 | 0.052 | 0.26605 | 0.0001 | 0
970 | 1 | 9.6367e-05 | 0.00020229 | 0 | 0.00018797 | 0.00011416 | 0.16671 | 0.43552 | 0.0001 | 0.051851 | 0.26624 | 0.0001 | 0.037681
971 | 1 | 0.0001029 | 0.0001844 | 0 | 0.00020677 | 0.00011416 | 0.19303 | 0.47386 | 0.0001 | 0.051701 | 0.26642 | 0.0001 | 0.043078
972 | 1 | 0.0001067 | 0.0001755 | 0 | 0.00018797 | 0.00011416 | 0.18426 | 0.39965 | 0.0001 | 0.051551 | 0.26662 | 0.0001 | 0.017448
973 | 1 | 0.0001074 | 0.00021299 | 0 | 0.00019032 | 0.00011416 | 0.2369 | 0.35004 | 0.0001 | 0.051402 | 0.2668 | 0.0001 | 0.018466
974 | 1 | 0.0001066 | 0.0001902 | 0 | 0.00021382 | 0.00011416 | 0.21936 | 0.35568 | 0.0001 | 0.051254 | 0.26698 | 0.0001 | 0.019267
975 | 1 | 0.0001011 | 0.00020969 | 0 | 0.00022322 | 0.00011416 | 0.18426 | 0.30679 | 0.0001 | 0.051104 | 0.26716 | 0.0001 | 0
976 | 1 | 9.9377e-05 | 0.00021179 | 0 | 0.00022322 | 0.00011416 | 0.10529 | 0.24372 | 0.0001 | 0.050954 | 0.26737 | 0.0001 | 0
977 | 1 | 0.0001006 | 0.00021919 | 0 | 0.00016448 | 0.00011416 | 0.017548 | 0.24526 | 0.0001 | 0.050804 | 0.26754 | 0.0001 | 0
978 | 1 | 0.0001119 | 0.00020879 | 0 | 0.00011748 | 0.00011416 | 0 | 0.21057 | 0.0001 | 0.050655 | 0.26772 | 0.0001 | 0
979 | 1 | 0.000126 | 0.0001827 | 0 | 8.8113e-05 | 0.00011416 | 0 | 0.16693 | 0.0001 | 0.050507 | 0.26791 | 0.0001 | 0
980 | 1 | 0.000123 | 0.0001845 | 0 | 5.8742e-05 | 0.00011416 | 0 | 0.15519 | 0.0001 | 0.050357 | 0.26812 | 0.0001 | 0
981 | 1 | 0.0001164 | 0.0001887 | 0 | 3.7595e-05 | 0.00011416 | 0 | 0.16972 | 0.0001 | 0.050207 | 0.2683 | 0.0001 | 0
982 | 1 | 0.0001086 | 0.00024149 | 0 | 2.3497e-05 | 0.00011416 | 0 | 0.18702 | 0.0001 | 0.050058 | 0.26848 | 0.0001 | 0
983 | 1 | 0.0001047 | 0.00029229 | 0 | 9.3987e-06 | 0.00011416 | 0 | 0.19187 | 0.0001 | 0.04991 | 0.26865 | 0.0001 | 0
984 | 1 | 9.1347e-05 | 0.00036479 | 0 | 5.8742e-06 | 0.00011416 | 0 | 0.1782 | 0.0001 | 0.04976 | 0.26886 | 0.0001 | 0
985 | 1 | 8.8967e-05 | 0.00037919 | 0 | 2.3497e-06 | 0.00011416 | 0 | 0.15844 | 0.0001 | 0.041074 | 0.26904 | 0.0001 | 0
986 | 1 | 8.4417e-05 | 0.00039629 | 0 | 1.1748e-06 | 0.00011416 | 0 | 0.14949 | 0.0001 | 0.040924 | 0.26922 | 0.0001 | 0
987 | 1 | 8.9107e-05 | 0.00033649 | 0 | 1.4098e-05 | 0.00011416 | 0 | 0.14013 | 0.0001 | 0.040775 | 0.2694 | 0.0001 | 0
988 | 1 | 8.7867e-05 | 0.00033579 | 0 | 3.7595e-05 | 0.00011416 | 0 | 0.12276 | 0.0001 | 0.040625 | 0.2696 | 0.0001 | 0
989 | 1 | 8.4567e-05 | 0.00037089 | 0 | 9.3987e-05 | 0.00011416 | 0 | 0.11553 | 0.0001 | 0.040475 | 0.26979 | 0.0001 | 0
990 | 1 | 9.2787e-05 | 0.00038209 | 0 | 0.0001821 | 0.00011416 | 0 | 0.096893 | 0.0001 | 0.040327 | 0.26997 | 0.0001 | 0
991 | 1 | 0.0001104 | 0.00032879 | 0 | 0.0001586 | 0.00011416 | 0 | 0.089201 | 0.0001 | 0.040178 | 0.27015 | 0.0001 | 0
992 | 1 | 0.0001308 | 0.00026229 | 0 | 0.00014685 | 0.00011416 | 0.0087742 | 0.063731 | 0.0001 | 0.040028 | 0.27035 | 0.0001 | 0
993 | 1 | 0.0001404 | 0.00024219 | 0 | 0.00016448 | 0.00011416 | 0.10529 | 0.067053 | 0.0001 | 0.039878 | 0.27053 | 0.0001 | 0.014464
994 | 1 | 0.000145 | 0.00021969 | 0 | 0.00018797 | 0.00011416 | 0.19303 | 0.028516 | 0.0001 | 0.03973 | 0.27071 | 0.0001 | 0.091644
995 | 1 | 0.0001495 | 0.00019149 | 0 | 0.00020677 | 0.00011416 | 0.20181 | 0.037797 | 0.0001 | 0.039581 | 0.27089 | 0.0001 | 0.13247
996 | 1 | 0.0001517 | 0.0001757 | 0 | 0.00018797 | 0.00011416 | 0.2369 | 0.072692 | 0.0001 | 0.039431 | 0.2711 | 0.0001 | 0.16764
997 | 1 | 0.0001419 | 0.00020259 | 0 | 0.00019032 | 0.00011416 | 0.25445 | 0.10837 | 0.0001 | 0.039281 | 0.27128 | 0.0001 | 0.15292
998 | 1 | 0.0001452 | 0.0001713 | 0 | 0.00021382 | 0.00011416 | 0.18426 | 0.14079 | 0.0001 | 0.039131 | 0.27146 | 0.0001 | 0.13391
999 | 1 | 0.000142 | 0.0001819 | 0 | 0.00022322 | 0.00011416 | 0.16671 | 0.14365 | 0.0001 | 0.038983 | 0.27164 | 0.0001 | 0.058508
1000 | 1 | 0.0001396 | 0.0001816 | 0 | 0.00022322 | 0.00011416 | 0.078968 | 0.17098 | 0.0001 | 0.038834 | 0.27185 | 0.0001 | 0
1001 | 1 | 0.0001389 | 0.0001884 | 0 | 0.00016448 | 0.00011416 | 0.017548 | 0.14876 | 0.0001 | 0.038684 | 0.27203 | 0.0001 | 0
1002 | 1 | 0.0001421 | 0.0001809 | 0 | 0.00011748 | 0.00011416 | 0 | 0.090459 | 0.0001 | 0.038534 | 0.27221 | 0.0001 | 0
1003 | 1 | 0.0001511 | 0.0001576 | 0 | 8.8113e-05 | 0.00011416 | 0 | 0.068509 | 0.0001 | 0.038386 | 0.27239 | 0.0001 | 0
1004 | 1 | 0.0001452 | 0.0001527 | 0 | 5.8742e-05 | 0.00011416 | 0 | 0.069701 | 0.0001 | 0.038237 | 0.27259 | 0.0001 | 0
1005 | 1 | 0.0001362 | 0.0001608 | 0 | 3.7595e-05 | 0.00011416 | 0 | 0.07779 | 0.0001 | 0.038087 | 0.27277 | 0.0001 | 0
1006 | 1 | 0.000127 | 0.00019709 | 0 | 2.3497e-05 | 0.00011416 | 0 | 0.089532 | 0.0001 | 0.037937 | 0.27295 | 0.0001 | 0
1007 | 1 | 0.0001213 | 0.00023089 | 0 | 9.3987e-06 | 0.00011416 | 0 | 0.094046 | 0.0001 | 0.037788 | 0.27314 | 0.0001 | 0
1008 | 1 | 0.0001085 | 0.00028099 | 0 | 5.8742e-06 | 0.00011416 | 0 | 0.10458 | 0.0001 | 0.037639 | 0.27334 | 0.0001 | 0
1009 | 1 | 0.0001125 | 0.00021409 | 0 | 2.3497e-06 | 0.00011416 | 0 | 0.093384 | 0.0001 | 0.03749 | 0.27352 | 0.0001 | 0
1010 | 1 | 0.000106 | 0.00024609 | 0 | 1.1748e-06 | 0.00011416 | 0 | 0.10061 | 0.0001 | 0.03734 | 0.2737 | 0.0001 | 0
1011 | 1 | 0.000105 | 0.00022849 | 0 | 1.4098e-05 | 0.00011416 | 0 | 0.10631 | 0.0001 | 0.037191 | 0.27388 | 0.0001 | 0
1012 | 1 | 0.0001052 | 0.00020179 | 0 | 3.7595e-05 | 0.00011416 | 0 | 0.11845 | 0.0001 | 0.037041 | 0.27409 | 0.0001 | 0
1013 | 1 | 0.0001058 | 0.0001608 | 0 | 9.3987e-05 | 0.00011416 | 0 | 0.1398 | 0.0001 | 0.036892 | 0.27427 | 0.0001 | 0
1014 | 1 | 0.0001097 | 0.00019419 | 0 | 0.0001821 | 0.00011416 | 0 | 0.14942 | 0.0001 | 0.036743 | 0.27444 | 0.0001 | 0
1015 | 1 | 0.0001266 | 0.0001445 | 0 | 0.0001586 | 0.00011416 | 0 | 0.15181 | 0.0001 | 0.036593 | 0.27462 | 0.0001 | 0
1016 | 1 | 0.0001413 | 0.0001343 | 0 | 0.00014685 | 0.00011416 | 0.017548 | 0.13768 | 0.0001 | 0.036444 | 0.27483 | 0.0001 | 0
1017 | 1 | 0.00015 | 0.0001184 | 0 | 0.00016448 | 0.00011416 | 0.11406 | 0.10744 | 0.0001 | 0.036295 | 0.27502 | 0.0001 | 0
1018 | 1 | 0.0001516 | 0.000122 | 0 | 0.00018797 | 0.00011416 | 0.25445 | 0.024003 | 0.0001 | 0.036145 | 0.2752 | 0.0001 | 0
1019 | 1 | 0.0001547 | 0.0001307 | 0 | 0.00020677 | 0.00011416 | 0.25445 | 0.024003 | 0.0001 | 0.035996 | 0.27538 | 0.0001 | 0.0049589
1020 | 1 | 0.00015829 | 0.0001211 | 0 | 0.00018797 | 0.00011416 | 0.25445 | 0.063334 | 0.0001 | 0.035847 | 0.27558 | 0.0001 | 0.037634
1021 | 1 | 0.0001489 | 0.0001339 | 0 | 0.00019032 | 0.00011416 | 0.28955 | 0.086012 | 0.0001 | 0.035697 | 0.27576 | 0.0001 | 0.13141
1022 | 1 | 0.0001502 | 0.0001269 | 0 | 0.00021382 | 0.00011416 | 0.25445 | 0.12972 | 0.0001 | 0.035548 | 0.27594 | 0.0001 | 0.079639
1023 | 1 | 0.0001459 | 0.0001436 | 0 | 0.00022322 | 0.00011416 | 0.21058 | 0.12329 | 0.0001 | 0.035398 | 0.27612 | 0.0001 | 0.09106
1024 | 1 | 0.0001423 | 0.0001706 | 0 | 0.00022322 | 0.00011416 | 0.13161 | 0.10306 | 0.0001 | 0.03525 | 0.27632 | 0.0001 | 0.041566
1025 | 1 | 0.0001374 | 0.00021339 | 0 | 0.00016448 | 0.00011416 | 0.026323 | 0.088009 | 0.0001 | 0.0351 | 0.2765 | 0.0001 | 0
1026 | 1 | 0.0001443 | 0.000168 | 0 | 0.00011748 | 0.00011416 | 0 | 0.053192 | 0.0001 | 0.03495 | 0.27669 | 0.0001 | 0
1027 | 1 | 0.0001509 | 0.0001701 | 0 | 8.8113e-05 | 0.00011416 | 0 | 0.03495 | 0.0001 | 0.034801 | 0.27687 | 0.0001 | 0
1028 | 1 | 0.0001457 | 0.0001577 | 0 | 5.8742e-05 | 0.00011416 | 0 | 0.048678 | 0.0001 | 0.034652 | 0.27708 | 0.0001 | 0
1029 | 1 | 0.0001356 | 0.0001703 | 0 | 3.7595e-05 | 0.00011416 | 0 | 0.058423 | 0.0001 | 0.034503 | 0.27725 | 0.0001 | 0
1030 | 1 | 0.0001209 | 0.00026449 | 0 | 2.3497e-05 | 0.00011416 | 0 | 0.073884 | 0.0001 | 0.034353 | 0.27743 | 0.0001 | 0
1031 | 1 | 0.0001218 | 0.00023719 | 0 | 9.3987e-06 | 0.00011416 | 0 | 0.067715 | 0.0001 | 0.034204 | 0.27761 | 0.0001 | 0
1032 | 1 | 0.0001083 | 0.00030009 | 0 | 5.8742e-06 | 0.00011416 | 0 | 0.087943 | 0.0001 | 0.034055 | 0.27782 | 0.0001 | 0
1033 | 1 | 0.0001067 | 0.00029049 | 0 | 2.3497e-06 | 0.00011416 | 0 | 0.091585 | 0.0001 | 0.033924 | 0.2779 | 0.0001 | 0
1034 | 1 | 0.0001011 | 0.00032999 | 0 | 1.1748e-06 | 0.00011416 | 0 | 0.11254 | 0.0001 | 0.033826 | 0.27779 | 0.0001 | 0
1035 | 1 | 0.0001014 | 0.00030169 | 0 | 1.4098e-05 | 0.00011416 | 0 | 0.13191 | 0.0001 | 0.033726 | 0.27769 | 0.0001 | 0
1036 | 1 | 0.0001023 | 0.00027489 | 0 | 3.7595e-05 | 0.00011416 | 0 | 0.14762 | 0.0001 | 0.033628 | 0.27759 | 0.0001 | 0
1037 | 1 | 0.0001023 | 0.00024159 | 0 | 9.3987e-05 | 0.00011416 | 0 | 0.17104 | 0.0001 | 0.033529 | 0.27749 | 0.0001 | 0
1038 | 1 | 0.0001141 | 0.0001841 | 0 | 0.0001821 | 0.00011416 | 0 | 0.2046 | 0.0001 | 0.033429 | 0.27738 | 0.0001 | 0
1039 | 1 | 0.0001257 | 0.0001816 | 0 | 0.0001586 | 0.00011416 | 0 | 0.21753 | 0.0001 | 0.03333 | 0.27728 | 0.0001 | 0
1040 | 1 | 0.0001366 | 0.00020699 | 0 | 0.00014685 | 0.00011416 | 0.0087742 | 0.19286 | 0.0001 | 0.033231 | 0.2772 | 0.0001 | 0
1041 | 1 | 0.0001422 | 0.00023069 | 0 | 0.00016448 | 0.00011416 | 0.096516 | 0.12017 | 0.0001 | 0.033132 | 0.2771 | 0.0001 | 0
1042 | 1 | 0.0001452 | 0.00021579 | 0 | 0.00018797 | 0.00011416 | 0.21936 | 0.051525 | 0.0001 | 0.033033 | 0.27699 | 0.0001 | 0.048426
1043 | 1 | 0.0001491 | 0.00020259 | 0 | 0.00020677 | 0.00011416 | 0.25445 | 0.044628 | 0.0001 | 0.032934 | 0.2769 | 0.0001 | 0.18872
1044 | 1 | 0.000151 | 0.00019449 | 0 | 0.00018797 | 0.00011416 | 0.28955 | 0.063996 | 0.0001 | 0.032836 | 0.27679 | 0.0001 | 0.19353
1045 | 1 | 0.0001431 | 0.00020509 | 0 | 0.00019032 | 0.00011416 | 0.21936 | 0.083099 | 0.0001 | 0.032736 | 0.27669 | 0.0001 | 0.25823
1046 | 1 | 0.0001427 | 0.00021269 | 0 | 0.00021382 | 0.00011416 | 0.18426 | 0.08834 | 0.0001 | 0.032637 | 0.27658 | 0.0001 | 0.23569
1047 | 1 | 0.0001361 | 0.00025169 | 0 | 0.00022322 | 0.00011416 | 0.14916 | 0.098085 | 0.0001 | 0.032539 | 0.27649 | 0.0001 | 0.16605
1048 | 1 | 0.0001339 | 0.00025239 | 0 | 0.00022322 | 0.00011416 | 0.096516 | 0.088009 | 0.0001 | 0.032439 | 0.2764 | 0.0001 | 0.07549
1049 | 1 | 0.0001319 | 0.00025819 | 0 | 0.00016448 | 0.00011416 | 0.017548 | 0.054384 | 0.0001 | 0.032341 | 0.2763 | 0.0001 | 0
1050 | 1 | 0.0001378 | 0.00021479 | 0 | 0.00011748 | 0.00011416 | 0 | 0.044628 | 0.0001 | 0.032242 | 0.2762 | 0.0001 | 0
1051 | 1 | 0.000149 | 0.00019559 | 0 | 8.8113e-05 | 0.00011416 | 0 | 0.054384 | 0.0001 | 0.032143 | 0.27609 | 0.0001 | 0
1052 | 1 | 0.0001464 | 0.0001695 | 0 | 5.8742e-05 | 0.00011416 | 0 | 0.064128 | 0.0001 | 0.032044 | 0.27599 | 0.0001 | 0
1053 | 1 | 0.0001329 | 0.00022449 | 0 | 3.7595e-05 | 0.00011416 | 0 | 0.081112 | 0.0001 | 0.031945 | 0.27588 | 0.0001 | 0
1054 | 1 | 0.0001232 | 0.00026619 | 0 | 2.3497e-05 | 0.00011416 | 0 | 0.083959 | 0.0001 | 0.031845 | 0.27579 | 0.0001 | 0
1055 | 1 | 0.0001253 | 0.00022639 | 0 | 9.3987e-06 | 0.00011416 | 0 | 0.10657 | 0.0001 | 0.031746 | 0.27571 | 0.0001 | 0
1056 | 1 | 0.0001089 | 0.00033799 | 0 | 5.8742e-06 | 0.00011416 | 0 | 0.10611 | 0.0001 | 0.031647 | 0.27561 | 0.0001 | 0
1057 | 1 | 0.000104 | 0.00036429 | 0 | 2.3497e-06 | 0.00011416 | 0 | 0.10127 | 0.0001 | 0.031549 | 0.2755 | 0.0001 | 0
1058 | 1 | 9.9717e-05 | 0.00038079 | 0 | 1.1748e-06 | 0.00011416 | 0 | 0.10247 | 0.0001 | 0.03145 | 0.2754 | 0.0001 | 0
1059 | 1 | 0.000102 | 0.00032349 | 0 | 1.4098e-05 | 0.00011416 | 0 | 0.099608 | 0.0001 | 0.03135 | 0.27529 | 0.0001 | 0
1060 | 1 | 9.9087e-05 | 0.00032599 | 0 | 3.7595e-05 | 0.00011416 | 0 | 0.099608 | 0.0001 | 0.031252 | 0.2752 | 0.0001 | 0
1061 | 1 | 9.1917e-05 | 0.00036299 | 0 | 9.3987e-05 | 0.00011416 | 0 | 0.10485 | 0.0001 | 0.031153 | 0.27509 | 0.0001 | 0
1062 | 1 | 9.7667e-05 | 0.00037469 | 0 | 0.0001821 | 0.00011416 | 0 | 0.11414 | 0.0001 | 0.031053 | 0.27502 | 0.0001 | 0
1063 | 1 | 0.0001141 | 0.00032139 | 0 | 0.0001586 | 0.00011416 | 0 | 0.12223 | 0.0001 | 0.030955 | 0.27491 | 0.0001 | 0
1064 | 1 | 0.0001326 | 0.00025909 | 0 | 0.00014685 | 0.00011416 | 0.026323 | 0.11659 | 0.0001 | 0.030856 | 0.27481 | 0.0001 | 0
1065 | 1 | 0.000142 | 0.00024759 | 0 | 0.00016448 | 0.00011416 | 0.11406 | 0.060486 | 0.0001 | 0.030757 | 0.2747 | 0.0001 | 0
1066 | 1 | 0.0001471 | 0.00023349 | 0 | 0.00018797 | 0.00011416 | 0.19303 | 0.062473 | 0.0001 | 0.030658 | 0.27461 | 0.0001 | 0.037091
1067 | 1 | 0.0001515 | 0.00021319 | 0 | 0.00020677 | 0.00011416 | 0.16671 | 0.1418 | 0.0001 | 0.030559 | 0.2745 | 0.0001 | 0.035164
1068 | 1 | 0.0001527 | 0.00020079 | 0 | 0.00018797 | 0.00011416 | 0.16671 | 0.13569 | 0.0001 | 0.030461 | 0.2744 | 0.0001 | 0.14216
1069 | 1 | 0.0001426 | 0.00023529 | 0 | 0.00019032 | 0.00011416 | 0.15794 | 0.11752 | 0.0001 | 0.03036 | 0.27429 | 0.0001 | 0.29786
1070 | 1 | 0.0001469 | 0.00019909 | 0 | 0.00021382 | 0.00011416 | 0.14039 | 0.077062 | 0.0001 | 0.030263 | 0.27421 | 0.0001 | 0.27708
1071 | 1 | 0.0001429 | 0.00021519 | 0 | 0.00022322 | 0.00011416 | 0.10529 | 0.082767 | 0.0001 | 0.030163 | 0.27411 | 0.0001 | 0.19466
1072 | 1 | 0.0001391 | 0.00021809 | 0 | 0.00022322 | 0.00011416 | 0.078968 | 0.10306 | 0.0001 | 0.030064 | 0.27401 | 0.0001 | 0.054817
1073 | 1 | 0.000136 | 0.00023189 | 0 | 0.00016448 | 0.00011416 | 0.017548 | 0.083231 | 0.0001 | 0.029965 | 0.27391 | 0.0001 | 0
1074 | 1 | 0.0001377 | 0.00022769 | 0 | 0.00011748 | 0.00011416 | 0 | 0.058964 | 0.0001 | 0.029866 | 0.2738 | 0.0001 | 0
1075 | 1 | 0.0001486 | 0.00020519 | 0 | 8.8113e-05 | 0.00011416 | 0 | 0.067053 | 0.0001 | 0.029767 | 0.2737 | 0.0001 | 0
1076 | 1 | 0.000144 | 0.00020499 | 0 | 5.8742e-05 | 0.00011416 | 0 | 0.10028 | 0.0001 | 0.029668 | 0.27359 | 0.0001 | 0
1077 | 1 | 0.0001361 | 0.00021099 | 0 | 3.7595e-05 | 0.00011416 | 0 | 0.10996 | 0.0001 | 0.029569 | 0.27352 | 0.0001 | 0
1078 | 1 | 0.0001259 | 0.00026489 | 0 | 2.3497e-05 | 0.00011416 | 0 | 0.16932 | 0.0001 | 0.029471 | 0.27342 | 0.0001 | 0
1079 | 1 | 0.0001194 | 0.00032529 | 0 | 9.3987e-06 | 0.00011416 | 0 | 0.22788 | 0.0001 | 0.029371 | 0.27332 | 0.0001 | 0
1080 | 1 | 0.0001058 | 0.00041199 | 0 | 5.8742e-06 | 0.00011416 | 0 | 0.26382 | 0.0001 | 0.029272 | 0.27321 | 0.0001 | 0
1081 | 1 | 0.0001033 | 0.00042009 | 0 | 2.3497e-06 | 0.00011416 | 0 | 0.32888 | 0.0001 | 0.029174 | 0.27311 | 0.0001 | 0
1082 | 1 | 9.8117e-05 | 0.00043929 | 0 | 1.1748e-06 | 0.00011416 | 0 | 0.38459 | 0.0001 | 0.029074 | 0.273 | 0.0001 | 0
1083 | 1 | 0.0001003 | 0.00037309 | 0 | 1.4098e-05 | 0.00011416 | 0 | 0.51086 | 0.0001 | 0.028976 | 0.27291 | 0.0001 | 0
1084 | 1 | 9.6307e-05 | 0.00037629 | 0 | 3.7595e-05 | 0.00011416 | 0 | 0.52831 | 0.0001 | 0.028877 | 0.2728 | 0.0001 | 0
1085 | 1 | 8.9077e-05 | 0.00041519 | 0 | 9.3987e-05 | 0.00011416 | 0 | 0.53394 | 0.0001 | 0.028777 | 0.27273 | 0.0001 | 0
1086 | 1 | 9.4567e-05 | 0.00042219 | 0 | 0.0001821 | 0.00011416 | 0 | 0.5935 | 0.0001 | 0.028679 | 0.27262 | 0.0001 | 0
1087 | 1 | 0.00011 | 0.00036859 | 0 | 0.0001586 | 0.00011416 | 0 | 0.61007 | 0.0001 | 0.028579 | 0.27252 | 0.0001 | 0
1088 | 1 | 0.0001296 | 0.00029339 | 0 | 0.00014685 | 0.00011416 | 0.0087742 | 0.62135 | 0.0001 | 0.02848 | 0.27241 | 0.0001 | 0
1089 | 1 | 0.0001388 | 0.00027559 | 0 | 0.00016448 | 0.00011416 | 0.035097 | 0.587 | 0.0001 | 0.028381 | 0.27232 | 0.0001 | 0.031581
1090 | 1 | 0.000142 | 0.00025369 | 0 | 0.00018797 | 0.00011416 | 0.035097 | 0.67388 | 0.0001 | 0.028282 | 0.27221 | 0.0001 | 0.12216
1091 | 1 | 0.0001465 | 0.00022549 | 0 | 0.00020677 | 0.00011416 | 0.035097 | 0.78569 | 0.0001 | 0.028184 | 0.27211 | 0.0001 | 0.20164
1092 | 1 | 0.0001479 | 0.00020979 | 0 | 0.00018797 | 0.00011416 | 0.043871 | 0.84067 | 0.0001 | 0.028085 | 0.27203 | 0.0001 | 0.26911
1093 | 1 | 0.0001378 | 0.00024969 | 0 | 0.00019032 | 0.00011416 | 0.043871 | 0.86256 | 0.0001 | 0.027985 | 0.27192 | 0.0001 | 0.27868
1094 | 1 | 0.0001414 | 0.00021359 | 0 | 0.00021382 | 0.00011416 | 0.052645 | 0.85765 | 0.0001 | 0.027887 | 0.27182 | 0.0001 | 0.25571
1095 | 1 | 0.000136 | 0.00022929 | 0 | 0.00022322 | 0.00011416 | 0.035097 | 0.87311 | 0.0001 | 0.027788 | 0.27171 | 0.0001 | 0.19562
1096 | 1 | 0.0001321 | 0.00022549 | 0 | 0.00022322 | 0.00011416 | 0.035097 | 0.88285 | 0.0001 | 0.027688 | 0.27162 | 0.0001 | 0.11142
1097 | 1 | 0.0001279 | 0.00023229 | 0 | 0.00016448 | 0.00011416 | 0.0087742 | 0.88285 | 0.0001 | 0.02759 | 0.27151 | 0.0001 | 0
1098 | 1 | 0.0001316 | 0.00022539 | 0 | 0.00011748 | 0.00011416 | 0 | 0.88285 | 0.0001 | 0.027491 | 0.27141 | 0.0001 | 0
1099 | 1 | 0.000144 | 0.00020649 | 0 | 8.8113e-05 | 0.00011416 | 0 | 0.88285 | 0.0001 | 0.027392 | 0.27133 | 0.0001 | 0
1100 | 1 | 0.0001399 | 0.00021619 | 0 | 5.8742e-05 | 0.00011416 | 0 | 0.87715 | 0.0001 | 0.027293 | 0.27123 | 0.0001 | 0
1101 | 1 | 0.000131 | 0.00022349 | 0 | 3.7595e-05 | 0.00011416 | 0 | 0.86906 | 0.0001 | 0.027193 | 0.27112 | 0.0001 | 0
1102 | 1 | 0.0001203 | 0.00028809 | 0 | 2.3497e-05 | 0.00011416 | 0 | 0.85248 | 0.0001 | 0.027095 | 0.27103 | 0.0001 | 0
1103 | 1 | 0.0001156 | 0.00035219 | 0 | 9.3987e-06 | 0.00011416 | 0 | 0.81859 | 0.0001 | 0.026995 | 0.27092 | 0.0001 | 0
1104 | 1 | 0.0001038 | 0.00044499 | 0 | 5.8742e-06 | 0.00011416 | 0 | 0.79392 | 0.0001 | 0.026897 | 0.27082 | 0.0001 | 0
1105 | 1 | 0.0001013 | 0.00044589 | 0 | 2.3497e-06 | 0.00011416 | 0 | 0.76235 | 0.0001 | 0.026798 | 0.27071 | 0.0001 | 0
1106 | 1 | 9.5947e-05 | 0.00046269 | 0 | 1.1748e-06 | 0.00011416 | 0 | 0.766 | 0.0001 | 0.026699 | 0.27061 | 0.0001 | 0
1107 | 1 | 9.7907e-05 | 0.00039059 | 0 | 1.4098e-05 | 0.00011416 | 0 | 0.74405 | 0.0001 | 0.0266 | 0.27053 | 0.0001 | 0
1108 | 1 | 9.3567e-05 | 0.00038689 | 0 | 3.7595e-05 | 0.00011416 | 0 | 0.72827 | 0.0001 | 0.026501 | 0.27043 | 0.0001 | 0
1109 | 1 | 8.2977e-05 | 0.00043509 | 0 | 9.3987e-05 | 0.00011416 | 0 | 0.69152 | 0.0001 | 0.026402 | 0.27033 | 0.0001 | 0
1110 | 1 | 8.2417e-05 | 0.00044559 | 0 | 0.0001821 | 0.00011416 | 0 | 0.65796 | 0.0001 | 0.026303 | 0.27023 | 0.0001 | 0
1111 | 1 | 8.6017e-05 | 0.00037869 | 0 | 0.0001586 | 0.00011416 | 0 | 0.59987 | 0.0001 | 0.026204 | 0.27012 | 0.0001 | 0
1112 | 1 | 9.3887e-05 | 0.00029829 | 0 | 0.00014685 | 0.00011416 | 0.017548 | 0.55105 | 0.0001 | 0.026106 | 0.27002 | 0.0001 | 0
1113 | 1 | 0.0001024 | 0.00027899 | 0 | 0.00016448 | 0.00011416 | 0.070194 | 0.51212 | 0.0001 | 0.026006 | 0.26992 | 0.0001 | 0
1114 | 1 | 0.0001107 | 0.00025659 | 0 | 0.00018797 | 0.00011416 | 0.096516 | 0.52917 | 0.0001 | 0.025907 | 0.26984 | 0.0001 | 0.068098
1115 | 1 | 0.000116 | 0.00023179 | 0 | 0.00020677 | 0.00011416 | 0.087742 | 0.55583 | 0.0001 | 0.025809 | 0.26974 | 0.0001 | 0.18588
1116 | 1 | 0.0001172 | 0.00021399 | 0 | 0.00018797 | 0.00011416 | 0.096516 | 0.52267 | 0.0001 | 0.025709 | 0.26963 | 0.0001 | 0.29816
1117 | 1 | 0.0001155 | 0.00025109 | 0 | 0.00019032 | 0.00011416 | 0.087742 | 0.49262 | 0.0001 | 0.025611 | 0.26953 | 0.0001 | 0.28848
1118 | 1 | 0.0001191 | 0.00021449 | 0 | 0.00021382 | 0.00011416 | 0.087742 | 0.43526 | 0.0001 | 0.025512 | 0.26942 | 0.0001 | 0.19792
1119 | 1 | 0.0001154 | 0.00023139 | 0 | 0.00022322 | 0.00011416 | 0.078968 | 0.37563 | 0.0001 | 0.025412 | 0.26933 | 0.0001 | 0.18006
1120 | 1 | 0.0001146 | 0.00023029 | 0 | 0.00022322 | 0.00011416 | 0.052645 | 0.32955 | 0.0001 | 0.025313 | 0.26922 | 0.0001 | 0.06562
1121 | 1 | 0.000114 | 0.00023859 | 0 | 0.00016448 | 0.00011416 | 0.0087742 | 0.30925 | 0.0001 | 0.025214 | 0.26912 | 0.0001 | 0
1122 | 1 | 0.0001198 | 0.00022849 | 0 | 0.00011748 | 0.00011416 | 0 | 0.28544 | 0.0001 | 0.025115 | 0.26904 | 0.0001 | 0
1123 | 1 | 0.0001322 | 0.00020429 | 0 | 8.8113e-05 | 0.00011416 | 0 | 0.27583 | 0.0001 | 0.025016 | 0.26894 | 0.0001 | 0
1124 | 1 | 0.0001285 | 0.00020949 | 0 | 5.8742e-05 | 0.00011416 | 0 | 0.26939 | 0.0001 | 0.024917 | 0.26883 | 0.0001 | 0
1125 | 1 | 0.0001203 | 0.00022099 | 0 | 3.7595e-05 | 0.00011416 | 0 | 0.27907 | 0.0001 | 0.024819 | 0.26874 | 0.0001 | 0
1126 | 1 | 0.0001118 | 0.00028079 | 0 | 2.3497e-05 | 0.00011416 | 0 | 0.26335 | 0.0001 | 0.02472 | 0.26863 | 0.0001 | 0
1127 | 1 | 0.0001094 | 0.00033539 | 0 | 9.3987e-06 | 0.00011416 | 0 | 0.25844 | 0.0001 | 0.02462 | 0.26853 | 0.0001 | 0
1128 | 1 | 9.7927e-05 | 0.00041119 | 0 | 5.8742e-06 | 0.00011416 | 0 | 0.25002 | 0.0001 | 0.024522 | 0.26842 | 0.0001 | 0
1129 | 1 | 9.4177e-05 | 0.00042839 | 0 | 2.3497e-06 | 0.00011416 | 0 | 0.2314 | 0.0001 | 0.024423 | 0.26834 | 0.0001 | 0
1130 | 1 | 8.7887e-05 | 0.00046159 | 0 | 1.1748e-06 | 0.00011416 | 0 | 0.21998 | 0.0001 | 0.024323 | 0.26824 | 0.0001 | 0
1131 | 1 | 9.0977e-05 | 0.00039949 | 0 | 1.4098e-05 | 0.00011416 | 0 | 0.19504 | 0.0001 | 0.024225 | 0.26813 | 0.0001 | 0
1132 | 1 | 8.7257e-05 | 0.00040319 | 0 | 3.7595e-05 | 0.00011416 | 0 | 0.16726 | 0.0001 | 0.024126 | 0.26804 | 0.0001 | 0
1133 | 1 | 7.8677e-05 | 0.00045369 | 0 | 9.3987e-05 | 0.00011416 | 0 | 0.1402 | 0.0001 | 0.024027 | 0.26793 | 0.0001 | 0
1134 | 1 | 7.7178e-05 | 0.00046889 | 0 | 0.0001821 | 0.00011416 | 0 | 0.13211 | 0.0001 | 0.023927 | 0.26783 | 0.0001 | 0
1135 | 1 | 7.6098e-05 | 0.00041229 | 0 | 0.0001586 | 0.00011416 | 0 | 0.10664 | 0.0001 | 0.023828 | 0.26772 | 0.0001 | 0
1136 | 1 | 8.0257e-05 | 0.00033389 | 0 | 0.00014685 | 0.00011416 | 0.026323 | 0.097754 | 0.0001 | 0.02373 | 0.26763 | 0.0001 | 0
1137 | 1 | 8.6757e-05 | 0.00031409 | 0 | 0.00016448 | 0.00011416 | 0.13161 | 0.072559 | 0.0001 | 0.02363 | 0.26754 | 0.0001 | 0.082574
1138 | 1 | 9.6227e-05 | 0.00028549 | 0 | 0.00018797 | 0.00011416 | 0.18426 | 0.028053 | 0.0001 | 0.023532 | 0.26745 | 0.0001 | 0.22307
1139 | 1 | 0.0001028 | 0.00024329 | 0 | 0.00020677 | 0.00011416 | 0.17548 | 0.059626 | 0.0001 | 0.023433 | 0.26734 | 0.0001 | 0.30888
1140 | 1 | 0.0001055 | 0.00022069 | 0 | 0.00018797 | 0.00011416 | 0.18426 | 0.083099 | 0.0001 | 0.023334 | 0.26724 | 0.0001 | 0.33886
1141 | 1 | 0.0001041 | 0.00025489 | 0 | 0.00019032 | 0.00011416 | 0.16671 | 0.10578 | 0.0001 | 0.023235 | 0.26713 | 0.0001 | 0.37317
1142 | 1 | 0.0001039 | 0.00021439 | 0 | 0.00021382 | 0.00011416 | 0.16671 | 0.13012 | 0.0001 | 0.023136 | 0.26703 | 0.0001 | 0.34135
1143 | 1 | 9.7477e-05 | 0.00022579 | 0 | 0.00022322 | 0.00011416 | 0.14039 | 0.13775 | 0.0001 | 0.023037 | 0.26693 | 0.0001 | 0.22813
1144 | 1 | 9.5557e-05 | 0.00022739 | 0 | 0.00022322 | 0.00011416 | 0.11406 | 0.19021 | 0.0001 | 0.022938 | 0.26686 | 0.0001 | 0.08171
1145 | 1 | 9.7657e-05 | 0.00023879 | 0 | 0.00016448 | 0.00011416 | 0.017548 | 0.18901 | 0.0001 | 0.022839 | 0.26675 | 0.0001 | 0
1146 | 1 | 0.0001079 | 0.00023249 | 0 | 0.00011748 | 0.00011416 | 0 | 0.15426 | 0.0001 | 0.022741 | 0.26665 | 0.0001 | 0
1147 | 1 | 0.0001264 | 0.00021089 | 0 | 8.8113e-05 | 0.00011416 | 0 | 0.14617 | 0.0001 | 0.022641 | 0.26654 | 0.0001 | 0
1148 | 1 | 0.0001248 | 0.00021769 | 0 | 5.8742e-05 | 0.00011416 | 0 | 0.16236 | 0.0001 | 0.022542 | 0.26644 | 0.0001 | 0
1149 | 1 | 0.000119 | 0.00022189 | 0 | 3.7595e-05 | 0.00011416 | 0 | 0.17728 | 0.0001 | 0.022444 | 0.26634 | 0.0001 | 0
1150 | 1 | 0.0001108 | 0.00027729 | 0 | 2.3497e-05 | 0.00011416 | 0 | 0.20957 | 0.0001 | 0.022344 | 0.26624 | 0.0001 | 0
1151 | 1 | 0.0001067 | 0.00033559 | 0 | 9.3987e-06 | 0.00011416 | 0 | 0.20751 | 0.0001 | 0.022246 | 0.26616 | 0.0001 | 0
1152 | 1 | 9.2277e-05 | 0.00042309 | 0 | 5.8742e-06 | 0.00011416 | 0 | 0.21156 | 0.0001 | 0.022146 | 0.26605 | 0.0001 | 0
1153 | 1 | 8.8767e-05 | 0.00043919 | 0 | 2.3497e-06 | 0.00011416 | 0 | 0.20075 | 0.0001 | 0.023877 | 0.26595 | 0.0001 | 0
1154 | 1 | 8.4507e-05 | 0.00045899 | 0 | 1.1748e-06 | 0.00011416 | 0 | 0.17005 | 0.0001 | 0.023777 | 0.26584 | 0.0001 | 0
1155 | 1 | 8.9337e-05 | 0.00039189 | 0 | 1.4098e-05 | 0.00011416 | 0 | 0.12554 | 0.0001 | 0.023678 | 0.26575 | 0.0001 | 0
1156 | 1 | 8.7477e-05 | 0.00039129 | 0 | 3.7595e-05 | 0.00011416 | 0 | 0.1203 | 0.0001 | 0.023579 | 0.26564 | 0.0001 | 0
1157 | 1 | 8.2777e-05 | 0.00043029 | 0 | 9.3987e-05 | 0.00011416 | 0 | 0.11062 | 0.0001 | 0.023481 | 0.26554 | 0.0001 | 0
1158 | 1 | 9.0487e-05 | 0.00044269 | 0 | 0.0001821 | 0.00011416 | 0 | 0.10214 | 0.0001 | 0.023381 | 0.26543 | 0.0001 | 0
1159 | 1 | 0.0001088 | 0.00038179 | 0 | 0.0001586 | 0.00011416 | 0 | 0.10293 | 0.0001 | 0.023282 | 0.26536 | 0.0001 | 0
1160 | 1 | 0.0001294 | 0.00030199 | 0 | 0.00014685 | 0.00011416 | 0.026323 | 0.1219 | 0.0001 | 0.023184 | 0.26525 | 0.0001 | 0
1161 | 1 | 0.000139 | 0.00027999 | 0 | 0.00016448 | 0.00011416 | 0.14039 | 0.075804 | 0.0001 | 0.023085 | 0.26516 | 0.0001 | 0.034298
1162 | 1 | 0.0001437 | 0.00025169 | 0 | 0.00018797 | 0.00011416 | 0.20181 | 0.035744 | 0.0001 | 0.022985 | 0.26505 | 0.0001 | 0.14161
1163 | 1 | 0.0001497 | 0.00021449 | 0 | 0.00020677 | 0.00011416 | 0.24568 | 0.018308 | 0.0001 | 0.022887 | 0.26495 | 0.0001 | 0.21495
1164 | 1 | 0.0001524 | 0.00019509 | 0 | 0.00018797 | 0.00011416 | 0.272 | 0.022811 | 0.0001 | 0.022788 | 0.26484 | 0.0001 | 0.24303
1165 | 1 | 0.000143 | 0.00022589 | 0 | 0.00019032 | 0.00011416 | 0.29832 | 0.022811 | 0.0001 | 0.022689 | 0.26474 | 0.0001 | 0.20525
1166 | 1 | 0.0001474 | 0.00019809 | 0 | 0.00021382 | 0.00011416 | 0.26323 | 0.014258 | 0.0001 | 0.02259 | 0.26466 | 0.0001 | 0.13661
1167 | 1 | 0.000144 | 0.00021599 | 0 | 0.00022322 | 0.00011416 | 0.2369 | 0.0195 | 0.0001 | 0.022491 | 0.26457 | 0.0001 | 0.071009
1168 | 1 | 0.000141 | 0.00021849 | 0 | 0.00022322 | 0.00011416 | 0.14039 | 0.028384 | 0.0001 | 0.022392 | 0.26446 | 0.0001 | 0.0061898
1169 | 1 | 0.000139 | 0.00022639 | 0 | 0.00016448 | 0.00011416 | 0.017548 | 0.024345 | 0.0001 | 0.022293 | 0.26436 | 0.0001 | 0
1170 | 1 | 0.0001402 | 0.00021469 | 0 | 0.00011748 | 0.00011416 | 0 | 0.028384 | 0.0001 | 0.022193 | 0.26425 | 0.0001 | 0
1171 | 1 | 0.0001511 | 0.0001885 | 0 | 8.8113e-05 | 0.00011416 | 0 | 0.051525 | 0.0001 | 0.022095 | 0.26415 | 0.0001 | 0
1172 | 1 | 0.0001461 | 0.0001852 | 0 | 5.8742e-05 | 0.00011416 | 0 | 0.059626 | 0.0001 | 0.021995 | 0.26405 | 0.0001 | 0
1173 | 1 | 0.0001373 | 0.0001877 | 0 | 3.7595e-05 | 0.00011416 | 0 | 0.08993 | 0.0001 | 0.021897 | 0.26395 | 0.0001 | 0
1174 | 1 | 0.0001274 | 0.00024219 | 0 | 2.3497e-05 | 0.00011416 | 0 | 0.10525 | 0.0001 | 0.021798 | 0.26387 | 0.0001 | 0
1175 | 1 | 0.0001205 | 0.00029329 | 0 | 9.3987e-06 | 0.00011416 | 0 | 0.096761 | 0.0001 | 0.021699 | 0.26376 | 0.0001 | 0
1176 | 1 | 0.0001065 | 0.00037129 | 0 | 5.8742e-06 | 0.00011416 | 0 | 0.102 | 0.0001 | 0.0216 | 0.26366 | 0.0001 | 0
1177 | 1 | 0.0001117 | 0.00028879 | 0 | 2.3497e-06 | 0.00011416 | 0 | 0.1024 | 0.0001 | 0.021501 | 0.26355 | 0.0001 | 0
1178 | 1 | 0.0001047 | 0.00033259 | 0 | 1.1748e-06 | 0.00011416 | 0 | 0.095105 | 0.0001 | 0.021402 | 0.26346 | 0.0001 | 0
1179 | 1 | 0.0001041 | 0.00031499 | 0 | 1.4098e-05 | 0.00011416 | 0 | 0.080185 | 0.0001 | 0.021303 | 0.26335 | 0.0001 | 0
1180 | 1 | 0.0001042 | 0.00027829 | 0 | 3.7595e-05 | 0.00011416 | 0 | 0.070893 | 0.0001 | 0.021204 | 0.26325 | 0.0001 | 0
1181 | 1 | 0.0001056 | 0.00023209 | 0 | 9.3987e-05 | 0.00011416 | 0 | 0.054715 | 0.0001 | 0.021106 | 0.26317 | 0.0001 | 0
1182 | 1 | 0.0001071 | 0.00028519 | 0 | 0.0001821 | 0.00011416 | 0 | 0.047884 | 0.0001 | 0.021006 | 0.26307 | 0.0001 | 0
1183 | 1 | 0.0001241 | 0.00022169 | 0 | 0.0001586 | 0.00011416 | 0 | 0.031242 | 0.0001 | 0.020907 | 0.26296 | 0.0001 | 0
1184 | 1 | 0.0001362 | 0.00022879 | 0 | 0.00014685 | 0.00011416 | 0.017548 | 0.0195 | 0.0001 | 0.020809 | 0.26286 | 0.0001 | 0
1185 | 1 | 0.0001457 | 0.00021749 | 0 | 0.00016448 | 0.00011416 | 0.096516 | 0.017105 | 0.0001 | 0.020709 | 0.26276 | 0.0001 | 0
1186 | 1 | 0.0001495 | 0.00021679 | 0 | 0.00018797 | 0.00011416 | 0.078968 | 0.046957 | 0.0001 | 0.020611 | 0.26266 | 0.0001 | 0
1187 | 1 | 0.0001534 | 0.00020959 | 0 | 0.00020677 | 0.00011416 | 0.12284 | 0.11373 | 0.0001 | 0.020511 | 0.26255 | 0.0001 | 0
1188 | 1 | 0.00015669 | 0.000186 | 0 | 0.00018797 | 0.00011416 | 0.10529 | 0.13191 | 0.0001 | 0.020412 | 0.26248 | 0.0001 | 0
1189 | 1 | 0.0001483 | 0.00020769 | 0 | 0.00019032 | 0.00011416 | 0.078968 | 0.13396 | 0.0001 | 0.020313 | 0.26237 | 0.0001 | 0
1190 | 1 | 0.0001512 | 0.00019249 | 0 | 0.00021382 | 0.00011416 | 0.078968 | 0.1219 | 0.0001 | 0.020214 | 0.26227 | 0.0001 | 0
1191 | 1 | 0.0001482 | 0.00020779 | 0 | 0.00022322 | 0.00011416 | 0.070194 | 0.090393 | 0.0001 | 0.020115 | 0.26217 | 0.0001 | 0
1192 | 1 | 0.0001434 | 0.00024429 | 0 | 0.00022322 | 0.00011416 | 0.061419 | 0.07182 | 0.0001 | 0.020016 | 0.26207 | 0.0001 | 0
1193 | 1 | 0.0001384 | 0.00028319 | 0 | 0.00016448 | 0.00011416 | 0.0087742 | 0.1461 | 0.0001 | 0.019917 | 0.26196 | 0.0001 | 0
1194 | 1 | 0.0001458 | 0.00020959 | 0 | 0.00011748 | 0.00011416 | 0 | 0.12144 | 0.0001 | 0.019819 | 0.26186 | 0.0001 | 0
1195 | 1 | 0.0001527 | 0.0001872 | 0 | 8.8113e-05 | 0.00011416 | 0 | 0.11706 | 0.0001 | 0.01972 | 0.26175 | 0.0001 | 0
1196 | 1 | 0.0001481 | 0.0001683 | 0 | 5.8742e-05 | 0.00011416 | 0 | 0.16275 | 0.0001 | 0.01962 | 0.26167 | 0.0001 | 0
1197 | 1 | 0.0001376 | 0.0001782 | 0 | 3.7595e-05 | 0.00011416 | 0 | 0.20394 | 0.0001 | 0.019522 | 0.26158 | 0.0001 | 0
1198 | 1 | 0.0001238 | 0.00026359 | 0 | 2.3497e-05 | 0.00011416 | 0 | 0.25573 | 0.0001 | 0.019423 | 0.26147 | 0.0001 | 0
1199 | 1 | 0.0001248 | 0.00023729 | 0 | 9.3987e-06 | 0.00011416 | 0 | 0.305 | 0.0001 | 0.019324 | 0.26137 | 0.0001 | 0
1200 | 1 | 0.000111 | 0.00031249 | 0 | 5.8742e-06 | 0.00011416 | 0 | 0.36324 | 0.0001 | 0.019225 | 0.26126 | 0.0001 | 0
1201 | 1 | 0.0001079 | 0.00031049 | 0 | 2.3497e-06 | 0.00011416 | 0 | 0.43871 | 0.0001 | 0.019208 | 0.26116 | 0.0001 | 0
1202 | 1 | 0.0001024 | 0.00035439 | 0 | 1.1748e-06 | 0.00011416 | 0 | 0.45648 | 0.0001 | 0.019328 | 0.26101 | 0.0001 | 0
1203 | 1 | 0.0001032 | 0.00032909 | 0 | 1.4098e-05 | 0.00011416 | 0 | 0.43791 | 0.0001 | 0.019448 | 0.26088 | 0.0001 | 0
1204 | 1 | 0.0001031 | 0.00031119 | 0 | 3.7595e-05 | 0.00011416 | 0 | 0.4464 | 0.0001 | 0.019568 | 0.26073 | 0.0001 | 0
1205 | 1 | 0.0001018 | 0.00028559 | 0 | 9.3987e-05 | 0.00011416 | 0 | 0.44116 | 0.0001 | 0.019688 | 0.26057 | 0.0001 | 0
1206 | 1 | 0.0001146 | 0.00021979 | 0 | 0.0001821 | 0.00011416 | 0 | 0.43831 | 0.0001 | 0.019809 | 0.26044 | 0.0001 | 0
1207 | 1 | 0.0001259 | 0.00022029 | 0 | 0.0001586 | 0.00011416 | 0 | 0.44394 | 0.0001 | 0.019929 | 0.26029 | 0.0001 | 0
1208 | 1 | 0.0001347 | 0.00025359 | 0 | 0.00014685 | 0.00011416 | 0.0087742 | 0.43871 | 0.0001 | 0.020049 | 0.26016 | 0.0001 | 0
1209 | 1 | 0.0001397 | 0.00028399 | 0 | 0.00016448 | 0.00011416 | 0.11406 | 0.41609 | 0.0001 | 0.020168 | 0.26 | 0.0001 | 0.016684
1210 | 1 | 0.0001439 | 0.00026579 | 0 | 0.00018797 | 0.00011416 | 0.16671 | 0.38307 | 0.0001 | 0.020289 | 0.25988 | 0.0001 | 0.090707
1211 | 1 | 0.000148 | 0.00024629 | 0 | 0.00020677 | 0.00011416 | 0.16671 | 0.35568 | 0.0001 | 0.020409 | 0.25972 | 0.0001 | 0.19272
1212 | 1 | 0.0001489 | 0.00023209 | 0 | 0.00018797 | 0.00011416 | 0.20181 | 0.31575 | 0.0001 | 0.020528 | 0.25959 | 0.0001 | 0.37126
1213 | 1 | 0.0001414 | 0.00024269 | 0 | 0.00019032 | 0.00011416 | 0.16671 | 0.25308 | 0.0001 | 0.020648 | 0.25944 | 0.0001 | 0.4286
1214 | 1 | 0.000141 | 0.00024899 | 0 | 0.00021382 | 0.00011416 | 0.18426 | 0.20771 | 0.0001 | 0.02077 | 0.25929 | 0.0001 | 0.35062
1215 | 1 | 0.0001334 | 0.00030099 | 0 | 0.00022322 | 0.00011416 | 0.15794 | 0.16148 | 0.0001 | 0.02089 | 0.25915 | 0.0001 | 0.17939
1216 | 1 | 0.0001301 | 0.00030569 | 0 | 0.00022322 | 0.00011416 | 0.12284 | 0.13039 | 0.0001 | 0.021009 | 0.259 | 0.0001 | 0.064467
1217 | 1 | 0.0001286 | 0.00031269 | 0 | 0.00016448 | 0.00011416 | 0.017548 | 0.11214 | 0.0001 | 0.021129 | 0.25887 | 0.0001 | 0
1218 | 1 | 0.0001345 | 0.00025659 | 0 | 0.00011748 | 0.00011416 | 0 | 0.090261 | 0.0001 | 0.021249 | 0.25872 | 0.0001 | 0
1219 | 1 | 0.0001467 | 0.00023449 | 0 | 8.8113e-05 | 0.00011416 | 0 | 0.075672 | 0.0001 | 0.021369 | 0.25859 | 0.0001 | 0
1220 | 1 | 0.0001457 | 0.00020639 | 0 | 5.8742e-05 | 0.00011416 | 0 | 0.10644 | 0.0001 | 0.021489 | 0.25844 | 0.0001 | 0
1221 | 1 | 0.0001302 | 0.00028149 | 0 | 3.7595e-05 | 0.00011416 | 0 | 0.16222 | 0.0001 | 0.021609 | 0.2583 | 0.0001 | 0
1222 | 1 | 0.0001207 | 0.00033829 | 0 | 2.3497e-05 | 0.00011416 | 0 | 0.19863 | 0.0001 | 0.021729 | 0.25815 | 0.0001 | 0
1223 | 1 | 0.000125 | 0.00028999 | 0 | 9.3987e-06 | 0.00011416 | 0 | 0.23788 | 0.0001 | 0.02185 | 0.258 | 0.0001 | 0
1224 | 1 | 0.0001065 | 0.00043859 | 0 | 5.8742e-06 | 0.00011416 | 0 | 0.24193 | 0.0001 | 0.02197 | 0.25787 | 0.0001 | 0
1225 | 1 | 0.0001013 | 0.00047589 | 0 | 2.3497e-06 | 0.00011416 | 0 | 0.22012 | 0.0001 | 0.02209 | 0.25771 | 0.0001 | 0
1226 | 1 | 9.5997e-05 | 0.00050089 | 0 | 1.1748e-06 | 0.00011416 | 0 | 0.22496 | 0.0001 | 0.02221 | 0.25758 | 0.0001 | 0
1227 | 1 | 9.9847e-05 | 0.00043039 | 0 | 1.4098e-05 | 0.00011416 | 0 | 0.2028 | 0.0001 | 0.02233 | 0.25744 | 0.0001 | 0
1228 | 1 | 9.5557e-05 | 0.00043589 | 0 | 3.7595e-05 | 0.00011416 | 0 | 0.21256 | 0.0001 | 0.02245 | 0.25729 | 0.0001 | 0
1229 | 1 | 8.6947e-05 | 0.00048399 | 0 | 9.3987e-05 | 0.00011416 | 0 | 0.19518 | 0.0001 | 0.02257 | 0.25715 | 0.0001 | 0
1230 | 1 | 9.0887e-05 | 0.00050439 | 0 | 0.0001821 | 0.00011416 | 0 | 0.18709 | 0.0001 | 0.02269 | 0.25701 | 0.0001 | 0
1231 | 1 | 0.0001074 | 0.00043889 | 0 | 0.0001586 | 0.00011416 | 0 | 0.17767 | 0.0001 | 0.02281 | 0.25686 | 0.0001 | 0
1232 | 1 | 0.0001277 | 0.00034739 | 0 | 0.00014685 | 0.00011416 | 0.026323 | 0.13808 | 0.0001 | 0.022931 | 0.25672 | 0.0001 | 0
1233 | 1 | 0.0001375 | 0.00032319 | 0 | 0.00016448 | 0.00011416 | 0.16671 | 0.074082 | 0.0001 | 0.023051 | 0.25658 | 0.0001 | 0.036364
1234 | 1 | 0.0001416 | 0.00029389 | 0 | 0.00018797 | 0.00011416 | 0.21936 | 0.047023 | 0.0001 | 0.023171 | 0.25643 | 0.0001 | 0.16309
1235 | 1 | 0.0001463 | 0.00025659 | 0 | 0.00020677 | 0.00011416 | 0.28077 | 0.027192 | 0.0001 | 0.023291 | 0.25629 | 0.0001 | 0.26144
1236 | 1 | 0.0001484 | 0.00022879 | 0 | 0.00018797 | 0.00011416 | 0.32465 | 0.018308 | 0.0001 | 0.023411 | 0.25615 | 0.0001 | 0.38085
1237 | 1 | 0.0001391 | 0.00025939 | 0 | 0.00019032 | 0.00011416 | 0.36852 | 0.018308 | 0.0001 | 0.023531 | 0.256 | 0.0001 | 0.40828
1238 | 1 | 0.0001425 | 0.00022029 | 0 | 0.00021382 | 0.00011416 | 0.36852 | 0.012603 | 0.0001 | 0.023651 | 0.25586 | 0.0001 | 0.32766
1239 | 1 | 0.0001379 | 0.00023559 | 0 | 0.00022322 | 0.00011416 | 0.3071 | 0.0068973 | 0.0001 | 0.023771 | 0.25572 | 0.0001 | 0.26705
1240 | 1 | 0.0001347 | 0.00023239 | 0 | 0.00022322 | 0.00011416 | 0.21058 | 0.018308 | 0.0001 | 0.023891 | 0.25558 | 0.0001 | 0.1345
1241 | 1 | 0.0001336 | 0.00023889 | 0 | 0.00016448 | 0.00011416 | 0.026323 | 0.019964 | 0.0001 | 0.024012 | 0.25543 | 0.0001 | 0
1242 | 1 | 0.0001347 | 0.00023019 | 0 | 0.00011748 | 0.00011416 | 0 | 0.012603 | 0.0001 | 0.024132 | 0.25529 | 0.0001 | 0
1243 | 1 | 0.0001476 | 0.00021229 | 0 | 8.8113e-05 | 0.00011416 | 0 | 0.026397 | 0.0001 | 0.024251 | 0.25515 | 0.0001 | 0
1244 | 1 | 0.0001446 | 0.00022389 | 0 | 5.8742e-05 | 0.00011416 | 0 | 0.056767 | 0.0001 | 0.024371 | 0.255 | 0.0001 | 0
1245 | 1 | 0.0001357 | 0.00023129 | 0 | 3.7595e-05 | 0.00011416 | 0 | 0.10492 | 0.0001 | 0.024492 | 0.25486 | 0.0001 | 0
1246 | 1 | 0.000125 | 0.00029219 | 0 | 2.3497e-05 | 0.00011416 | 0 | 0.1215 | 0.0001 | 0.024612 | 0.25472 | 0.0001 | 0
1247 | 1 | 0.000119 | 0.00035949 | 0 | 9.3987e-06 | 0.00011416 | 0 | 0.1219 | 0.0001 | 0.024732 | 0.25457 | 0.0001 | 0
1248 | 1 | 0.0001057 | 0.00045199 | 0 | 5.8742e-06 | 0.00011416 | 0 | 0.11712 | 0.0001 | 0.024852 | 0.25443 | 0.0001 | 0
1249 | 1 | 0.0001038 | 0.00046719 | 0 | 2.3497e-06 | 0.00011416 | 0 | 0.12853 | 0.0001 | 0.024973 | 0.25429 | 0.0001 | 0
1250 | 1 | 9.8217e-05 | 0.00049389 | 0 | 1.1748e-06 | 0.00011416 | 0 | 0.12733 | 0.0001 | 0.025093 | 0.25414 | 0.0001 | 0
1251 | 1 | 0.0001017 | 0.00042129 | 0 | 1.4098e-05 | 0.00011416 | 0 | 0.12117 | 0.0001 | 0.025212 | 0.254 | 0.0001 | 0
1252 | 1 | 9.7327e-05 | 0.00042279 | 0 | 3.7595e-05 | 0.00011416 | 0 | 0.10419 | 0.0001 | 0.025332 | 0.25386 | 0.0001 | 0
1253 | 1 | 8.8387e-05 | 0.00046059 | 0 | 9.3987e-05 | 0.00011416 | 0 | 0.098946 | 0.0001 | 0.025452 | 0.25371 | 0.0001 | 0
1254 | 1 | 9.2597e-05 | 0.00046979 | 0 | 0.0001821 | 0.00011416 | 0 | 0.09729 | 0.0001 | 0.025573 | 0.25357 | 0.0001 | 0
1255 | 1 | 0.0001089 | 0.00039719 | 0 | 0.0001586 | 0.00011416 | 0 | 0.091585 | 0.0001 | 0.025693 | 0.25343 | 0.0001 | 0
1256 | 1 | 0.0001293 | 0.00030679 | 0 | 0.00014685 | 0.00011416 | 0.017548 | 0.085879 | 0.0001 | 0.025813 | 0.25328 | 0.0001 | 0
1257 | 1 | 0.0001403 | 0.00028119 | 0 | 0.00016448 | 0.00011416 | 0.17548 | 0.076599 | 0.0001 | 0.025933 | 0.25314 | 0.0001 | 0.029723
1258 | 1 | 0.0001449 | 0.00024789 | 0 | 0.00018797 | 0.00011416 | 0.26323 | 0.10604 | 0.0001 | 0.026053 | 0.253 | 0.0001 | 0.12996
1259 | 1 | 0.0001499 | 0.00021419 | 0 | 0.00020677 | 0.00011416 | 0.31587 | 0.1028 | 0.0001 | 0.026173 | 0.25286 | 0.0001 | 0.21708
1260 | 1 | 0.0001509 | 0.00019569 | 0 | 0.00018797 | 0.00011416 | 0.34219 | 0.11327 | 0.0001 | 0.026293 | 0.25271 | 0.0001 | 0.27221
1261 | 1 | 0.0001419 | 0.00022799 | 0 | 0.00019032 | 0.00011416 | 0.35974 | 0.11811 | 0.0001 | 0.026413 | 0.25257 | 0.0001 | 0.25831
1262 | 1 | 0.0001446 | 0.00019089 | 0 | 0.00021382 | 0.00011416 | 0.35097 | 0.11327 | 0.0001 | 0.026534 | 0.25243 | 0.0001 | 0.22909
1263 | 1 | 0.0001407 | 0.00019839 | 0 | 0.00022322 | 0.00011416 | 0.28955 | 0.089863 | 0.0001 | 0.026654 | 0.25228 | 0.0001 | 0.093574
1264 | 1 | 0.0001363 | 0.00019519 | 0 | 0.00022322 | 0.00011416 | 0.21058 | 0.055112 | 0.0001 | 0.026774 | 0.25214 | 0.0001 | 0.018173
1265 | 1 | 0.0001345 | 0.00020139 | 0 | 0.00016448 | 0.00011416 | 0.035097 | 0.0195 | 0.0001 | 0.026894 | 0.252 | 0.0001 | 0
1266 | 1 | 0.0001365 | 0.00019359 | 0 | 0.00011748 | 0.00011416 | 0 | 0.0057054 | 0.0001 | 0.027013 | 0.25185 | 0.0001 | 0
1267 | 1 | 0.0001483 | 0.0001701 | 0 | 8.8113e-05 | 0.00011416 | 0 | 0.0085526 | 0.0001 | 0.027134 | 0.25171 | 0.0001 | 0
1268 | 1 | 0.0001443 | 0.000171 | 0 | 5.8742e-05 | 0.00011416 | 0 | 0.0309 | 0.0001 | 0.027254 | 0.25157 | 0.0001 | 0
1269 | 1 | 0.0001342 | 0.0001767 | 0 | 3.7595e-05 | 0.00011416 | 0 | 0.043503 | 0.0001 | 0.027373 | 0.25142 | 0.0001 | 0
1270 | 1 | 0.0001247 | 0.00022139 | 0 | 2.3497e-05 | 0.00011416 | 0 | 0.051194 | 0.0001 | 0.027493 | 0.25128 | 0.0001 | 0
1271 | 1 | 0.0001205 | 0.00026749 | 0 | 9.3987e-06 | 0.00011416 | 0 | 0.039464 | 0.0001 | 0.027615 | 0.25114 | 0.0001 | 0
1272 | 1 | 0.0001091 | 0.00033849 | 0 | 5.8742e-06 | 0.00011416 | 0 | 0.037797 | 0.0001 | 0.027734 | 0.25099 | 0.0001 | 0
1273 | 1 | 0.0001065 | 0.00035339 | 0 | 2.3497e-06 | 0.00011416 | 0 | 0.033758 | 0.0001 | 0.027854 | 0.25085 | 0.0001 | 0
1274 | 1 | 9.9907e-05 | 0.00037229 | 0 | 1.1748e-06 | 0.00011416 | 0 | 0.035413 | 0.0001 | 0.027974 | 0.25071 | 0.0001 | 0
1275 | 1 | 0.000102 | 0.00031409 | 0 | 1.4098e-05 | 0.00011416 | 0 | 0.042311 | 0.0001 | 0.028095 | 0.25056 | 0.0001 | 0
1276 | 1 | 9.7657e-05 | 0.00031609 | 0 | 3.7595e-05 | 0.00011416 | 0 | 0.053258 | 0.0001 | 0.028214 | 0.25042 | 0.0001 | 0
1277 | 1 | 8.9017e-05 | 0.00034819 | 0 | 9.3987e-05 | 0.00011416 | 0 | 0.072217 | 0.0001 | 0.028334 | 0.25028 | 0.0001 | 0
1278 | 1 | 8.8787e-05 | 0.00035459 | 0 | 0.0001821 | 0.00011416 | 0 | 0.083165 | 0.0001 | 0.028454 | 0.25014 | 0.0001 | 0
1279 | 1 | 9.0517e-05 | 0.00030579 | 0 | 0.0001586 | 0.00011416 | 0 | 0.092048 | 0.0001 | 0.028574 | 0.24999 | 0.0001 | 0
1280 | 1 | 9.5927e-05 | 0.00024169 | 0 | 0.00014685 | 0.00011416 | 0.0087742 | 0.11347 | 0.0001 | 0.028695 | 0.24985 | 0.0001 | 0
1281 | 1 | 0.0001048 | 0.00022459 | 0 | 0.00016448 | 0.00011416 | 0.087742 | 0.1337 | 0.0001 | 0.028815 | 0.24972 | 0.0001 | 0.031799
1282 | 1 | 0.0001129 | 0.00019989 | 0 | 0.00018797 | 0.00011416 | 0.17548 | 0.083165 | 0.0001 | 0.028935 | 0.24956 | 0.0001 | 0.14523
1283 | 1 | 0.0001175 | 0.0001716 | 0 | 0.00020677 | 0.00011416 | 0.28077 | 0.056436 | 0.0001 | 0.029055 | 0.24942 | 0.0001 | 0.25906
1284 | 1 | 0.0001191 | 0.0001546 | 0 | 0.00018797 | 0.00011416 | 0.26323 | 0.043039 | 0.0001 | 0.029175 | 0.24929 | 0.0001 | 0.34103
1285 | 1 | 0.0001179 | 0.0001763 | 0 | 0.00019032 | 0.00011416 | 0.35974 | 0.066523 | 0.0001 | 0.029295 | 0.24913 | 0.0001 | 0.3732
1286 | 1 | 0.0001197 | 0.0001476 | 0 | 0.00021382 | 0.00011416 | 0.3071 | 0.06937 | 0.0001 | 0.029415 | 0.249 | 0.0001 | 0.31092
1287 | 1 | 0.0001161 | 0.0001572 | 0 | 0.00022322 | 0.00011416 | 0.21936 | 0.086486 | 0.0001 | 0.029535 | 0.24885 | 0.0001 | 0.27502
1288 | 1 | 0.0001145 | 0.0001533 | 0 | 0.00022322 | 0.00011416 | 0.12284 | 0.086486 | 0.0001 | 0.029656 | 0.24871 | 0.0001 | 0.13213
1289 | 1 | 0.0001137 | 0.000163 | 0 | 0.00016448 | 0.00011416 | 0.0087742 | 0.11672 | 0.0001 | 0.029776 | 0.24857 | 0.0001 | 0
1290 | 1 | 0.0001181 | 0.0001603 | 0 | 0.00011748 | 0.00011416 | 0 | 0.14537 | 0.0001 | 0.029896 | 0.24843 | 0.0001 | 0
1291 | 1 | 0.0001312 | 0.0001482 | 0 | 8.8113e-05 | 0.00011416 | 0 | 0.18138 | 0.0001 | 0.030016 | 0.24828 | 0.0001 | 0
1292 | 1 | 0.0001285 | 0.0001545 | 0 | 5.8742e-05 | 0.00011416 | 0 | 0.19339 | 0.0001 | 0.030135 | 0.24813 | 0.0001 | 0
1293 | 1 | 0.0001206 | 0.0001621 | 0 | 3.7595e-05 | 0.00011416 | 0 | 0.19339 | 0.0001 | 0.030256 | 0.248 | 0.0001 | 0
1294 | 1 | 0.0001136 | 0.00020469 | 0 | 2.3497e-05 | 0.00011416 | 0 | 0.20188 | 0.0001 | 0.030376 | 0.24785 | 0.0001 | 0
1295 | 1 | 0.0001101 | 0.00025199 | 0 | 9.3987e-06 | 0.00011416 | 0 | 0.19538 | 0.0001 | 0.030496 | 0.24771 | 0.0001 | 0
1296 | 1 | 9.6707e-05 | 0.00033129 | 0 | 5.8742e-06 | 0.00011416 | 0 | 0.19014 | 0.0001 | 0.030616 | 0.24757 | 0.0001 | 0
1297 | 1 | 9.2197e-05 | 0.00034829 | 0 | 2.3497e-06 | 0.00011416 | 0 | 0.18609 | 0.0001 | 0.030737 | 0.24742 | 0.0001 | 0
1298 | 1 | 8.7387e-05 | 0.00036859 | 0 | 1.1748e-06 | 0.00011416 | 0 | 0.19704 | 0.0001 | 0.030857 | 0.24728 | 0.0001 | 0
1299 | 1 | 9.0197e-05 | 0.00031229 | 0 | 1.4098e-05 | 0.00011416 | 0 | 0.19943 | 0.0001 | 0.030977 | 0.24714 | 0.0001 | 0
1300 | 1 | 8.8077e-05 | 0.00030949 | 0 | 3.7595e-05 | 0.00011416 | 0 | 0.18975 | 0.0001 | 0.031096 | 0.247 | 0.0001 | 0
1301 | 1 | 8.1507e-05 | 0.00034409 | 0 | 9.3987e-05 | 0.00011416 | 0 | 0.18934 | 0.0001 | 0.031216 | 0.24685 | 0.0001 | 0
1302 | 1 | 8.1537e-05 | 0.00035009 | 0 | 0.0001821 | 0.00011416 | 0 | 0.20599 | 0.0001 | 0.031337 | 0.24671 | 0.0001 | 0
1303 | 1 | 8.0787e-05 | 0.00029999 | 0 | 0.0001586 | 0.00011416 | 0 | 0.21773 | 0.0001 | 0.031457 | 0.24657 | 0.0001 | 0
1304 | 1 | 8.3057e-05 | 0.00023599 | 0 | 0.00014685 | 0.00011416 | 0.026323 | 0.20725 | 0.0001 | 0.031577 | 0.24642 | 0.0001 | 0
1305 | 1 | 9.0167e-05 | 0.00021929 | 0 | 0.00016448 | 0.00011416 | 0.21936 | 0.12919 | 0.0001 | 0.031697 | 0.24628 | 0.0001 | 0
1306 | 1 | 9.8537e-05 | 0.00020279 | 0 | 0.00018797 | 0.00011416 | 0.31587 | 0.097688 | 0.0001 | 0.031818 | 0.24614 | 0.0001 | 0
1307 | 1 | 0.0001061 | 0.0001823 | 0 | 0.00020677 | 0.00011416 | 0.37729 | 0.073288 | 0.0001 | 0.031938 | 0.24599 | 0.0001 | 0.010571
1308 | 1 | 0.0001098 | 0.0001739 | 0 | 0.00018797 | 0.00011416 | 0.39484 | 0.073288 | 0.0001 | 0.032057 | 0.24585 | 0.0001 | 0.0007051
1309 | 1 | 0.0001091 | 0.00021069 | 0 | 0.00019032 | 0.00011416 | 0.42116 | 0.068907 | 0.0001 | 0.032177 | 0.24571 | 0.0001 | 0
1310 | 1 | 0.0001083 | 0.0001852 | 0 | 0.00021382 | 0.00011416 | 0.39484 | 0.071357 | 0.0001 | 0.032298 | 0.24556 | 0.0001 | 0.0059581
1311 | 1 | 0.0001021 | 0.00020019 | 0 | 0.00022322 | 0.00011416 | 0.33342 | 0.089665 | 0.0001 | 0.032418 | 0.24542 | 0.0001 | 0.0079536
1312 | 1 | 0.0001003 | 0.00019819 | 0 | 0.00022322 | 0.00011416 | 0.2369 | 0.16567 | 0.0001 | 0.032538 | 0.24528 | 0.0001 | 0.018235
1313 | 1 | 0.0001028 | 0.00020159 | 0 | 0.00016448 | 0.00011416 | 0.035097 | 0.18795 | 0.0001 | 0.032658 | 0.24513 | 0.0001 | 0
1314 | 1 | 0.0001106 | 0.0001888 | 0 | 0.00011748 | 0.00011416 | 0 | 0.21454 | 0.0001 | 0.032778 | 0.24499 | 0.0001 | 0
1315 | 1 | 0.0001259 | 0.0001642 | 0 | 8.8113e-05 | 0.00011416 | 0 | 0.21541 | 0.0001 | 0.032898 | 0.24485 | 0.0001 | 0
1316 | 1 | 0.0001253 | 0.0001624 | 0 | 5.8742e-05 | 0.00011416 | 0 | 0.22794 | 0.0001 | 0.033018 | 0.2447 | 0.0001 | 0
1317 | 1 | 0.0001184 | 0.0001641 | 0 | 3.7595e-05 | 0.00011416 | 0 | 0.22715 | 0.0001 | 0.033138 | 0.24456 | 0.0001 | 0
1318 | 1 | 0.000111 | 0.00020379 | 0 | 2.3497e-05 | 0.00011416 | 0 | 0.24499 | 0.0001 | 0.033258 | 0.24442 | 0.0001 | 0
1319 | 1 | 0.0001093 | 0.00024459 | 0 | 9.3987e-06 | 0.00011416 | 0 | 0.25626 | 0.0001 | 0.033379 | 0.24428 | 0.0001 | 0
1320 | 1 | 9.6247e-05 | 0.00030389 | 0 | 5.8742e-06 | 0.00011416 | 0 | 0.2558 | 0.0001 | 0.033499 | 0.24413 | 0.0001 | 0
1321 | 1 | 9.3877e-05 | 0.00031179 | 0 | 2.3497e-06 | 0.00011416 | 0 | 0.2558 | 0.0001 | 0.042155 | 0.24399 | 0.0001 | 0
1322 | 1 | 9.0267e-05 | 0.00032219 | 0 | 1.1748e-06 | 0.00011416 | 0 | 0.25778 | 0.0001 | 0.042276 | 0.24385 | 0.0001 | 0
1323 | 1 | 9.4067e-05 | 0.00027509 | 0 | 1.4098e-05 | 0.00011416 | 0 | 0.25778 | 0.0001 | 0.042396 | 0.2437 | 0.0001 | 0
1324 | 1 | 9.3167e-05 | 0.00027409 | 0 | 3.7595e-05 | 0.00011416 | 0 | 0.26018 | 0.0001 | 0.042516 | 0.24356 | 0.0001 | 0
1325 | 1 | 8.9937e-05 | 0.00030529 | 0 | 9.3987e-05 | 0.00011416 | 0 | 0.27065 | 0.0001 | 0.042635 | 0.24342 | 0.0001 | 0
1326 | 1 | 9.7287e-05 | 0.00031339 | 0 | 0.0001821 | 0.00011416 | 0 | 0.28113 | 0.0001 | 0.042756 | 0.24327 | 0.0001 | 0
1327 | 1 | 0.0001132 | 0.00027069 | 0 | 0.0001586 | 0.00011416 | 0 | 0.28391 | 0.0001 | 0.042876 | 0.24313 | 0.0001 | 0
1328 | 1 | 0.0001306 | 0.00021279 | 0 | 0.00014685 | 0.00011416 | 0.017548 | 0.27463 | 0.0001 | 0.042996 | 0.24299 | 0.0001 | 0
1329 | 1 | 0.000141 | 0.00019959 | 0 | 0.00016448 | 0.00011416 | 0.21058 | 0.13768 | 0.0001 | 0.043116 | 0.24284 | 0.0001 | 0
1330 | 1 | 0.0001461 | 0.0001828 | 0 | 0.00018797 | 0.00011416 | 0.2369 | 0.094112 | 0.0001 | 0.043235 | 0.2427 | 0.0001 | 0
1331 | 1 | 0.0001516 | 0.000165 | 0 | 0.00020677 | 0.00011416 | 0.2369 | 0.092909 | 0.0001 | 0.043357 | 0.24256 | 0.0001 | 0.051836
1332 | 1 | 0.0001539 | 0.0001544 | 0 | 0.00018797 | 0.00011416 | 0.18426 | 0.071092 | 0.0001 | 0.043476 | 0.24241 | 0.0001 | 0.073909
1333 | 1 | 0.0001437 | 0.0001875 | 0 | 0.00019032 | 0.00011416 | 0.13161 | 0.08045 | 0.0001 | 0.043596 | 0.24227 | 0.0001 | 0.15877
1334 | 1 | 0.0001469 | 0.0001585 | 0 | 0.00021382 | 0.00011416 | 0.17548 | 0.1136 | 0.0001 | 0.043715 | 0.24213 | 0.0001 | 0.1612
1335 | 1 | 0.0001433 | 0.0001716 | 0 | 0.00022322 | 0.00011416 | 0.20181 | 0.13058 | 0.0001 | 0.043837 | 0.24198 | 0.0001 | 0.068912
1336 | 1 | 0.0001396 | 0.0001744 | 0 | 0.00022322 | 0.00011416 | 0.13161 | 0.22071 | 0.0001 | 0.043956 | 0.24184 | 0.0001 | 0.063254
1337 | 1 | 0.0001373 | 0.0001816 | 0 | 0.00016448 | 0.00011416 | 0.026323 | 0.28325 | 0.0001 | 0.044076 | 0.2417 | 0.0001 | 0
1338 | 1 | 0.0001381 | 0.0001713 | 0 | 0.00011748 | 0.00011416 | 0 | 0.2558 | 0.0001 | 0.044196 | 0.24156 | 0.0001 | 0
1339 | 1 | 0.0001492 | 0.0001551 | 0 | 8.8113e-05 | 0.00011416 | 0 | 0.21209 | 0.0001 | 0.044318 | 0.24141 | 0.0001 | 0
1340 | 1 | 0.000146 | 0.0001554 | 0 | 5.8742e-05 | 0.00011416 | 0 | 0.21488 | 0.0001 | 0.044437 | 0.24127 | 0.0001 | 0
1341 | 1 | 0.0001362 | 0.0001614 | 0 | 3.7595e-05 | 0.00011416 | 0 | 0.21322 | 0.0001 | 0.044557 | 0.24113 | 0.0001 | 0
1342 | 1 | 0.0001262 | 0.00020859 | 0 | 2.3497e-05 | 0.00011416 | 0 | 0.2363 | 0.0001 | 0.044676 | 0.24098 | 0.0001 | 0
1343 | 1 | 0.0001209 | 0.00024709 | 0 | 9.3987e-06 | 0.00011416 | 0 | 0.26349 | 0.0001 | 0.044796 | 0.24084 | 0.0001 | 0
1344 | 1 | 0.0001085 | 0.00030919 | 0 | 5.8742e-06 | 0.00011416 | 0 | 0.30474 | 0.0001 | 0.044917 | 0.2407 | 0.0001 | 0
1345 | 1 | 0.0001121 | 0.00023629 | 0 | 2.3497e-06 | 0.00011416 | 0 | 0.42611 | 0.0001 | 0.045037 | 0.24055 | 0.0001 | 0
1346 | 1 | 0.0001065 | 0.00027789 | 0 | 1.1748e-06 | 0.00011416 | 0 | 0.51358 | 0.0001 | 0.045157 | 0.24041 | 0.0001 | 0
1347 | 1 | 0.000105 | 0.00026789 | 0 | 1.4098e-05 | 0.00011416 | 0 | 0.62666 | 0.0001 | 0.045277 | 0.24027 | 0.0001 | 0
1348 | 1 | 0.0001062 | 0.00023789 | 0 | 3.7595e-05 | 0.00011416 | 0 | 0.63601 | 0.0001 | 0.045398 | 0.24012 | 0.0001 | 0
1349 | 1 | 0.0001063 | 0.00020069 | 0 | 9.3987e-05 | 0.00011416 | 0 | 0.6256 | 0.0001 | 0.045518 | 0.23998 | 0.0001 | 0
1350 | 1 | 0.0001075 | 0.00025489 | 0 | 0.0001821 | 0.00011416 | 0 | 0.56664 | 0.0001 | 0.045637 | 0.23984 | 0.0001 | 0
1351 | 1 | 0.0001225 | 0.00020119 | 0 | 0.0001586 | 0.00011416 | 0 | 0.53235 | 0.0001 | 0.045757 | 0.23969 | 0.0001 | 0
1352 | 1 | 0.0001336 | 0.00021229 | 0 | 0.00014685 | 0.00011416 | 0.017548 | 0.55324 | 0.0001 | 0.045878 | 0.23955 | 0.0001 | 0
1353 | 1 | 0.0001421 | 0.00019909 | 0 | 0.00016448 | 0.00011416 | 0.087742 | 0.56703 | 0.0001 | 0.045998 | 0.23941 | 0.0001 | 0.056927
1354 | 1 | 0.0001452 | 0.00019069 | 0 | 0.00018797 | 0.00011416 | 0.11406 | 0.67169 | 0.0001 | 0.046118 | 0.23926 | 0.0001 | 0.16274
1355 | 1 | 0.0001484 | 0.0001768 | 0 | 0.00020677 | 0.00011416 | 0.12284 | 0.72428 | 0.0001 | 0.046238 | 0.23912 | 0.0001 | 0.24961
1356 | 1 | 0.0001521 | 0.000153 | 0 | 0.00018797 | 0.00011416 | 0.13161 | 0.73237 | 0.0001 | 0.046358 | 0.23898 | 0.0001 | 0.29464
1357 | 1 | 0.000144 | 0.0001664 | 0 | 0.00019032 | 0.00011416 | 0.13161 | 0.73118 | 0.0001 | 0.046478 | 0.23884 | 0.0001 | 0.29434
1358 | 1 | 0.0001455 | 0.0001515 | 0 | 0.00021382 | 0.00011416 | 0.14916 | 0.69762 | 0.0001 | 0.046598 | 0.23869 | 0.0001 | 0.24586
1359 | 1 | 0.0001417 | 0.0001676 | 0 | 0.00022322 | 0.00011416 | 0.14039 | 0.6459 | 0.0001 | 0.046718 | 0.23855 | 0.0001 | 0.18282
1360 | 1 | 0.0001367 | 0.00019889 | 0 | 0.00022322 | 0.00011416 | 0.13161 | 0.58892 | 0.0001 | 0.046838 | 0.23841 | 0.0001 | 0.094169
1361 | 1 | 0.0001327 | 0.00023579 | 0 | 0.00016448 | 0.00011416 | 0.017548 | 0.60709 | 0.0001 | 0.046959 | 0.23826 | 0.0001 | 0.0053352
1362 | 1 | 0.0001367 | 0.0001797 | 0 | 0.00011748 | 0.00011416 | 0 | 0.61751 | 0.0001 | 0.047079 | 0.23812 | 0.0001 | 0
1363 | 1 | 0.000147 | 0.0001706 | 0 | 8.8113e-05 | 0.00011416 | 0 | 0.63329 | 0.0001 | 0.047199 | 0.23799 | 0.0001 | 0
1364 | 1 | 0.0001442 | 0.0001609 | 0 | 5.8742e-05 | 0.00011416 | 0 | 0.67169 | 0.0001 | 0.047319 | 0.23783 | 0.0001 | 0
1365 | 1 | 0.0001347 | 0.000171 | 0 | 3.7595e-05 | 0.00011416 | 0 | 0.702 | 0.0001 | 0.047439 | 0.2377 | 0.0001 | 0
1366 | 1 | 0.0001215 | 0.00026209 | 0 | 2.3497e-05 | 0.00011416 | 0 | 0.65385 | 0.0001 | 0.047559 | 0.23755 | 0.0001 | 0
1367 | 1 | 0.0001218 | 0.00024219 | 0 | 9.3987e-06 | 0.00011416 | 0 | 0.58109 | 0.0001 | 0.047679 | 0.2374 | 0.0001 | 0
1368 | 1 | 0.000108 | 0.00031489 | 0 | 5.8742e-06 | 0.00011416 | 0 | 0.54973 | 0.0001 | 0.047799 | 0.23727 | 0.0001 | 0
1369 | 1 | 0.0001064 | 0.00031359 | 0 | 2.3497e-06 | 0.00011416 | 0 | 0.51862 | 0.0001 | 0.047886 | 0.23731 | 0.0001 | 0
1370 | 1 | 0.0001009 | 0.00035119 | 0 | 1.1748e-06 | 0.00011416 | 0 | 0.48387 | 0.0001 | 0.047917 | 0.23767 | 0.0001 | 0
1371 | 1 | 0.0001012 | 0.00032519 | 0 | 1.4098e-05 | 0.00011416 | 0 | 0.46126 | 0.0001 | 0.047949 | 0.23803 | 0.0001 | 0
1372 | 1 | 0.0001019 | 0.00029449 | 0 | 3.7595e-05 | 0.00011416 | 0 | 0.42126 | 0.0001 | 0.047979 | 0.2384 | 0.0001 | 0
1373 | 1 | 0.0001015 | 0.00025949 | 0 | 9.3987e-05 | 0.00011416 | 0 | 0.3897 | 0.0001 | 0.048011 | 0.23875 | 0.0001 | 0
1374 | 1 | 0.0001142 | 0.00019399 | 0 | 0.0001821 | 0.00011416 | 0 | 0.31416 | 0.0001 | 0.048041 | 0.23911 | 0.0001 | 0
1375 | 1 | 0.0001249 | 0.00019289 | 0 | 0.0001586 | 0.00011416 | 0 | 0.25918 | 0.0001 | 0.048074 | 0.23947 | 0.0001 | 0
1376 | 1 | 0.0001337 | 0.00022039 | 0 | 0.00014685 | 0.00011416 | 0.026323 | 0.19916 | 0.0001 | 0.048104 | 0.23984 | 0.0001 | 0
1377 | 1 | 0.0001396 | 0.00024319 | 0 | 0.00016448 | 0.00011416 | 0.21936 | 0.13576 | 0.0001 | 0.048136 | 0.2402 | 0.0001 | 0.066657
1378 | 1 | 0.0001435 | 0.00021649 | 0 | 0.00018797 | 0.00011416 | 0.3071 | 0.12442 | 0.0001 | 0.048167 | 0.24056 | 0.0001 | 0.20941
1379 | 1 | 0.0001476 | 0.00019259 | 0 | 0.00020677 | 0.00011416 | 0.36852 | 0.098946 | 0.0001 | 0.048199 | 0.24092 | 0.0001 | 0.34036
1380 | 1 | 0.0001497 | 0.0001766 | 0 | 0.00018797 | 0.00011416 | 0.41239 | 0.094907 | 0.0001 | 0.048229 | 0.24128 | 0.0001 | 0.42102
1381 | 1 | 0.0001422 | 0.0001796 | 0 | 0.00019032 | 0.00011416 | 0.47381 | 0.073751 | 0.0001 | 0.048261 | 0.24164 | 0.0001 | 0.45965
1382 | 1 | 0.0001418 | 0.0001789 | 0 | 0.00021382 | 0.00011416 | 0.44748 | 0.056767 | 0.0001 | 0.048292 | 0.242 | 0.0001 | 0.41421
1383 | 1 | 0.0001349 | 0.00020839 | 0 | 0.00022322 | 0.00011416 | 0.38607 | 0.048678 | 0.0001 | 0.048323 | 0.24236 | 0.0001 | 0.31304
1384 | 1 | 0.0001315 | 0.00020479 | 0 | 0.00022322 | 0.00011416 | 0.29832 | 0.073089 | 0.0001 | 0.048354 | 0.24272 | 0.0001 | 0.18291
1385 | 1 | 0.0001294 | 0.00020389 | 0 | 0.00016448 | 0.00011416 | 0.043871 | 0.10293 | 0.0001 | 0.048386 | 0.24308 | 0.0001 | 0.026675
1386 | 1 | 0.0001334 | 0.0001684 | 0 | 0.00011748 | 0.00011416 | 0 | 0.1264 | 0.0001 | 0.048417 | 0.24344 | 0.0001 | 0
1387 | 1 | 0.0001458 | 0.0001634 | 0 | 8.8113e-05 | 0.00011416 | 0 | 0.13967 | 0.0001 | 0.048448 | 0.24381 | 0.0001 | 0
1388 | 1 | 0.0001462 | 0.0001493 | 0 | 5.8742e-05 | 0.00011416 | 0 | 0.15061 | 0.0001 | 0.048479 | 0.24416 | 0.0001 | 0
1389 | 1 | 0.0001326 | 0.00020799 | 0 | 3.7595e-05 | 0.00011416 | 0 | 0.1725 | 0.0001 | 0.048511 | 0.24452 | 0.0001 | 0
1390 | 1 | 0.0001226 | 0.00026219 | 0 | 2.3497e-05 | 0.00011416 | 0 | 0.20401 | 0.0001 | 0.048542 | 0.24489 | 0.0001 | 0
1391 | 1 | 0.0001237 | 0.00022699 | 0 | 9.3987e-06 | 0.00011416 | 0 | 0.21368 | 0.0001 | 0.048573 | 0.24525 | 0.0001 | 0
1392 | 1 | 0.0001061 | 0.00034509 | 0 | 5.8742e-06 | 0.00011416 | 0 | 0.24711 | 0.0001 | 0.048604 | 0.24561 | 0.0001 | 0
1393 | 1 | 0.0001011 | 0.00037689 | 0 | 2.3497e-06 | 0.00011416 | 0 | 0.27543 | 0.0001 | 0.048636 | 0.24596 | 0.0001 | 0
1394 | 1 | 9.7427e-05 | 0.00039489 | 0 | 1.1748e-06 | 0.00011416 | 0 | 0.23882 | 0.0001 | 0.048667 | 0.24633 | 0.0001 | 0
1395 | 1 | 0.0001004 | 0.00033749 | 0 | 1.4098e-05 | 0.00011416 | 0 | 0.20771 | 0.0001 | 0.048698 | 0.24669 | 0.0001 | 0
1396 | 1 | 9.7687e-05 | 0.00033629 | 0 | 3.7595e-05 | 0.00011416 | 0 | 0.22263 | 0.0001 | 0.04873 | 0.24705 | 0.0001 | 0
1397 | 1 | 9.1127e-05 | 0.00037849 | 0 | 9.3987e-05 | 0.00011416 | 0 | 0.1924 | 0.0001 | 0.048761 | 0.24742 | 0.0001 | 0
1398 | 1 | 9.5427e-05 | 0.00038969 | 0 | 0.0001821 | 0.00011416 | 0 | 0.16454 | 0.0001 | 0.048792 | 0.24777 | 0.0001 | 0
1399 | 1 | 0.0001112 | 0.00033289 | 0 | 0.0001586 | 0.00011416 | 0 | 0.16009 | 0.0001 | 0.048824 | 0.24813 | 0.0001 | 0
1400 | 1 | 0.000129 | 0.00026099 | 0 | 0.00014685 | 0.00011416 | 0.043871 | 0.083959 | 0.0001 | 0.048854 | 0.24849 | 0.0001 | 0
1401 | 1 | 0.0001391 | 0.00023289 | 0 | 0.00016448 | 0.00011416 | 0.24568 | 0.053589 | 0.0001 | 0.048886 | 0.24886 | 0.0001 | 0.090218
1402 | 1 | 0.0001437 | 0.00020199 | 0 | 0.00018797 | 0.00011416 | 0.35097 | 0.041847 | 0.0001 | 0.048916 | 0.24921 | 0.0001 | 0.16409
1403 | 1 | 0.0001493 | 0.0001667 | 0 | 0.00020677 | 0.00011416 | 0.43871 | 0.095635 | 0.0001 | 0.048949 | 0.24957 | 0.0001 | 0.24704
1404 | 1 | 0.0001523 | 0.0001427 | 0 | 0.00018797 | 0.00011416 | 0.48258 | 0.10372 | 0.0001 | 0.048979 | 0.24993 | 0.0001 | 0.33732
1405 | 1 | 0.0001432 | 0.0001531 | 0 | 0.00019032 | 0.00011416 | 0.49136 | 0.10088 | 0.0001 | 0.049011 | 0.2503 | 0.0001 | 0.3256
1406 | 1 | 0.0001458 | 0.0001237 | 0 | 0.00021382 | 0.00011416 | 0.49136 | 0.084621 | 0.0001 | 0.049041 | 0.25066 | 0.0001 | 0.23476
1407 | 1 | 0.0001429 | 0.0001306 | 0 | 0.00022322 | 0.00011416 | 0.31587 | 0.08748 | 0.0001 | 0.049074 | 0.25102 | 0.0001 | 0.1266
1408 | 1 | 0.0001413 | 0.0001294 | 0 | 0.00022322 | 0.00011416 | 0.21936 | 0.10617 | 0.0001 | 0.049104 | 0.25138 | 0.0001 | 0.013847
1409 | 1 | 0.000139 | 0.0001432 | 0 | 0.00016448 | 0.00011416 | 0.026323 | 0.153 | 0.0001 | 0.049136 | 0.25174 | 0.0001 | 0
1410 | 1 | 0.00014 | 0.0001412 | 0 | 0.00011748 | 0.00011416 | 0 | 0.13158 | 0.0001 | 0.049166 | 0.2521 | 0.0001 | 0
1411 | 1 | 0.0001489 | 0.0001317 | 0 | 8.8113e-05 | 0.00011416 | 0 | 0.1418 | 0.0001 | 0.049198 | 0.25246 | 0.0001 | 0
1412 | 1 | 0.0001449 | 0.0001354 | 0 | 5.8742e-05 | 0.00011416 | 0 | 0.18788 | 0.0001 | 0.049229 | 0.25282 | 0.0001 | 0
1413 | 1 | 0.0001368 | 0.0001393 | 0 | 3.7595e-05 | 0.00011416 | 0 | 0.22456 | 0.0001 | 0.04926 | 0.25318 | 0.0001 | 0
1414 | 1 | 0.0001273 | 0.0001752 | 0 | 2.3497e-05 | 0.00011416 | 0 | 0.27258 | 0.0001 | 0.049292 | 0.25354 | 0.0001 | 0
1415 | 1 | 0.0001211 | 0.00021169 | 0 | 9.3987e-06 | 0.00011416 | 0 | 0.30447 | 0.0001 | 0.049323 | 0.25391 | 0.0001 | 0
1416 | 1 | 0.0001087 | 0.00026489 | 0 | 5.8742e-06 | 0.00011416 | 0 | 0.34725 | 0.0001 | 0.049354 | 0.25427 | 0.0001 | 0
1417 | 1 | 9.9197e-05 | 0.00027379 | 0 | 2.3497e-06 | 0.00011416 | 0 | 0.39129 | 0.0001 | 0.068964 | 0.27436 | 0.0001 | 0
1418 | 1 | 0.0001021 | 0.00021509 | 0 | 1.1748e-06 | 0.00011416 | 0 | 0.39175 | 0.0001 | 0.069044 | 0.27462 | 0.0001 | 0
1419 | 1 | 0.0001013 | 0.0001892 | 0 | 1.4098e-05 | 0.00011416 | 0 | 0.37962 | 0.0001 | 0.069125 | 0.27486 | 0.0001 | 0
1420 | 1 | 0.0001003 | 0.00019 | 0 | 3.7595e-05 | 0.00011416 | 0 | 0.37677 | 0.0001 | 0.069205 | 0.27512 | 0.0001 | 0
1421 | 1 | 9.7727e-05 | 0.00020879 | 0 | 9.3987e-05 | 0.00011416 | 0 | 0.37882 | 0.0001 | 0.069284 | 0.27538 | 0.0001 | 0
1422 | 1 | 0.0001052 | 0.00021609 | 0 | 0.0001821 | 0.00011416 | 0 | 0.39056 | 0.0001 | 0.069365 | 0.27563 | 0.0001 | 0
1423 | 1 | 0.0001202 | 0.0001832 | 0 | 0.0001586 | 0.00011416 | 0 | 0.40793 | 0.0001 | 0.069446 | 0.27588 | 0.0001 | 0
1424 | 1 | 0.0001362 | 0.0001494 | 0 | 0.00014685 | 0.00011416 | 0.043871 | 0.35183 | 0.0001 | 0.069525 | 0.27613 | 0.0001 | 0
1425 | 1 | 0.0001459 | 0.000138 | 0 | 0.00016448 | 0.00011416 | 0.28955 | 0.21521 | 0.0001 | 0.069605 | 0.27641 | 0.0001 | 0.01235
1426 | 1 | 0.0001483 | 0.0001241 | 0 | 0.00018797 | 0.00011416 | 0.41239 | 0.18211 | 0.0001 | 0.069685 | 0.27667 | 0.0001 | 0.25429
1427 | 1 | 0.0001519 | 0.0001023 | 0 | 0.00020677 | 0.00011416 | 0.5089 | 0.16593 | 0.0001 | 0.069766 | 0.27692 | 0.0001 | 0.2326
1428 | 1 | 0.0001542 | 9.3148e-05 | 0 | 0.00018797 | 0.00011416 | 0.55278 | 0.17038 | 0.0001 | 0.069846 | 0.27717 | 0.0001 | 0.28798
1429 | 1 | 0.0001447 | 0.0001154 | 0 | 0.00019032 | 0.00011416 | 0.53523 | 0.16633 | 0.0001 | 0.069926 | 0.27742 | 0.0001 | 0.15487
1430 | 1 | 0.0001459 | 0.0001155 | 0 | 0.00021382 | 0.00011416 | 0.51768 | 0.14006 | 0.0001 | 0.070005 | 0.27768 | 0.0001 | 0.1338
1431 | 1 | 0.0001427 | 0.0001287 | 0 | 0.00022322 | 0.00011416 | 0.42116 | 0.10738 | 0.0001 | 0.070087 | 0.27794 | 0.0001 | 0.031642
1432 | 1 | 0.0001379 | 0.0001402 | 0 | 0.00022322 | 0.00011416 | 0.3071 | 0.15884 | 0.0001 | 0.070167 | 0.27818 | 0.0001 | 0.02814
1433 | 1 | 0.0001339 | 0.0001427 | 0 | 0.00016448 | 0.00011416 | 0.061419 | 0.19153 | 0.0001 | 0.070246 | 0.27844 | 0.0001 | 0
1434 | 1 | 0.0001351 | 0.0001327 | 0 | 0.00011748 | 0.00011416 | 0 | 0.15426 | 0.0001 | 0.070326 | 0.27869 | 0.0001 | 0
1435 | 1 | 0.0001454 | 0.0001182 | 0 | 8.8113e-05 | 0.00011416 | 0 | 0.14577 | 0.0001 | 0.070407 | 0.27895 | 0.0001 | 0
1436 | 1 | 0.000144 | 0.0001202 | 0 | 5.8742e-05 | 0.00011416 | 0 | 0.12926 | 0.0001 | 0.070487 | 0.2792 | 0.0001 | 0
1437 | 1 | 0.0001345 | 0.0001279 | 0 | 3.7595e-05 | 0.00011416 | 0 | 0.12362 | 0.0001 | 0.070567 | 0.27945 | 0.0001 | 0
1438 | 1 | 0.0001252 | 0.0001655 | 0 | 2.3497e-05 | 0.00011416 | 0 | 0.12283 | 0.0001 | 0.070647 | 0.2797 | 0.0001 | 0
1439 | 1 | 0.0001195 | 0.00020499 | 0 | 9.3987e-06 | 0.00011416 | 0 | 0.12807 | 0.0001 | 0.070728 | 0.27996 | 0.0001 | 0
1440 | 1 | 0.0001088 | 0.00025609 | 0 | 5.8742e-06 | 0.00011416 | 0 | 0.13244 | 0.0001 | 0.070808 | 0.28021 | 0.0001 | 0
1441 | 1 | 0.0001049 | 0.00027949 | 0 | 2.3497e-06 | 0.00011416 | 0 | 0.1345 | 0.0001 | 0.070888 | 0.28049 | 0.0001 | 0
1442 | 1 | 9.9957e-05 | 0.00030279 | 0 | 1.1748e-06 | 0.00011416 | 0 | 0.14013 | 0.0001 | 0.070967 | 0.28074 | 0.0001 | 0
1443 | 1 | 0.0001013 | 0.00025909 | 0 | 1.4098e-05 | 0.00011416 | 0 | 0.15379 | 0.0001 | 0.071047 | 0.281 | 0.0001 | 0
1444 | 1 | 9.7537e-05 | 0.00026349 | 0 | 3.7595e-05 | 0.00011416 | 0 | 0.18729 | 0.0001 | 0.071129 | 0.28125 | 0.0001 | 0
1445 | 1 | 8.9517e-05 | 0.00029869 | 0 | 9.3987e-05 | 0.00011416 | 0 | 0.19014 | 0.0001 | 0.071209 | 0.28151 | 0.0001 | 0
1446 | 1 | 8.8977e-05 | 0.00030939 | 0 | 0.0001821 | 0.00011416 | 0 | 0.18735 | 0.0001 | 0.071288 | 0.28175 | 0.0001 | 0
1447 | 1 | 9.1907e-05 | 0.00027259 | 0 | 0.0001586 | 0.00011416 | 0 | 0.18411 | 0.0001 | 0.071368 | 0.28201 | 0.0001 | 0
1448 | 1 | 9.4087e-05 | 0.00022479 | 0 | 0.00014685 | 0.00011416 | 0.035097 | 0.16434 | 0.0001 | 0.071449 | 0.28226 | 0.0001 | 0
1449 | 1 | 0.000103 | 0.00020969 | 0 | 0.00016448 | 0.00011416 | 0.20181 | 0.13848 | 0.0001 | 0.071529 | 0.28252 | 0.0001 | 0.16217
1450 | 1 | 0.0001108 | 0.0001746 | 0 | 0.00018797 | 0.00011416 | 0.272 | 0.13848 | 0.0001 | 0.071609 | 0.28277 | 0.0001 | 0.32134
1451 | 1 | 0.0001158 | 0.0001364 | 0 | 0.00020677 | 0.00011416 | 0.33342 | 0.13363 | 0.0001 | 0.071688 | 0.28302 | 0.0001 | 0.40264
1452 | 1 | 0.0001179 | 0.0001121 | 0 | 0.00018797 | 0.00011416 | 0.38607 | 0.14458 | 0.0001 | 0.071769 | 0.28328 | 0.0001 | 0.35376
1453 | 1 | 0.0001166 | 0.0001218 | 0 | 0.00019032 | 0.00011416 | 0.37729 | 0.12999 | 0.0001 | 0.07185 | 0.28353 | 0.0001 | 0.3096
1454 | 1 | 0.0001184 | 9.6967e-05 | 0 | 0.00021382 | 0.00011416 | 0.36852 | 0.10121 | 0.0001 | 0.07193 | 0.28379 | 0.0001 | 0.27086
1455 | 1 | 0.0001155 | 0.0001009 | 0 | 0.00022322 | 0.00011416 | 0.33342 | 0.092644 | 0.0001 | 0.072009 | 0.28404 | 0.0001 | 0.13954
1456 | 1 | 0.0001142 | 0.0001014 | 0 | 0.00022322 | 0.00011416 | 0.24568 | 0.069569 | 0.0001 | 0.07209 | 0.28429 | 0.0001 | 0.038367
1457 | 1 | 0.0001136 | 0.0001028 | 0 | 0.00016448 | 0.00011416 | 0.052645 | 0.039199 | 0.0001 | 0.072171 | 0.28457 | 0.0001 | 0
1458 | 1 | 0.0001193 | 0.0001051 | 0 | 0.00011748 | 0.00011416 | 0 | 0.028715 | 0.0001 | 0.07225 | 0.28482 | 0.0001 | 0
1459 | 1 | 0.0001315 | 0.0001016 | 0 | 8.8113e-05 | 0.00011416 | 0 | 0.037267 | 0.0001 | 0.07233 | 0.28508 | 0.0001 | 0
1460 | 1 | 0.000127 | 0.0001083 | 0 | 5.8742e-05 | 0.00011416 | 0 | 0.057959 | 0.0001 | 0.072411 | 0.28532 | 0.0001 | 0
1461 | 1 | 0.0001195 | 0.0001103 | 0 | 3.7595e-05 | 0.00011416 | 0 | 0.067715 | 0.0001 | 0.072491 | 0.28558 | 0.0001 | 0
1462 | 1 | 0.0001134 | 0.0001449 | 0 | 2.3497e-05 | 0.00011416 | 0 | 0.088009 | 0.0001 | 0.072571 | 0.28584 | 0.0001 | 0
1463 | 1 | 0.0001097 | 0.0001757 | 0 | 9.3987e-06 | 0.00011416 | 0 | 0.099343 | 0.0001 | 0.072651 | 0.28609 | 0.0001 | 0
1464 | 1 | 9.9507e-05 | 0.00021549 | 0 | 5.8742e-06 | 0.00011416 | 0 | 0.099343 | 0.0001 | 0.072731 | 0.28634 | 0.0001 | 0
1465 | 1 | 9.4807e-05 | 0.00022369 | 0 | 2.3497e-06 | 0.00011416 | 0 | 0.090459 | 0.0001 | 0.072811 | 0.28659 | 0.0001 | 0
1466 | 1 | 8.8247e-05 | 0.00024049 | 0 | 1.1748e-06 | 0.00011416 | 0 | 0.10943 | 0.0001 | 0.072892 | 0.28685 | 0.0001 | 0
1467 | 1 | 8.8837e-05 | 0.00020589 | 0 | 1.4098e-05 | 0.00011416 | 0 | 0.11951 | 0.0001 | 0.072971 | 0.2871 | 0.0001 | 0
1468 | 1 | 8.7287e-05 | 0.00020749 | 0 | 3.7595e-05 | 0.00011416 | 0 | 0.12713 | 0.0001 | 0.073052 | 0.28736 | 0.0001 | 0
1469 | 1 | 8.2517e-05 | 0.00023009 | 0 | 9.3987e-05 | 0.00011416 | 0 | 0.13682 | 0.0001 | 0.073132 | 0.2876 | 0.0001 | 0
1470 | 1 | 8.3037e-05 | 0.00023179 | 0 | 0.0001821 | 0.00011416 | 0 | 0.14086 | 0.0001 | 0.073212 | 0.28786 | 0.0001 | 0
1471 | 1 | 8.3127e-05 | 0.0001889 | 0 | 0.0001586 | 0.00011416 | 0 | 0.14776 | 0.0001 | 0.073292 | 0.28811 | 0.0001 | 0
1472 | 1 | 8.6037e-05 | 0.0001259 | 0 | 0.00014685 | 0.00011416 | 0.061419 | 0.11181 | 0.0001 | 0.073373 | 0.28837 | 0.0001 | 0
1473 | 1 | 9.2297e-05 | 0.000118 | 0 | 0.00016448 | 0.00011416 | 0.25445 | 0.060486 | 0.0001 | 0.073453 | 0.28864 | 0.0001 | 0
1474 | 1 | 0.0001009 | 0.0001056 | 0 | 0.00018797 | 0.00011416 | 0.33342 | 0.069039 | 0.0001 | 0.073533 | 0.2889 | 0.0001 | 0.038621
1475 | 1 | 0.0001072 | 9.0228e-05 | 0 | 0.00020677 | 0.00011416 | 0.38607 | 0.064989 | 0.0001 | 0.073613 | 0.28915 | 0.0001 | 0.11091
1476 | 1 | 0.0001122 | 6.7848e-05 | 0 | 0.00018797 | 0.00011416 | 0.40361 | 0.075936 | 0.0001 | 0.073694 | 0.28941 | 0.0001 | 0.15716
1477 | 1 | 0.0001135 | 7.3858e-05 | 0 | 0.00019032 | 0.00011416 | 0.29832 | 0.087678 | 0.0001 | 0.073773 | 0.28966 | 0.0001 | 0.13589
1478 | 1 | 0.0001111 | 6.0388e-05 | 0 | 0.00021382 | 0.00011416 | 0.36852 | 0.09132 | 0.0001 | 0.073853 | 0.28991 | 0.0001 | 0.098145
1479 | 1 | 0.0001067 | 6.5988e-05 | 0 | 0.00022322 | 0.00011416 | 0.35097 | 0.10664 | 0.0001 | 0.073933 | 0.29016 | 0.0001 | 0.13125
1480 | 1 | 0.0001041 | 6.6988e-05 | 0 | 0.00022322 | 0.00011416 | 0.26323 | 0.16792 | 0.0001 | 0.074014 | 0.29042 | 0.0001 | 0.053243
1481 | 1 | 0.000105 | 7.3128e-05 | 0 | 0.00016448 | 0.00011416 | 0.061419 | 0.21919 | 0.0001 | 0.074094 | 0.29067 | 0.0001 | 0
1482 | 1 | 0.000111 | 8.7548e-05 | 0 | 0.00011748 | 0.00011416 | 0 | 0.22005 | 0.0001 | 0.074174 | 0.29093 | 0.0001 | 0
1483 | 1 | 0.0001248 | 9.0568e-05 | 0 | 8.8113e-05 | 0.00011416 | 0 | 0.18211 | 0.0001 | 0.074254 | 0.29118 | 0.0001 | 0
1484 | 1 | 0.0001255 | 9.3278e-05 | 0 | 5.8742e-05 | 0.00011416 | 0 | 0.15141 | 0.0001 | 0.074335 | 0.29143 | 0.0001 | 0
1485 | 1 | 0.0001192 | 9.7717e-05 | 0 | 3.7595e-05 | 0.00011416 | 0 | 0.1215 | 0.0001 | 0.074415 | 0.29169 | 0.0001 | 0
1486 | 1 | 0.0001143 | 0.0001255 | 0 | 2.3497e-05 | 0.00011416 | 0 | 0.12111 | 0.0001 | 0.074494 | 0.29194 | 0.0001 | 0
1487 | 1 | 0.0001092 | 0.0001617 | 0 | 9.3987e-06 | 0.00011416 | 0 | 0.11586 | 0.0001 | 0.074575 | 0.2922 | 0.0001 | 0
1488 | 1 | 9.5787e-05 | 0.00021029 | 0 | 5.8742e-06 | 0.00011416 | 0 | 0.11825 | 0.0001 | 0.074656 | 0.29247 | 0.0001 | 0
1489 | 1 | 9.1227e-05 | 0.00022599 | 0 | 2.3497e-06 | 0.00011416 | 0 | 0.11659 | 0.0001 | 0.046687 | 0.29272 | 0.0001 | 0
1490 | 1 | 8.5747e-05 | 0.00024389 | 0 | 1.1748e-06 | 0.00011416 | 0 | 0.11175 | 0.0001 | 0.046766 | 0.29298 | 0.0001 | 0
1491 | 1 | 8.7607e-05 | 0.00022219 | 0 | 1.4098e-05 | 0.00011416 | 0 | 0.10366 | 0.0001 | 0.046846 | 0.29324 | 0.0001 | 0
1492 | 1 | 8.7817e-05 | 0.00023809 | 0 | 3.7595e-05 | 0.00011416 | 0 | 0.095569 | 0.0001 | 0.046928 | 0.29348 | 0.0001 | 0
1493 | 1 | 8.6977e-05 | 0.00027209 | 0 | 9.3987e-05 | 0.00011416 | 0 | 0.082238 | 0.0001 | 0.047007 | 0.29374 | 0.0001 | 0
1494 | 1 | 9.6187e-05 | 0.00028949 | 0 | 0.0001821 | 0.00011416 | 0 | 0.081576 | 0.0001 | 0.047087 | 0.29399 | 0.0001 | 0
1495 | 1 | 0.0001131 | 0.00025459 | 0 | 0.0001586 | 0.00011416 | 0 | 0.11672 | 0.0001 | 0.047167 | 0.29425 | 0.0001 | 0
1496 | 1 | 0.0001298 | 0.00020579 | 0 | 0.00014685 | 0.00011416 | 0.078968 | 0.081178 | 0.0001 | 0.047248 | 0.2945 | 0.0001 | 0.015106
1497 | 1 | 0.0001396 | 0.0001799 | 0 | 0.00016448 | 0.00011416 | 0.25445 | 0.049539 | 0.0001 | 0.047328 | 0.29475 | 0.0001 | 0.19268
1498 | 1 | 0.0001438 | 0.0001462 | 0 | 0.00018797 | 0.00011416 | 0.33342 | 0.041847 | 0.0001 | 0.047408 | 0.295 | 0.0001 | 0.32985
1499 | 1 | 0.0001472 | 0.0001176 | 0 | 0.00020677 | 0.00011416 | 0.37729 | 0.05445 | 0.0001 | 0.047487 | 0.29526 | 0.0001 | 0.44562
1500 | 1 | 0.0001507 | 9.7737e-05 | 0 | 0.00018797 | 0.00011416 | 0.37729 | 0.066589 | 0.0001 | 0.047568 | 0.29551 | 0.0001 | 0.39738
1501 | 1 | 0.0001416 | 0.0001079 | 0 | 0.00019032 | 0.00011416 | 0.33342 | 0.051592 | 0.0001 | 0.047649 | 0.29576 | 0.0001 | 0.46188
1502 | 1 | 0.0001443 | 8.5268e-05 | 0 | 0.00021382 | 0.00011416 | 0.33342 | 0.05445 | 0.0001 | 0.047728 | 0.29601 | 0.0001 | 0.3942
1503 | 1 | 0.0001411 | 8.3458e-05 | 0 | 0.00022322 | 0.00011416 | 0.32465 | 0.05445 | 0.0001 | 0.047808 | 0.29627 | 0.0001 | 0.23069
1504 | 1 | 0.0001377 | 8.4778e-05 | 0 | 0.00022322 | 0.00011416 | 0.2369 | 0.079523 | 0.0001 | 0.047889 | 0.29655 | 0.0001 | 0.11461
1505 | 1 | 0.000136 | 8.9348e-05 | 0 | 0.00016448 | 0.00011416 | 0.061419 | 0.11553 | 0.0001 | 0.047969 | 0.2968 | 0.0001 | 0.41383
1506 | 1 | 0.0001354 | 9.2248e-05 | 0 | 0.00011748 | 0.00011416 | 0 | 0.15306 | 0.0001 | 0.048049 | 0.29705 | 0.0001 | 0
1507 | 1 | 0.0001462 | 9.5377e-05 | 0 | 8.8113e-05 | 0.00011416 | 0 | 0.15227 | 0.0001 | 0.048129 | 0.29731 | 0.0001 | 0
1508 | 1 | 0.0001442 | 0.0001071 | 0 | 5.8742e-05 | 0.00011416 | 0 | 0.14703 | 0.0001 | 0.04821 | 0.29756 | 0.0001 | 0
1509 | 1 | 0.0001344 | 0.0001115 | 0 | 3.7595e-05 | 0.00011416 | 0 | 0.12481 | 0.0001 | 0.04829 | 0.29782 | 0.0001 | 0
1510 | 1 | 0.0001261 | 0.0001439 | 0 | 2.3497e-05 | 0.00011416 | 0 | 0.094112 | 0.0001 | 0.04837 | 0.29806 | 0.0001 | 0
1511 | 1 | 0.0001172 | 0.0001845 | 0 | 9.3987e-06 | 0.00011416 | 0 | 0.077989 | 0.0001 | 0.048449 | 0.29832 | 0.0001 | 0
1512 | 1 | 0.0001036 | 0.00023269 | 0 | 5.8742e-06 | 0.00011416 | 0 | 0.083628 | 0.0001 | 0.04853 | 0.29858 | 0.0001 | 0
1513 | 1 | 0.0001059 | 0.0001838 | 0 | 2.3497e-06 | 0.00011416 | 0 | 0.054384 | 0.0001 | 0.04861 | 0.29883 | 0.0001 | 0
1514 | 1 | 0.0001005 | 0.00022169 | 0 | 1.1748e-06 | 0.00011416 | 0 | 0.054384 | 0.0001 | 0.048691 | 0.29909 | 0.0001 | 0
1515 | 1 | 9.9827e-05 | 0.00020749 | 0 | 1.4098e-05 | 0.00011416 | 0 | 0.06042 | 0.0001 | 0.04877 | 0.29933 | 0.0001 | 0
1516 | 1 | 0.0001006 | 0.000186 | 0 | 3.7595e-05 | 0.00011416 | 0 | 0.050267 | 0.0001 | 0.04885 | 0.29959 | 0.0001 | 0
1517 | 1 | 0.0001011 | 0.0001586 | 0 | 9.3987e-05 | 0.00011416 | 0 | 0.035281 | 0.0001 | 0.048931 | 0.29984 | 0.0001 | 0
1518 | 1 | 0.0001062 | 0.00019819 | 0 | 0.0001821 | 0.00011416 | 0 | 0.026861 | 0.0001 | 0.049011 | 0.3001 | 0.0001 | 0
1519 | 1 | 0.0001243 | 0.0001597 | 0 | 0.0001586 | 0.00011416 | 0 | 0.051525 | 0.0001 | 0.049091 | 0.30035 | 0.0001 | 0
1520 | 1 | 0.000136 | 0.000168 | 0 | 0.00014685 | 0.00011416 | 0.078968 | 0.033295 | 0.0001 | 0.04917 | 0.30062 | 0.0001 | 0
1521 | 1 | 0.0001453 | 0.0001566 | 0 | 0.00016448 | 0.00011416 | 0.21936 | 0.042178 | 0.0001 | 0.049251 | 0.30088 | 0.0001 | 0.056428
1522 | 1 | 0.0001467 | 0.0001492 | 0 | 0.00018797 | 0.00011416 | 0.28955 | 0.042178 | 0.0001 | 0.049332 | 0.30114 | 0.0001 | 0.10815
1523 | 1 | 0.0001506 | 0.0001368 | 0 | 0.00020677 | 0.00011416 | 0.32465 | 0.040986 | 0.0001 | 0.049412 | 0.30139 | 0.0001 | 0.12503
1524 | 1 | 0.00015599 | 0.000115 | 0 | 0.00018797 | 0.00011416 | 0.31587 | 0.046692 | 0.0001 | 0.049491 | 0.30164 | 0.0001 | 0.18821
1525 | 1 | 0.0001463 | 0.0001199 | 0 | 0.00019032 | 0.00011416 | 0.31587 | 0.059295 | 0.0001 | 0.049572 | 0.30189 | 0.0001 | 0.13572
1526 | 1 | 0.0001488 | 0.000105 | 0 | 0.00021382 | 0.00011416 | 0.35097 | 0.059295 | 0.0001 | 0.049652 | 0.30215 | 0.0001 | 0.14538
1527 | 1 | 0.0001458 | 0.0001125 | 0 | 0.00022322 | 0.00011416 | 0.33342 | 0.075473 | 0.0001 | 0.049732 | 0.3024 | 0.0001 | 0.17679
1528 | 1 | 0.0001414 | 0.0001341 | 0 | 0.00022322 | 0.00011416 | 0.22813 | 0.10293 | 0.0001 | 0.049812 | 0.30266 | 0.0001 | 0.12456
1529 | 1 | 0.0001369 | 0.0001511 | 0 | 0.00016448 | 0.00011416 | 0.070194 | 0.17847 | 0.0001 | 0.049893 | 0.3029 | 0.0001 | 0.028524
1530 | 1 | 0.0001375 | 0.0001123 | 0 | 0.00011748 | 0.00011416 | 0 | 0.23464 | 0.0001 | 0.049972 | 0.30316 | 0.0001 | 0
1531 | 1 | 0.0001465 | 0.0001144 | 0 | 8.8113e-05 | 0.00011416 | 0 | 0.26608 | 0.0001 | 0.050053 | 0.30341 | 0.0001 | 0
1532 | 1 | 0.0001455 | 0.0001204 | 0 | 5.8742e-05 | 0.00011416 | 0 | 0.27251 | 0.0001 | 0.050133 | 0.30367 | 0.0001 | 0
1533 | 1 | 0.0001346 | 0.0001388 | 0 | 3.7595e-05 | 0.00011416 | 0 | 0.24187 | 0.0001 | 0.050213 | 0.30391 | 0.0001 | 0
1534 | 1 | 0.0001216 | 0.00021359 | 0 | 2.3497e-05 | 0.00011416 | 0 | 0.22701 | 0.0001 | 0.050293 | 0.30417 | 0.0001 | 0
1535 | 1 | 0.0001195 | 0.00019329 | 0 | 9.3987e-06 | 0.00011416 | 0 | 0.20924 | 0.0001 | 0.050374 | 0.30443 | 0.0001 | 0
1536 | 1 | 0.0001057 | 0.00025369 | 0 | 5.8742e-06 | 0.00011416 | 0 | 0.22695 | 0.0001 | 0.050453 | 0.30471 | 0.0001 | 0
1537 | 1 | 0.0001019 | 0.00025529 | 0 | 2.3497e-06 | 0.00011416 | 0 | 0.2249 | 0.0001 | 0.050769 | 0.30478 | 0.0001 | 0
1538 | 1 | 9.6957e-05 | 0.00029359 | 0 | 1.1748e-06 | 0.00011416 | 0 | 0.22078 | 0.0001 | 0.051477 | 0.30463 | 0.0001 | 0
1539 | 1 | 9.7627e-05 | 0.00027009 | 0 | 1.4098e-05 | 0.00011416 | 0 | 0.21833 | 0.0001 | 0.052185 | 0.30445 | 0.0001 | 0
1540 | 1 | 9.9607e-05 | 0.00023989 | 0 | 3.7595e-05 | 0.00011416 | 0 | 0.22151 | 0.0001 | 0.052891 | 0.3043 | 0.0001 | 0
1541 | 1 | 0.0001012 | 0.00020689 | 0 | 9.3987e-05 | 0.00011416 | 0 | 0.28458 | 0.0001 | 0.053599 | 0.30414 | 0.0001 | 0
1542 | 1 | 0.0001138 | 0.0001604 | 0 | 0.0001821 | 0.00011416 | 0 | 0.38512 | 0.0001 | 0.054307 | 0.30397 | 0.0001 | 0
1543 | 1 | 0.0001265 | 0.0001588 | 0 | 0.0001586 | 0.00011416 | 0 | 0.43081 | 0.0001 | 0.055014 | 0.30382 | 0.0001 | 0
1544 | 1 | 0.0001355 | 0.000183 | 0 | 0.00014685 | 0.00011416 | 0.043871 | 0.38519 | 0.0001 | 0.055722 | 0.30364 | 0.0001 | 0
1545 | 1 | 0.0001409 | 0.00019949 | 0 | 0.00016448 | 0.00011416 | 0.10529 | 0.37557 | 0.0001 | 0.056429 | 0.30349 | 0.0001 | 0.084015
1546 | 1 | 0.0001437 | 0.0001775 | 0 | 0.00018797 | 0.00011416 | 0.15794 | 0.43499 | 0.0001 | 0.057137 | 0.30331 | 0.0001 | 0.13413
1547 | 1 | 0.0001473 | 0.0001587 | 0 | 0.00020677 | 0.00011416 | 0.19303 | 0.42896 | 0.0001 | 0.057844 | 0.30316 | 0.0001 | 0.23358
1548 | 1 | 0.0001518 | 0.0001375 | 0 | 0.00018797 | 0.00011416 | 0.21058 | 0.42697 | 0.0001 | 0.058551 | 0.30298 | 0.0001 | 0.20567
1549 | 1 | 0.0001444 | 0.0001379 | 0 | 0.00019032 | 0.00011416 | 0.20181 | 0.41364 | 0.0001 | 0.059259 | 0.30283 | 0.0001 | 0.14837
1550 | 1 | 0.0001448 | 0.000145 | 0 | 0.00021382 | 0.00011416 | 0.20181 | 0.43015 | 0.0001 | 0.059967 | 0.30266 | 0.0001 | 0.10181
1551 | 1 | 0.0001396 | 0.0001746 | 0 | 0.00022322 | 0.00011416 | 0.19303 | 0.397 | 0.0001 | 0.060674 | 0.3025 | 0.0001 | 0.073299
1552 | 1 | 0.000137 | 0.0001763 | 0 | 0.00022322 | 0.00011416 | 0.13161 | 0.34984 | 0.0001 | 0.061382 | 0.30232 | 0.0001 | 0.0095496
1553 | 1 | 0.0001349 | 0.0001823 | 0 | 0.00016448 | 0.00011416 | 0.035097 | 0.37849 | 0.0001 | 0.06209 | 0.30217 | 0.0001 | 0
1554 | 1 | 0.000137 | 0.0001515 | 0 | 0.00011748 | 0.00011416 | 0 | 0.43261 | 0.0001 | 0.062796 | 0.302 | 0.0001 | 0
1555 | 1 | 0.0001474 | 0.0001395 | 0 | 8.8113e-05 | 0.00011416 | 0 | 0.44918 | 0.0001 | 0.063504 | 0.30184 | 0.0001 | 0
1556 | 1 | 0.0001467 | 0.0001232 | 0 | 5.8742e-05 | 0.00011416 | 0 | 0.44799 | 0.0001 | 0.064212 | 0.30166 | 0.0001 | 0
1557 | 1 | 0.0001336 | 0.0001686 | 0 | 3.7595e-05 | 0.00011416 | 0 | 0.47823 | 0.0001 | 0.064919 | 0.30151 | 0.0001 | 0
1558 | 1 | 0.0001249 | 0.00020179 | 0 | 2.3497e-05 | 0.00011416 | 0 | 0.48513 | 0.0001 | 0.065627 | 0.30136 | 0.0001 | 0
1559 | 1 | 0.0001223 | 0.0001746 | 0 | 9.3987e-06 | 0.00011416 | 0 | 0.4848 | 0.0001 | 0.066334 | 0.30119 | 0.0001 | 0
1560 | 1 | 0.0001062 | 0.00026169 | 0 | 5.8742e-06 | 0.00011416 | 0 | 0.46245 | 0.0001 | 0.067042 | 0.30103 | 0.0001 | 0
1561 | 1 | 0.0001013 | 0.00028299 | 0 | 2.3497e-06 | 0.00011416 | 0 | 0.44991 | 0.0001 | 0.067749 | 0.30085 | 0.0001 | 0
1562 | 1 | 9.9427e-05 | 0.00029749 | 0 | 1.1748e-06 | 0.00011416 | 0 | 0.44508 | 0.0001 | 0.068456 | 0.3007 | 0.0001 | 0
1563 | 1 | 0.0001009 | 0.00025529 | 0 | 1.4098e-05 | 0.00011416 | 0 | 0.44057 | 0.0001 | 0.069164 | 0.30053 | 0.0001 | 0
1564 | 1 | 9.8797e-05 | 0.00025819 | 0 | 3.7595e-05 | 0.00011416 | 0 | 0.43168 | 0.0001 | 0.069872 | 0.30037 | 0.0001 | 0
1565 | 1 | 9.3217e-05 | 0.00028979 | 0 | 9.3987e-05 | 0.00011416 | 0 | 0.41762 | 0.0001 | 0.070579 | 0.30019 | 0.0001 | 0
1566 | 1 | 9.9887e-05 | 0.00030399 | 0 | 0.0001821 | 0.00011416 | 0 | 0.39222 | 0.0001 | 0.071286 | 0.30004 | 0.0001 | 0
1567 | 1 | 0.0001162 | 0.00026669 | 0 | 0.0001586 | 0.00011416 | 0 | 0.36364 | 0.0001 | 0.071994 | 0.29987 | 0.0001 | 0
1568 | 1 | 0.0001337 | 0.00021779 | 0 | 0.00014685 | 0.00011416 | 0.052645 | 0.29101 | 0.0001 | 0.072701 | 0.29972 | 0.0001 | 0
1569 | 1 | 0.0001446 | 0.00020839 | 0 | 0.00016448 | 0.00011416 | 0.14916 | 0.2548 | 0.0001 | 0.073409 | 0.29953 | 0.0001 | 0
1570 | 1 | 0.0001486 | 0.00019499 | 0 | 0.00018797 | 0.00011416 | 0.29832 | 0.27298 | 0.0001 | 0.074116 | 0.29938 | 0.0001 | 0.039232
1571 | 1 | 0.0001529 | 0.0001751 | 0 | 0.00020677 | 0.00011416 | 0.36852 | 0.28677 | 0.0001 | 0.074824 | 0.29921 | 0.0001 | 0.056512
1572 | 1 | 0.0001546 | 0.0001654 | 0 | 0.00018797 | 0.00011416 | 0.40361 | 0.26501 | 0.0001 | 0.075531 | 0.29906 | 0.0001 | 0.10532
1573 | 1 | 0.0001448 | 0.00019539 | 0 | 0.00019032 | 0.00011416 | 0.34219 | 0.22781 | 0.0001 | 0.076239 | 0.2989 | 0.0001 | 0.103
1574 | 1 | 0.0001481 | 0.0001693 | 0 | 0.00021382 | 0.00011416 | 0.28077 | 0.20652 | 0.0001 | 0.076946 | 0.29872 | 0.0001 | 0.13856
1575 | 1 | 0.0001442 | 0.00018 | 0 | 0.00022322 | 0.00011416 | 0.21936 | 0.16009 | 0.0001 | 0.077653 | 0.29858 | 0.0001 | 0.089554
1576 | 1 | 0.0001421 | 0.0001781 | 0 | 0.00022322 | 0.00011416 | 0.14039 | 0.12283 | 0.0001 | 0.078361 | 0.2984 | 0.0001 | 0.053797
1577 | 1 | 0.0001397 | 0.000185 | 0 | 0.00016448 | 0.00011416 | 0.052645 | 0.11214 | 0.0001 | 0.079068 | 0.29825 | 0.0001 | 0
1578 | 1 | 0.0001387 | 0.0001763 | 0 | 0.00011748 | 0.00011416 | 0 | 0.11447 | 0.0001 | 0.079776 | 0.29806 | 0.0001 | 0
1579 | 1 | 0.0001477 | 0.0001586 | 0 | 8.8113e-05 | 0.00011416 | 0 | 0.12574 | 0.0001 | 0.080483 | 0.29791 | 0.0001 | 0
1580 | 1 | 0.0001472 | 0.0001571 | 0 | 5.8742e-05 | 0.00011416 | 0 | 0.12893 | 0.0001 | 0.081191 | 0.29774 | 0.0001 | 0
1581 | 1 | 0.0001378 | 0.0001602 | 0 | 3.7595e-05 | 0.00011416 | 0 | 0.1136 | 0.0001 | 0.081899 | 0.29759 | 0.0001 | 0
1582 | 1 | 0.0001278 | 0.00020569 | 0 | 2.3497e-05 | 0.00011416 | 0 | 0.11056 | 0.0001 | 0.082606 | 0.29741 | 0.0001 | 0
1583 | 1 | 0.0001198 | 0.00025259 | 0 | 9.3987e-06 | 0.00011416 | 0 | 0.10738 | 0.0001 | 0.083311 | 0.29725 | 0.0001 | 0
1584 | 1 | 0.0001055 | 0.00032179 | 0 | 5.8742e-06 | 0.00011416 | 0 | 0.10617 | 0.0001 | 0.084022 | 0.29708 | 0.0001 | 0
1585 | 1 | 0.000102 | 0.00033809 | 0 | 2.3497e-06 | 0.00011416 | 0 | 0.10452 | 0.0001 | 0.084725 | 0.29693 | 0.0001 | 0
1586 | 1 | 0.0001001 | 0.00035629 | 0 | 1.1748e-06 | 0.00011416 | 0 | 0.093251 | 0.0001 | 0.085436 | 0.29675 | 0.0001 | 0
1587 | 1 | 0.0001024 | 0.00030909 | 0 | 1.4098e-05 | 0.00011416 | 0 | 0.077062 | 0.0001 | 0.086148 | 0.29659 | 0.0001 | 0
1588 | 1 | 9.8897e-05 | 0.00031349 | 0 | 3.7595e-05 | 0.00011416 | 0 | 0.058765 | 0.0001 | 0.08685 | 0.29642 | 0.0001 | 0
1589 | 1 | 9.1617e-05 | 0.00035509 | 0 | 9.3987e-05 | 0.00011416 | 0 | 0.061612 | 0.0001 | 0.087562 | 0.29627 | 0.0001 | 0
1590 | 1 | 9.7427e-05 | 0.00037169 | 0 | 0.0001821 | 0.00011416 | 0 | 0.063599 | 0.0001 | 0.088265 | 0.29612 | 0.0001 | 0
1591 | 1 | 0.0001142 | 0.00032679 | 0 | 0.0001586 | 0.00011416 | 0 | 0.07779 | 0.0001 | 0.088976 | 0.29594 | 0.0001 | 0
1592 | 1 | 0.0001308 | 0.00026399 | 0 | 0.00014685 | 0.00011416 | 0.10529 | 0.051062 | 0.0001 | 0.089679 | 0.29579 | 0.0001 | 0.020889
1593 | 1 | 0.0001414 | 0.00024349 | 0 | 0.00016448 | 0.00011416 | 0.2369 | 0.04987 | 0.0001 | 0.09039 | 0.29561 | 0.0001 | 0.13039
1594 | 1 | 0.0001441 | 0.00022339 | 0 | 0.00018797 | 0.00011416 | 0.29832 | 0.024003 | 0.0001 | 0.091093 | 0.29546 | 0.0001 | 0.32823
1595 | 1 | 0.000148 | 0.00019789 | 0 | 0.00020677 | 0.00011416 | 0.33342 | 0.026861 | 0.0001 | 0.091804 | 0.29528 | 0.0001 | 0.36275
1596 | 1 | 0.0001493 | 0.0001856 | 0 | 0.00018797 | 0.00011416 | 0.35097 | 0.039464 | 0.0001 | 0.092507 | 0.29513 | 0.0001 | 0.46315
1597 | 1 | 0.0001406 | 0.00021589 | 0 | 0.00019032 | 0.00011416 | 0.35097 | 0.062605 | 0.0001 | 0.093218 | 0.29495 | 0.0001 | 0.45318
1598 | 1 | 0.0001426 | 0.0001878 | 0 | 0.00021382 | 0.00011416 | 0.34219 | 0.066655 | 0.0001 | 0.093929 | 0.2948 | 0.0001 | 0.36271
1599 | 1 | 0.000138 | 0.00020239 | 0 | 0.00022322 | 0.00011416 | 0.3071 | 0.06745 | 0.0001 | 0.094632 | 0.29462 | 0.0001 | 0.30678
1600 | 1 | 0.0001347 | 0.00020219 | 0 | 0.00022322 | 0.00011416 | 0.21058 | 0.079523 | 0.0001 | 0.095344 | 0.29448 | 0.0001 | 0.2227
1601 | 1 | 0.0001304 | 0.00020809 | 0 | 0.00016448 | 0.00011416 | 0.070194 | 0.10101 | 0.0001 | 0.096047 | 0.29429 | 0.0001 | 0.034994
1602 | 1 | 0.0001305 | 0.00020269 | 0 | 0.00011748 | 0.00011416 | 0 | 0.061281 | 0.0001 | 0.096758 | 0.29414 | 0.0001 | 0
1603 | 1 | 0.000142 | 0.0001812 | 0 | 8.8113e-05 | 0.00011416 | 0 | 0.047486 | 0.0001 | 0.097461 | 0.29396 | 0.0001 | 0
1604 | 1 | 0.0001439 | 0.0001875 | 0 | 5.8742e-05 | 0.00011416 | 0 | 0.04987 | 0.0001 | 0.098172 | 0.29382 | 0.0001 | 0
1605 | 1 | 0.0001338 | 0.00020119 | 0 | 3.7595e-05 | 0.00011416 | 0 | 0.03847 | 0.0001 | 0.098875 | 0.29364 | 0.0001 | 0
1606 | 1 | 0.000123 | 0.00025989 | 0 | 2.3497e-05 | 0.00011416 | 0 | 0.055443 | 0.0001 | 0.099586 | 0.29348 | 0.0001 | 0
1607 | 1 | 0.0001163 | 0.00032349 | 0 | 9.3987e-06 | 0.00011416 | 0 | 0.080516 | 0.0001 | 0.10029 | 0.29333 | 0.0001 | 0
1608 | 1 | 0.0001041 | 0.00040709 | 0 | 5.8742e-06 | 0.00011416 | 0 | 0.088605 | 0.0001 | 0.101 | 0.29316 | 0.0001 | 0
1609 | 1 | 0.0001011 | 0.00042509 | 0 | 2.3497e-06 | 0.00011416 | 0 | 0.080582 | 0.0001 | 0.10171 | 0.29301 | 0.0001 | 0
1610 | 1 | 9.6737e-05 | 0.00044769 | 0 | 1.1748e-06 | 0.00011416 | 0 | 0.073818 | 0.0001 | 0.10241 | 0.29282 | 0.0001 | 0
1611 | 1 | 9.7727e-05 | 0.00038319 | 0 | 1.4098e-05 | 0.00011416 | 0 | 0.077923 | 0.0001 | 0.10313 | 0.29267 | 0.0001 | 0
1612 | 1 | 9.3217e-05 | 0.00038159 | 0 | 3.7595e-05 | 0.00011416 | 0 | 0.092048 | 0.0001 | 0.10383 | 0.2925 | 0.0001 | 0
1613 | 1 | 8.3107e-05 | 0.00041889 | 0 | 9.3987e-05 | 0.00011416 | 0 | 0.13735 | 0.0001 | 0.10454 | 0.29235 | 0.0001 | 0
1614 | 1 | 8.2797e-05 | 0.00042149 | 0 | 0.0001821 | 0.00011416 | 0 | 0.14749 | 0.0001 | 0.10524 | 0.29217 | 0.0001 | 0
1615 | 1 | 8.7997e-05 | 0.00035389 | 0 | 0.0001586 | 0.00011416 | 0 | 0.18676 | 0.0001 | 0.10595 | 0.29201 | 0.0001 | 0
1616 | 1 | 9.5817e-05 | 0.00027739 | 0 | 0.00014685 | 0.00011416 | 0.052645 | 0.14312 | 0.0001 | 0.10666 | 0.29184 | 0.0001 | 0
1617 | 1 | 0.0001064 | 0.00026279 | 0 | 0.00016448 | 0.00011416 | 0.12284 | 0.20108 | 0.0001 | 0.10737 | 0.29169 | 0.0001 | 0
1618 | 1 | 0.0001148 | 0.00024289 | 0 | 0.00018797 | 0.00011416 | 0.11406 | 0.2814 | 0.0001 | 0.10807 | 0.29151 | 0.0001 | 0.078389
1619 | 1 | 0.0001207 | 0.00021739 | 0 | 0.00020677 | 0.00011416 | 0.12284 | 0.32093 | 0.0001 | 0.10878 | 0.29136 | 0.0001 | 0.19565
1620 | 1 | 0.0001221 | 0.00020379 | 0 | 0.00018797 | 0.00011416 | 0.14039 | 0.38068 | 0.0001 | 0.10949 | 0.29118 | 0.0001 | 0.064131
1621 | 1 | 0.0001196 | 0.00023999 | 0 | 0.00019032 | 0.00011416 | 0.11406 | 0.41265 | 0.0001 | 0.1102 | 0.29103 | 0.0001 | 0.19095
1622 | 1 | 0.0001222 | 0.00020219 | 0 | 0.00021382 | 0.00011416 | 0.12284 | 0.41954 | 0.0001 | 0.11091 | 0.29088 | 0.0001 | 0.10361
1623 | 1 | 0.0001178 | 0.00021949 | 0 | 0.00022322 | 0.00011416 | 0.14916 | 0.41835 | 0.0001 | 0.11162 | 0.2907 | 0.0001 | 0.12349
1624 | 1 | 0.0001162 | 0.00021649 | 0 | 0.00022322 | 0.00011416 | 0.13161 | 0.37517 | 0.0001 | 0.11232 | 0.29054 | 0.0001 | 0.10117
1625 | 1 | 0.0001143 | 0.00022779 | 0 | 0.00016448 | 0.00011416 | 0.052645 | 0.3769 | 0.0001 | 0.11303 | 0.29037 | 0.0001 | 0
1626 | 1 | 0.0001172 | 0.00021959 | 0 | 0.00011748 | 0.00011416 | 0 | 0.47777 | 0.0001 | 0.11374 | 0.29022 | 0.0001 | 0
1627 | 1 | 0.0001292 | 0.00019469 | 0 | 8.8113e-05 | 0.00011416 | 0 | 0.55463 | 0.0001 | 0.11445 | 0.29004 | 0.0001 | 0
1628 | 1 | 0.0001294 | 0.00019919 | 0 | 5.8742e-05 | 0.00011416 | 0 | 0.62765 | 0.0001 | 0.11515 | 0.28989 | 0.0001 | 0
1629 | 1 | 0.0001205 | 0.00020719 | 0 | 3.7595e-05 | 0.00011416 | 0 | 0.61731 | 0.0001 | 0.11586 | 0.28971 | 0.0001 | 0
1630 | 1 | 0.0001128 | 0.00026179 | 0 | 2.3497e-05 | 0.00011416 | 0 | 0.64396 | 0.0001 | 0.11656 | 0.28956 | 0.0001 | 0
1631 | 1 | 0.000109 | 0.00032379 | 0 | 9.3987e-06 | 0.00011416 | 0 | 0.61778 | 0.0001 | 0.11728 | 0.28938 | 0.0001 | 0
1632 | 1 | 9.6637e-05 | 0.00041649 | 0 | 5.8742e-06 | 0.00011416 | 0 | 0.59436 | 0.0001 | 0.11798 | 0.28923 | 0.0001 | 0
1633 | 1 | 9.2917e-05 | 0.00043859 | 0 | 2.3497e-06 | 0.00011416 | 0 | 0.5797 | 0.0001 | 0.11869 | 0.28906 | 0.0001 | 0
1634 | 1 | 8.6927e-05 | 0.00045929 | 0 | 1.1748e-06 | 0.00011416 | 0 | 0.54084 | 0.0001 | 0.11939 | 0.2889 | 0.0001 | 0
1635 | 1 | 9.0167e-05 | 0.00039029 | 0 | 1.4098e-05 | 0.00011416 | 0 | 0.49163 | 0.0001 | 0.1201 | 0.28872 | 0.0001 | 0
1636 | 1 | 8.6917e-05 | 0.00039189 | 0 | 3.7595e-05 | 0.00011416 | 0 | 0.4541 | 0.0001 | 0.12081 | 0.28857 | 0.0001 | 0
1637 | 1 | 7.8657e-05 | 0.00043649 | 0 | 9.3987e-05 | 0.00011416 | 0 | 0.41928 | 0.0001 | 0.12151 | 0.2884 | 0.0001 | 0
1638 | 1 | 7.7707e-05 | 0.00045039 | 0 | 0.0001821 | 0.00011416 | 0 | 0.4011 | 0.0001 | 0.12223 | 0.28824 | 0.0001 | 0
1639 | 1 | 7.7747e-05 | 0.00039039 | 0 | 0.0001586 | 0.00011416 | 0 | 0.34175 | 0.0001 | 0.12294 | 0.28809 | 0.0001 | 0
1640 | 1 | 8.1527e-05 | 0.00030709 | 0 | 0.00014685 | 0.00011416 | 0.096516 | 0.24246 | 0.0001 | 0.12364 | 0.28791 | 0.0001 | 0
1641 | 1 | 8.8557e-05 | 0.00028739 | 0 | 0.00016448 | 0.00011416 | 0.21936 | 0.22874 | 0.0001 | 0.12435 | 0.28776 | 0.0001 | 0
1642 | 1 | 9.8767e-05 | 0.00026439 | 0 | 0.00018797 | 0.00011416 | 0.272 | 0.2156 | 0.0001 | 0.12506 | 0.28759 | 0.0001 | 0.073757
1643 | 1 | 0.0001054 | 0.00023599 | 0 | 0.00020677 | 0.00011416 | 0.32465 | 0.1965 | 0.0001 | 0.12576 | 0.28743 | 0.0001 | 0.19688
1644 | 1 | 0.0001076 | 0.00021689 | 0 | 0.00018797 | 0.00011416 | 0.35974 | 0.15167 | 0.0001 | 0.12647 | 0.28725 | 0.0001 | 0.25893
1645 | 1 | 0.0001073 | 0.00025559 | 0 | 0.00019032 | 0.00011416 | 0.35974 | 0.10591 | 0.0001 | 0.12717 | 0.2871 | 0.0001 | 0.23932
1646 | 1 | 0.0001075 | 0.00022019 | 0 | 0.00021382 | 0.00011416 | 0.35974 | 0.088142 | 0.0001 | 0.12789 | 0.28693 | 0.0001 | 0.22232
1647 | 1 | 0.0001016 | 0.00023589 | 0 | 0.00022322 | 0.00011416 | 0.32465 | 0.070363 | 0.0001 | 0.12859 | 0.28677 | 0.0001 | 0.17052
1648 | 1 | 9.9957e-05 | 0.00023449 | 0 | 0.00022322 | 0.00011416 | 0.25445 | 0.065121 | 0.0001 | 0.1293 | 0.28659 | 0.0001 | 0.066161
1649 | 1 | 9.9987e-05 | 0.00024399 | 0 | 0.00016448 | 0.00011416 | 0.11406 | 0.08098 | 0.0001 | 0.13 | 0.28644 | 0.0001 | 0
1650 | 1 | 0.0001069 | 0.00023289 | 0 | 0.00011748 | 0.00011416 | 0 | 0.05829 | 0.0001 | 0.13071 | 0.28627 | 0.0001 | 0
1651 | 1 | 0.0001232 | 0.00020659 | 0 | 8.8113e-05 | 0.00011416 | 0 | 0.056238 | 0.0001 | 0.13142 | 0.28612 | 0.0001 | 0
1652 | 1 | 0.0001269 | 0.00020999 | 0 | 5.8742e-05 | 0.00011416 | 0 | 0.05093 | 0.0001 | 0.13213 | 0.28593 | 0.0001 | 0
1653 | 1 | 0.0001207 | 0.00021799 | 0 | 3.7595e-05 | 0.00011416 | 0 | 0.048943 | 0.0001 | 0.13284 | 0.28578 | 0.0001 | 0
1654 | 1 | 0.0001129 | 0.00027769 | 0 | 2.3497e-05 | 0.00011416 | 0 | 0.055112 | 0.0001 | 0.13355 | 0.28561 | 0.0001 | 0
1655 | 1 | 0.0001087 | 0.00034139 | 0 | 9.3987e-06 | 0.00011416 | 0 | 0.085151 | 0.0001 | 0.13425 | 0.28546 | 0.0001 | 0
1656 | 1 | 9.4477e-05 | 0.00043359 | 0 | 5.8742e-06 | 0.00011416 | 0 | 0.11135 | 0.0001 | 0.13496 | 0.2853 | 0.0001 | 0
1657 | 1 | 9.0147e-05 | 0.00045419 | 0 | 2.3497e-06 | 0.00011416 | 0 | 0.17111 | 0.0001 | 0.068595 | 0.28512 | 0.0001 | 0
1658 | 1 | 8.5557e-05 | 0.00047479 | 0 | 1.1748e-06 | 0.00011416 | 0 | 0.22151 | 0.0001 | 0.069302 | 0.28497 | 0.0001 | 0
1659 | 1 | 9.1487e-05 | 0.00040599 | 0 | 1.4098e-05 | 0.00011416 | 0 | 0.24008 | 0.0001 | 0.07001 | 0.2848 | 0.0001 | 0
1660 | 1 | 8.9607e-05 | 0.00040939 | 0 | 3.7595e-05 | 0.00011416 | 0 | 0.19896 | 0.0001 | 0.070717 | 0.28465 | 0.0001 | 0
1661 | 1 | 8.3297e-05 | 0.00045989 | 0 | 9.3987e-05 | 0.00011416 | 0 | 0.16148 | 0.0001 | 0.071425 | 0.28446 | 0.0001 | 0
1662 | 1 | 9.1407e-05 | 0.00047549 | 0 | 0.0001821 | 0.00011416 | 0 | 0.15068 | 0.0001 | 0.072133 | 0.28431 | 0.0001 | 0
1663 | 1 | 0.0001106 | 0.00041619 | 0 | 0.0001586 | 0.00011416 | 0 | 0.14663 | 0.0001 | 0.07284 | 0.28414 | 0.0001 | 0
1664 | 1 | 0.0001285 | 0.00033289 | 0 | 0.00014685 | 0.00011416 | 0.13161 | 0.086354 | 0.0001 | 0.073547 | 0.28399 | 0.0001 | 0
1665 | 1 | 0.0001402 | 0.00031109 | 0 | 0.00016448 | 0.00011416 | 0.28077 | 0.098946 | 0.0001 | 0.074255 | 0.28381 | 0.0001 | 0.079131
1666 | 1 | 0.0001446 | 0.00028199 | 0 | 0.00018797 | 0.00011416 | 0.33342 | 0.089996 | 0.0001 | 0.074962 | 0.28365 | 0.0001 | 0.21093
1667 | 1 | 0.0001487 | 0.00024369 | 0 | 0.00020677 | 0.00011416 | 0.40361 | 0.1026 | 0.0001 | 0.07567 | 0.28348 | 0.0001 | 0.33266
1668 | 1 | 0.0001514 | 0.00021859 | 0 | 0.00018797 | 0.00011416 | 0.39484 | 0.11666 | 0.0001 | 0.076377 | 0.28333 | 0.0001 | 0.49454
1669 | 1 | 0.0001421 | 0.00024519 | 0 | 0.00019032 | 0.00011416 | 0.37729 | 0.14339 | 0.0001 | 0.077085 | 0.28315 | 0.0001 | 0.50782
1670 | 1 | 0.0001471 | 0.00020449 | 0 | 0.00021382 | 0.00011416 | 0.38607 | 0.14696 | 0.0001 | 0.077792 | 0.28299 | 0.0001 | 0.47542
1671 | 1 | 0.0001426 | 0.00021279 | 0 | 0.00022322 | 0.00011416 | 0.38607 | 0.11944 | 0.0001 | 0.0785 | 0.28284 | 0.0001 | 0.37382
1672 | 1 | 0.0001397 | 0.00020929 | 0 | 0.00022322 | 0.00011416 | 0.28955 | 0.10498 | 0.0001 | 0.079207 | 0.28267 | 0.0001 | 0.22822
1673 | 1 | 0.0001378 | 0.00022009 | 0 | 0.00016448 | 0.00011416 | 0.12284 | 0.13536 | 0.0001 | 0.079914 | 0.28252 | 0.0001 | 0.055331
1674 | 1 | 0.0001368 | 0.00021729 | 0 | 0.00011748 | 0.00011416 | 0 | 0.10379 | 0.0001 | 0.080622 | 0.28234 | 0.0001 | 0
1675 | 1 | 0.0001467 | 0.00019979 | 0 | 8.8113e-05 | 0.00011416 | 0 | 0.088738 | 0.0001 | 0.081329 | 0.28218 | 0.0001 | 0
1676 | 1 | 0.0001486 | 0.00020629 | 0 | 5.8742e-05 | 0.00011416 | 0 | 0.087082 | 0.0001 | 0.082037 | 0.28201 | 0.0001 | 0
1677 | 1 | 0.0001393 | 0.00021819 | 0 | 3.7595e-05 | 0.00011416 | 0 | 0.095238 | 0.0001 | 0.08274 | 0.28186 | 0.0001 | 0
1678 | 1 | 0.000128 | 0.00028269 | 0 | 2.3497e-05 | 0.00011416 | 0 | 0.079523 | 0.0001 | 0.083452 | 0.28168 | 0.0001 | 0
1679 | 1 | 0.0001199 | 0.00035189 | 0 | 9.3987e-06 | 0.00011416 | 0 | 0.097621 | 0.0001 | 0.084163 | 0.28152 | 0.0001 | 0
1680 | 1 | 0.000105 | 0.00045059 | 0 | 5.8742e-06 | 0.00011416 | 0 | 0.11699 | 0.0001 | 0.084866 | 0.28135 | 0.0001 | 0
1681 | 1 | 0.0001125 | 0.00035249 | 0 | 2.3497e-06 | 0.00011416 | 0 | 0.14398 | 0.0001 | 0.085577 | 0.2812 | 0.0001 | 0
1682 | 1 | 0.0001059 | 0.00041509 | 0 | 1.1748e-06 | 0.00011416 | 0 | 0.17422 | 0.0001 | 0.08628 | 0.28102 | 0.0001 | 0
1683 | 1 | 0.0001044 | 0.00040149 | 0 | 1.4098e-05 | 0.00011416 | 0 | 0.21229 | 0.0001 | 0.086991 | 0.28087 | 0.0001 | 0
1684 | 1 | 0.0001039 | 0.00036249 | 0 | 3.7595e-05 | 0.00011416 | 0 | 0.22277 | 0.0001 | 0.087694 | 0.28069 | 0.0001 | 0
1685 | 1 | 0.0001053 | 0.00030719 | 0 | 9.3987e-05 | 0.00011416 | 0 | 0.21826 | 0.0001 | 0.088405 | 0.28054 | 0.0001 | 0
1686 | 1 | 0.0001038 | 0.00039069 | 0 | 0.0001821 | 0.00011416 | 0 | 0.20778 | 0.0001 | 0.089108 | 0.28036 | 0.0001 | 0
1687 | 1 | 0.0001236 | 0.00030959 | 0 | 0.0001586 | 0.00011416 | 0 | 0.17508 | 0.0001 | 0.089819 | 0.28021 | 0.0001 | 0
1688 | 1 | 0.0001326 | 0.00032489 | 0 | 0.00014685 | 0.00011416 | 0.11406 | 0.12303 | 0.0001 | 0.090531 | 0.28006 | 0.0001 | 0
1689 | 1 | 0.0001429 | 0.00030889 | 0 | 0.00016448 | 0.00011416 | 0.21936 | 0.17356 | 0.0001 | 0.091233 | 0.27988 | 0.0001 | 0.071005
1690 | 1 | 0.0001454 | 0.00030489 | 0 | 0.00018797 | 0.00011416 | 0.21936 | 0.29354 | 0.0001 | 0.091945 | 0.27973 | 0.0001 | 0.09883
1691 | 1 | 0.0001489 | 0.00028709 | 0 | 0.00020677 | 0.00011416 | 0.21936 | 0.36662 | 0.0001 | 0.092648 | 0.27955 | 0.0001 | 0.25727
1692 | 1 | 0.0001526 | 0.00025079 | 0 | 0.00018797 | 0.00011416 | 0.2369 | 0.40416 | 0.0001 | 0.093359 | 0.2794 | 0.0001 | 0.38558
1693 | 1 | 0.0001454 | 0.00027379 | 0 | 0.00019032 | 0.00011416 | 0.2369 | 0.43327 | 0.0001 | 0.094062 | 0.27922 | 0.0001 | 0.34622
1694 | 1 | 0.0001496 | 0.00025129 | 0 | 0.00021382 | 0.00011416 | 0.21936 | 0.46159 | 0.0001 | 0.094773 | 0.27907 | 0.0001 | 0.31464
1695 | 1 | 0.0001453 | 0.00027209 | 0 | 0.00022322 | 0.00011416 | 0.2369 | 0.46007 | 0.0001 | 0.095476 | 0.27889 | 0.0001 | 0.20135
1696 | 1 | 0.0001386 | 0.00031809 | 0 | 0.00022322 | 0.00011416 | 0.20181 | 0.44235 | 0.0001 | 0.096187 | 0.27874 | 0.0001 | 0.14027
1697 | 1 | 0.0001321 | 0.00036459 | 0 | 0.00016448 | 0.00011416 | 0.087742 | 0.47432 | 0.0001 | 0.09689 | 0.27857 | 0.0001 | 0
1698 | 1 | 0.000138 | 0.00027289 | 0 | 0.00011748 | 0.00011416 | 0 | 0.52393 | 0.0001 | 0.097601 | 0.27841 | 0.0001 | 0
1699 | 1 | 0.0001475 | 0.00024439 | 0 | 8.8113e-05 | 0.00011416 | 0 | 0.57406 | 0.0001 | 0.098313 | 0.27823 | 0.0001 | 0
1700 | 1 | 0.0001492 | 0.00021809 | 0 | 5.8742e-05 | 0.00011416 | 0 | 0.60809 | 0.0001 | 0.099015 | 0.27808 | 0.0001 | 0
1701 | 1 | 0.0001401 | 0.00022789 | 0 | 3.7595e-05 | 0.00011416 | 0 | 0.60445 | 0.0001 | 0.099727 | 0.27791 | 0.0001 | 0
1702 | 1 | 0.0001247 | 0.00033959 | 0 | 2.3497e-05 | 0.00011416 | 0 | 0.56684 | 0.0001 | 0.10043 | 0.27776 | 0.0001 | 0
1703 | 1 | 0.0001258 | 0.00030669 | 0 | 9.3987e-06 | 0.00011416 | 0 | 0.50595 | 0.0001 | 0.10114 | 0.27757 | 0.0001 | 0
1704 | 1 | 0.0001112 | 0.00039039 | 0 | 5.8742e-06 | 0.00011416 | 0 | 0.45383 | 0.0001 | 0.10184 | 0.27742 | 0.0001 | 0
1705 | 1 | 0.0001109 | 0.00037469 | 0 | 2.3497e-06 | 0.00011416 | 0 | 0.39726 | 0.0001 | 0.1019 | 0.27722 | 0.0001 | 0
1706 | 1 | 0.0001052 | 0.00041879 | 0 | 1.1748e-06 | 0.00011416 | 0 | 0.38266 | 0.0001 | 0.10087 | 0.27694 | 0.0001 | 0
1707 | 1 | 0.0001057 | 0.00037489 | 0 | 1.4098e-05 | 0.00011416 | 0 | 0.38598 | 0.0001 | 0.099842 | 0.2767 | 0.0001 | 0
1708 | 1 | 0.0001054 | 0.00033779 | 0 | 3.7595e-05 | 0.00011416 | 0 | 0.39487 | 0.0001 | 0.098809 | 0.27641 | 0.0001 | 0
1709 | 1 | 0.0001053 | 0.00029579 | 0 | 9.3987e-05 | 0.00011416 | 0 | 0.39806 | 0.0001 | 0.097783 | 0.27616 | 0.0001 | 0
1710 | 1 | 0.0001183 | 0.00022459 | 0 | 0.0001821 | 0.00011416 | 0 | 0.38797 | 0.0001 | 0.09675 | 0.27588 | 0.0001 | 0
1711 | 1 | 0.0001311 | 0.00022209 | 0 | 0.0001586 | 0.00011416 | 0 | 0.38353 | 0.0001 | 0.095724 | 0.27563 | 0.0001 | 0
1712 | 1 | 0.0001392 | 0.00025209 | 0 | 0.00014685 | 0.00011416 | 0.10529 | 0.24346 | 0.0001 | 0.09469 | 0.27535 | 0.0001 | 0
1713 | 1 | 0.0001458 | 0.00027649 | 0 | 0.00016448 | 0.00011416 | 0.32465 | 0.16421 | 0.0001 | 0.093657 | 0.27509 | 0.0001 | 0.038368
1714 | 1 | 0.0001498 | 0.00025589 | 0 | 0.00018797 | 0.00011416 | 0.42994 | 0.23438 | 0.0001 | 0.092631 | 0.27482 | 0.0001 | 0.16697
1715 | 1 | 0.0001528 | 0.00023759 | 0 | 0.00020677 | 0.00011416 | 0.48258 | 0.27602 | 0.0001 | 0.091597 | 0.27457 | 0.0001 | 0.42193
1716 | 1 | 0.0001534 | 0.00022469 | 0 | 0.00018797 | 0.00011416 | 0.51768 | 0.31608 | 0.0001 | 0.090572 | 0.27428 | 0.0001 | 0.31539
1717 | 1 | 0.0001469 | 0.00024179 | 0 | 0.00019032 | 0.00011416 | 0.49136 | 0.32662 | 0.0001 | 0.089538 | 0.27403 | 0.0001 | 0.36123
1718 | 1 | 0.0001473 | 0.00024979 | 0 | 0.00021382 | 0.00011416 | 0.45626 | 0.36794 | 0.0001 | 0.088504 | 0.27376 | 0.0001 | 0.28988
1719 | 1 | 0.0001398 | 0.00029599 | 0 | 0.00022322 | 0.00011416 | 0.42116 | 0.37484 | 0.0001 | 0.087479 | 0.27347 | 0.0001 | 0.21803
1720 | 1 | 0.0001368 | 0.00030259 | 0 | 0.00022322 | 0.00011416 | 0.28077 | 0.37404 | 0.0001 | 0.086445 | 0.27322 | 0.0001 | 0.021402
1721 | 1 | 0.0001353 | 0.00030869 | 0 | 0.00016448 | 0.00011416 | 0.11406 | 0.40542 | 0.0001 | 0.08542 | 0.27295 | 0.0001 | 0
1722 | 1 | 0.0001403 | 0.00024629 | 0 | 0.00011748 | 0.00011416 | 0 | 0.46245 | 0.0001 | 0.084386 | 0.27269 | 0.0001 | 0
1723 | 1 | 0.0001503 | 0.00021569 | 0 | 8.8113e-05 | 0.00011416 | 0 | 0.49116 | 0.0001 | 0.083361 | 0.27241 | 0.0001 | 0
1724 | 1 | 0.0001519 | 0.0001828 | 0 | 5.8742e-05 | 0.00011416 | 0 | 0.5409 | 0.0001 | 0.082326 | 0.27215 | 0.0001 | 0
1725 | 1 | 0.000138 | 0.00024279 | 0 | 3.7595e-05 | 0.00011416 | 0 | 0.59045 | 0.0001 | 0.081296 | 0.27188 | 0.0001 | 0
1726 | 1 | 0.000128 | 0.00029009 | 0 | 2.3497e-05 | 0.00011416 | 0 | 0.57871 | 0.0001 | 0.080265 | 0.27163 | 0.0001 | 0
1727 | 1 | 0.0001294 | 0.00025049 | 0 | 9.3987e-06 | 0.00011416 | 0 | 0.54826 | 0.0001 | 0.079235 | 0.27135 | 0.0001 | 0
1728 | 1 | 0.0001096 | 0.00038269 | 0 | 5.8742e-06 | 0.00011416 | 0 | 0.50622 | 0.0001 | 0.078204 | 0.27109 | 0.0001 | 0
1729 | 1 | 0.0001054 | 0.00041469 | 0 | 2.3497e-06 | 0.00011416 | 0 | 0.44495 | 0.0001 | 0.077175 | 0.27082 | 0.0001 | 0
1730 | 1 | 0.0001015 | 0.00043569 | 0 | 1.1748e-06 | 0.00011416 | 0 | 0.41715 | 0.0001 | 0.076144 | 0.27054 | 0.0001 | 0
1731 | 1 | 0.0001051 | 0.00037149 | 0 | 1.4098e-05 | 0.00011416 | 0 | 0.40621 | 0.0001 | 0.075113 | 0.27028 | 0.0001 | 0
1732 | 1 | 0.0001013 | 0.00037199 | 0 | 3.7595e-05 | 0.00011416 | 0 | 0.33319 | 0.0001 | 0.074083 | 0.27001 | 0.0001 | 0
1733 | 1 | 9.3277e-05 | 0.00041359 | 0 | 9.3987e-05 | 0.00011416 | 0 | 0.26866 | 0.0001 | 0.073052 | 0.26975 | 0.0001 | 0
1734 | 1 | 9.9517e-05 | 0.00042089 | 0 | 0.0001821 | 0.00011416 | 0 | 0.1786 | 0.0001 | 0.072022 | 0.26947 | 0.0001 | 0
1735 | 1 | 0.0001171 | 0.00036249 | 0 | 0.0001586 | 0.00011416 | 0 | 0.14213 | 0.0001 | 0.070992 | 0.26922 | 0.0001 | 0
1736 | 1 | 0.000135 | 0.00028649 | 0 | 0.00014685 | 0.00011416 | 0.14039 | 0.10333 | 0.0001 | 0.069962 | 0.26894 | 0.0001 | 0
1737 | 1 | 0.0001466 | 0.00026599 | 0 | 0.00016448 | 0.00011416 | 0.32465 | 0.064459 | 0.0001 | 0.068931 | 0.26869 | 0.0001 | 0.075464
1738 | 1 | 0.0001507 | 0.00024279 | 0 | 0.00018797 | 0.00011416 | 0.42994 | 0.046692 | 0.0001 | 0.067901 | 0.26841 | 0.0001 | 0.1417
1739 | 1 | 0.0001546 | 0.00021579 | 0 | 0.00020677 | 0.00011416 | 0.48258 | 0.043039 | 0.0001 | 0.06687 | 0.26815 | 0.0001 | 0.2112
1740 | 1 | 0.00015749 | 0.00020219 | 0 | 0.00018797 | 0.00011416 | 0.49136 | 0.058831 | 0.0001 | 0.065841 | 0.26788 | 0.0001 | 0.27444
1741 | 1 | 0.0001482 | 0.00023759 | 0 | 0.00019032 | 0.00011416 | 0.46503 | 0.076267 | 0.0001 | 0.06481 | 0.2676 | 0.0001 | 0.17536
1742 | 1 | 0.0001527 | 0.00020829 | 0 | 0.00021382 | 0.00011416 | 0.43871 | 0.085946 | 0.0001 | 0.06378 | 0.26734 | 0.0001 | 0.10674
1743 | 1 | 0.0001489 | 0.00022839 | 0 | 0.00022322 | 0.00011416 | 0.41239 | 0.079457 | 0.0001 | 0.062749 | 0.26707 | 0.0001 | 0.057806
1744 | 1 | 0.0001464 | 0.00023179 | 0 | 0.00022322 | 0.00011416 | 0.3071 | 0.078254 | 0.0001 | 0.061718 | 0.26681 | 0.0001 | 0
1745 | 1 | 0.0001434 | 0.00024109 | 0 | 0.00016448 | 0.00011416 | 0.14039 | 0.17402 | 0.0001 | 0.060688 | 0.26653 | 0.0001 | 0
1746 | 1 | 0.0001425 | 0.00022739 | 0 | 0.00011748 | 0.00011416 | 0 | 0.17602 | 0.0001 | 0.059658 | 0.26628 | 0.0001 | 0
1747 | 1 | 0.0001511 | 0.00020039 | 0 | 8.8113e-05 | 0.00011416 | 0 | 0.13396 | 0.0001 | 0.058628 | 0.26601 | 0.0001 | 0
1748 | 1 | 0.0001514 | 0.00020069 | 0 | 5.8742e-05 | 0.00011416 | 0 | 0.13483 | 0.0001 | 0.057597 | 0.26575 | 0.0001 | 0
1749 | 1 | 0.0001423 | 0.00020439 | 0 | 3.7595e-05 | 0.00011416 | 0 | 0.12767 | 0.0001 | 0.056567 | 0.26547 | 0.0001 | 0
1750 | 1 | 0.0001314 | 0.00026059 | 0 | 2.3497e-05 | 0.00011416 | 0 | 0.12614 | 0.0001 | 0.055536 | 0.26521 | 0.0001 | 0
1751 | 1 | 0.0001237 | 0.00032209 | 0 | 9.3987e-06 | 0.00011416 | 0 | 0.12614 | 0.0001 | 0.054506 | 0.26494 | 0.0001 | 0
1752 | 1 | 0.0001095 | 0.00039959 | 0 | 5.8742e-06 | 0.00011416 | 0 | 0.13788 | 0.0001 | 0.053476 | 0.26469 | 0.0001 | 0
1753 | 1 | 0.0001056 | 0.00042089 | 0 | 2.3497e-06 | 0.00011416 | 0 | 0.14352 | 0.0001 | 0.052446 | 0.2644 | 0.0001 | 0
1754 | 1 | 0.0001025 | 0.00044319 | 0 | 1.1748e-06 | 0.00011416 | 0 | 0.13781 | 0.0001 | 0.051415 | 0.26413 | 0.0001 | 0
1755 | 1 | 0.0001054 | 0.00037509 | 0 | 1.4098e-05 | 0.00011416 | 0 | 0.13376 | 0.0001 | 0.050384 | 0.26388 | 0.0001 | 0
1756 | 1 | 0.0001018 | 0.00037529 | 0 | 3.7595e-05 | 0.00011416 | 0 | 0.1398 | 0.0001 | 0.049354 | 0.26359 | 0.0001 | 0
1757 | 1 | 9.4327e-05 | 0.00041779 | 0 | 9.3987e-05 | 0.00011416 | 0 | 0.13211 | 0.0001 | 0.048324 | 0.26334 | 0.0001 | 0
1758 | 1 | 9.9817e-05 | 0.00042929 | 0 | 0.0001821 | 0.00011416 | 0 | 0.13164 | 0.0001 | 0.047294 | 0.26307 | 0.0001 | 0
1759 | 1 | 0.0001165 | 0.00037269 | 0 | 0.0001586 | 0.00011416 | 0 | 0.13118 | 0.0001 | 0.046263 | 0.26281 | 0.0001 | 0
1760 | 1 | 0.0001338 | 0.00029499 | 0 | 0.00014685 | 0.00011416 | 0.13161 | 0.087546 | 0.0001 | 0.045233 | 0.26253 | 0.0001 | 0
1761 | 1 | 0.0001457 | 0.00027079 | 0 | 0.00016448 | 0.00011416 | 0.28955 | 0.076135 | 0.0001 | 0.044203 | 0.26227 | 0.0001 | 0.078404
1762 | 1 | 0.0001484 | 0.00024469 | 0 | 0.00018797 | 0.00011416 | 0.37729 | 0.056767 | 0.0001 | 0.043172 | 0.262 | 0.0001 | 0.17948
1763 | 1 | 0.000153 | 0.00021239 | 0 | 0.00020677 | 0.00011416 | 0.42994 | 0.022347 | 0.0001 | 0.042143 | 0.26175 | 0.0001 | 0.29177
1764 | 1 | 0.0001547 | 0.00019639 | 0 | 0.00018797 | 0.00011416 | 0.46503 | 0.022347 | 0.0001 | 0.041112 | 0.26146 | 0.0001 | 0.41165
1765 | 1 | 0.0001449 | 0.00022899 | 0 | 0.00019032 | 0.00011416 | 0.45626 | 0.023539 | 0.0001 | 0.040081 | 0.26119 | 0.0001 | 0.50306
1766 | 1 | 0.0001471 | 0.00019249 | 0 | 0.00021382 | 0.00011416 | 0.43871 | 0.023539 | 0.0001 | 0.03905 | 0.26094 | 0.0001 | 0.48414
1767 | 1 | 0.0001427 | 0.00019889 | 0 | 0.00022322 | 0.00011416 | 0.41239 | 0.027192 | 0.0001 | 0.03802 | 0.26066 | 0.0001 | 0.38018
1768 | 1 | 0.0001384 | 0.00019179 | 0 | 0.00022322 | 0.00011416 | 0.31587 | 0.035281 | 0.0001 | 0.03699 | 0.2604 | 0.0001 | 0.231
1769 | 1 | 0.0001339 | 0.00019619 | 0 | 0.00016448 | 0.00011416 | 0.14039 | 0.048612 | 0.0001 | 0.03596 | 0.26013 | 0.0001 | 0.065814
1770 | 1 | 0.0001338 | 0.0001885 | 0 | 0.00011748 | 0.00011416 | 0 | 0.027589 | 0.0001 | 0.03493 | 0.25987 | 0.0001 | 0
1771 | 1 | 0.0001439 | 0.0001723 | 0 | 8.8113e-05 | 0.00011416 | 0 | 0.03495 | 0.0001 | 0.033899 | 0.25959 | 0.0001 | 0
1772 | 1 | 0.0001474 | 0.0001847 | 0 | 5.8742e-05 | 0.00011416 | 0 | 0.049936 | 0.0001 | 0.032869 | 0.25935 | 0.0001 | 0
1773 | 1 | 0.0001378 | 0.00019709 | 0 | 3.7595e-05 | 0.00011416 | 0 | 0.063334 | 0.0001 | 0.031838 | 0.25906 | 0.0001 | 0
1774 | 1 | 0.0001276 | 0.00025489 | 0 | 2.3497e-05 | 0.00011416 | 0 | 0.088804 | 0.0001 | 0.030809 | 0.25881 | 0.0001 | 0
1775 | 1 | 0.0001208 | 0.00031649 | 0 | 9.3987e-06 | 0.00011416 | 0 | 0.12601 | 0.0001 | 0.029778 | 0.25853 | 0.0001 | 0
1776 | 1 | 0.0001081 | 0.00040429 | 0 | 5.8742e-06 | 0.00011416 | 0 | 0.13973 | 0.0001 | 0.028748 | 0.25828 | 0.0001 | 0
1777 | 1 | 0.0001043 | 0.00042649 | 0 | 2.3497e-06 | 0.00011416 | 0 | 0.16514 | 0.0001 | 0.027717 | 0.258 | 0.0001 | 0
1778 | 1 | 9.9457e-05 | 0.00045289 | 0 | 1.1748e-06 | 0.00011416 | 0 | 0.17561 | 0.0001 | 0.026686 | 0.25772 | 0.0001 | 0
1779 | 1 | 0.0001012 | 0.00039109 | 0 | 1.4098e-05 | 0.00011416 | 0 | 0.17602 | 0.0001 | 0.025656 | 0.25746 | 0.0001 | 0
1780 | 1 | 9.7027e-05 | 0.00039109 | 0 | 3.7595e-05 | 0.00011416 | 0 | 0.17801 | 0.0001 | 0.024626 | 0.25719 | 0.0001 | 0
1781 | 1 | 8.6187e-05 | 0.00044179 | 0 | 9.3987e-05 | 0.00011416 | 0 | 0.18325 | 0.0001 | 0.023596 | 0.25693 | 0.0001 | 0
1782 | 1 | 8.5357e-05 | 0.00045879 | 0 | 0.0001821 | 0.00011416 | 0 | 0.17635 | 0.0001 | 0.022565 | 0.25665 | 0.0001 | 0
1783 | 1 | 8.8677e-05 | 0.00040099 | 0 | 0.0001586 | 0.00011416 | 0 | 0.14889 | 0.0001 | 0.021535 | 0.25641 | 0.0001 | 0
1784 | 1 | 9.5087e-05 | 0.00031619 | 0 | 0.00014685 | 0.00011416 | 0.15794 | 0.089996 | 0.0001 | 0.020504 | 0.25613 | 0.0001 | 0.020554
1785 | 1 | 0.0001062 | 0.00027929 | 0 | 0.00016448 | 0.00011416 | 0.34219 | 0.061281 | 0.0001 | 0.019475 | 0.25587 | 0.0001 | 0.20161
1786 | 1 | 0.0001159 | 0.00023509 | 0 | 0.00018797 | 0.00011416 | 0.43871 | 0.035744 | 0.0001 | 0.018444 | 0.25559 | 0.0001 | 0.34821
1787 | 1 | 0.0001218 | 0.0001891 | 0 | 0.00020677 | 0.00011416 | 0.49136 | 0.030039 | 0.0001 | 0.017414 | 0.25534 | 0.0001 | 0.38989
1788 | 1 | 0.0001228 | 0.0001661 | 0 | 0.00018797 | 0.00011416 | 0.49136 | 0.024345 | 0.0001 | 0.016383 | 0.25506 | 0.0001 | 0.47797
1789 | 1 | 0.0001215 | 0.0001816 | 0 | 0.00019032 | 0.00011416 | 0.46503 | 0.025205 | 0.0001 | 0.015352 | 0.25478 | 0.0001 | 0.51451
1790 | 1 | 0.0001232 | 0.000148 | 0 | 0.00021382 | 0.00011416 | 0.43871 | 0.028053 | 0.0001 | 0.014322 | 0.25453 | 0.0001 | 0.43434
1791 | 1 | 0.0001195 | 0.000151 | 0 | 0.00022322 | 0.00011416 | 0.42116 | 0.028053 | 0.0001 | 0.013292 | 0.25425 | 0.0001 | 0.32062
1792 | 1 | 0.0001174 | 0.0001502 | 0 | 0.00022322 | 0.00011416 | 0.31587 | 0.043503 | 0.0001 | 0.012262 | 0.254 | 0.0001 | 0.19452
1793 | 1 | 0.0001152 | 0.0001555 | 0 | 0.00016448 | 0.00011416 | 0.14916 | 0.090393 | 0.0001 | 0.011231 | 0.25371 | 0.0001 | 0.075158
1794 | 1 | 0.0001186 | 0.0001509 | 0 | 0.00011748 | 0.00011416 | 0 | 0.12428 | 0.0001 | 0.010201 | 0.25347 | 0.0001 | 0
1795 | 1 | 0.0001296 | 0.0001425 | 0 | 8.8113e-05 | 0.00011416 | 0 | 0.12183 | 0.0001 | 0.0091705 | 0.25319 | 0.0001 | 0
1796 | 1 | 0.000132 | 0.000155 | 0 | 5.8742e-05 | 0.00011416 | 0 | 0.11016 | 0.0001 | 0.0081403 | 0.25292 | 0.0001 | 0
1797 | 1 | 0.0001231 | 0.0001677 | 0 | 3.7595e-05 | 0.00011416 | 0 | 0.10531 | 0.0001 | 0.0071099 | 0.25265 | 0.0001 | 0
1798 | 1 | 0.0001156 | 0.00021279 | 0 | 2.3497e-05 | 0.00011416 | 0 | 0.10214 | 0.0001 | 0.0060795 | 0.25239 | 0.0001 | 0
1799 | 1 | 0.000111 | 0.00026609 | 0 | 9.3987e-06 | 0.00011416 | 0 | 0.08834 | 0.0001 | 0.0050492 | 0.25212 | 0.0001 | 0
1800 | 1 | 9.7537e-05 | 0.00034549 | 0 | 5.8742e-06 | 0.00011416 | 0 | 0.080649 | 0.0001 | 0.0040189 | 0.25185 | 0.0001 | 0
1801 | 1 | 9.2507e-05 | 0.00037429 | 0 | 2.3497e-06 | 0.00011416 | 0 | 0.068046 | 0.0001 | 0.0029885 | 0.25159 | 0.0001 | 0
1802 | 1 | 8.6717e-05 | 0.00040309 | 0 | 1.1748e-06 | 0.00011416 | 0 | 0.054251 | 0.0001 | 0.0019581 | 0.25132 | 0.0001 | 0
1803 | 1 | 9.0467e-05 | 0.00034659 | 0 | 1.4098e-05 | 0.00011416 | 0 | 0.049407 | 0.0001 | 0.0009278 | 0.25105 | 0.0001 | 0
1804 | 1 | 8.7297e-05 | 0.00035129 | 0 | 3.7595e-05 | 0.00011416 | 0 | 0.050598 | 0.0001 | 0.00025759 | 0.25078 | 0.0001 | 0
1805 | 1 | 8.0227e-05 | 0.00038979 | 0 | 9.3987e-05 | 0.00011416 | 0 | 0.050598 | 0.0001 | 0.0011329 | 0.25052 | 0.0001 | 0
1806 | 1 | 7.8737e-05 | 0.00040399 | 0 | 0.0001821 | 0.00011416 | 0 | 0.050598 | 0.0001 | 0.0021633 | 0.25025 | 0.0001 | 0
1807 | 1 | 7.9157e-05 | 0.00035279 | 0 | 0.0001586 | 0.00011416 | 0.0087742 | 0.050598 | 0.0001 | 0.0031937 | 0.24998 | 0.0001 | 0
1808 | 1 | 8.1337e-05 | 0.00027979 | 0 | 0.00014685 | 0.00011416 | 0.18426 | 0.050598 | 0.0001 | 0.0042239 | 0.24972 | 0.0001 | 0.017371
1809 | 1 | 9.0157e-05 | 0.00024749 | 0 | 0.00016448 | 0.00011416 | 0.36852 | 0.071621 | 0.0001 | 0.0052543 | 0.24945 | 0.0001 | 0.15173
1810 | 1 | 9.9797e-05 | 0.00020779 | 0 | 0.00018797 | 0.00011416 | 0.45626 | 0.073685 | 0.0001 | 0.0062847 | 0.24919 | 0.0001 | 0.25819
1811 | 1 | 0.0001068 | 0.0001735 | 0 | 0.00020677 | 0.00011416 | 0.51768 | 0.081377 | 0.0001 | 0.0073151 | 0.24891 | 0.0001 | 0.34408
1812 | 1 | 0.0001102 | 0.0001538 | 0 | 0.00018797 | 0.00011416 | 0.51768 | 0.11421 | 0.0001 | 0.0083452 | 0.24866 | 0.0001 | 0.37125
1813 | 1 | 0.0001108 | 0.0001771 | 0 | 0.00019032 | 0.00011416 | 0.50013 | 0.12713 | 0.0001 | 0.0093756 | 0.24838 | 0.0001 | 0.36918
1814 | 1 | 0.000109 | 0.0001491 | 0 | 0.00021382 | 0.00011416 | 0.46503 | 0.12713 | 0.0001 | 0.010406 | 0.24812 | 0.0001 | 0.35859
1815 | 1 | 0.0001039 | 0.000156 | 0 | 0.00022322 | 0.00011416 | 0.44748 | 0.11261 | 0.0001 | 0.011436 | 0.24784 | 0.0001 | 0.26378
1816 | 1 | 0.0001023 | 0.0001551 | 0 | 0.00022322 | 0.00011416 | 0.33342 | 0.12316 | 0.0001 | 0.012467 | 0.24759 | 0.0001 | 0.15399
1817 | 1 | 0.0001041 | 0.0001632 | 0 | 0.00016448 | 0.00011416 | 0.14916 | 0.17535 | 0.0001 | 0.013497 | 0.24732 | 0.0001 | 0.024262
1818 | 1 | 0.0001124 | 0.0001582 | 0 | 0.00011748 | 0.00011416 | 0 | 0.19259 | 0.0001 | 0.014528 | 0.24705 | 0.0001 | 0
1819 | 1 | 0.0001248 | 0.0001447 | 0 | 8.8113e-05 | 0.00011416 | 0 | 0.20234 | 0.0001 | 0.015557 | 0.24679 | 0.0001 | 0
1820 | 1 | 0.0001281 | 0.000148 | 0 | 5.8742e-05 | 0.00011416 | 0 | 0.20035 | 0.0001 | 0.016588 | 0.24652 | 0.0001 | 0
1821 | 1 | 0.0001219 | 0.0001523 | 0 | 3.7595e-05 | 0.00011416 | 0 | 0.17767 | 0.0001 | 0.017618 | 0.24625 | 0.0001 | 0
1822 | 1 | 0.0001147 | 0.00019179 | 0 | 2.3497e-05 | 0.00011416 | 0 | 0.17276 | 0.0001 | 0.018649 | 0.24598 | 0.0001 | 0
1823 | 1 | 0.0001092 | 0.00023319 | 0 | 9.3987e-06 | 0.00011416 | 0 | 0.15498 | 0.0001 | 0.01968 | 0.24572 | 0.0001 | 0
1824 | 1 | 9.5337e-05 | 0.00029259 | 0 | 5.8742e-06 | 0.00011416 | 0 | 0.16142 | 0.0001 | 0.02071 | 0.24545 | 0.0001 | 0
1825 | 1 | 9.2027e-05 | 0.00030519 | 0 | 2.3497e-06 | 0.00011416 | 0 | 0.16428 | 0.0001 | 0.1057 | 0.24518 | 0.0001 | 0
1826 | 1 | 8.9397e-05 | 0.00031899 | 0 | 1.1748e-06 | 0.00011416 | 0 | 0.17117 | 0.0001 | 0.10467 | 0.24491 | 0.0001 | 0
1827 | 1 | 9.3577e-05 | 0.00026929 | 0 | 1.4098e-05 | 0.00011416 | 0 | 0.17117 | 0.0001 | 0.10364 | 0.24465 | 0.0001 | 0
1828 | 1 | 9.1567e-05 | 0.00027399 | 0 | 3.7595e-05 | 0.00011416 | 0 | 0.15705 | 0.0001 | 0.1026 | 0.24438 | 0.0001 | 0
1829 | 1 | 8.8037e-05 | 0.00031549 | 0 | 9.3987e-05 | 0.00011416 | 0 | 0.16188 | 0.0001 | 0.10158 | 0.24411 | 0.0001 | 0
1830 | 1 | 9.7227e-05 | 0.00033759 | 0 | 0.0001821 | 0.00011416 | 0 | 0.14166 | 0.0001 | 0.10055 | 0.24385 | 0.0001 | 0
1831 | 1 | 0.0001153 | 0.00028839 | 0 | 0.0001586 | 0.00011416 | 0.0087742 | 0.14339 | 0.0001 | 0.09952 | 0.24358 | 0.0001 | 0
1832 | 1 | 0.0001333 | 0.00022169 | 0 | 0.00014685 | 0.00011416 | 0.15794 | 0.16242 | 0.0001 | 0.098486 | 0.24331 | 0.0001 | 0.0067901
1833 | 1 | 0.0001461 | 0.00020049 | 0 | 0.00016448 | 0.00011416 | 0.3071 | 0.20287 | 0.0001 | 0.097452 | 0.24304 | 0.0001 | 0.073905
1834 | 1 | 0.0001496 | 0.0001804 | 0 | 0.00018797 | 0.00011416 | 0.38607 | 0.21335 | 0.0001 | 0.096427 | 0.24278 | 0.0001 | 0.11593
1835 | 1 | 0.0001528 | 0.0001584 | 0 | 0.00020677 | 0.00011416 | 0.38607 | 0.23153 | 0.0001 | 0.095393 | 0.24251 | 0.0001 | 0.3213
1836 | 1 | 0.00015639 | 0.0001387 | 0 | 0.00018797 | 0.00011416 | 0.40361 | 0.25692 | 0.0001 | 0.094368 | 0.24224 | 0.0001 | 0.40446
1837 | 1 | 0.0001454 | 0.000158 | 0 | 0.00019032 | 0.00011416 | 0.35974 | 0.26461 | 0.0001 | 0.093334 | 0.24198 | 0.0001 | 0.41761
1838 | 1 | 0.0001498 | 0.0001273 | 0 | 0.00021382 | 0.00011416 | 0.34219 | 0.26057 | 0.0001 | 0.092309 | 0.24171 | 0.0001 | 0.27861
1839 | 1 | 0.0001465 | 0.0001379 | 0 | 0.00022322 | 0.00011416 | 0.28955 | 0.26615 | 0.0001 | 0.091275 | 0.24144 | 0.0001 | 0.24403
1840 | 1 | 0.0001447 | 0.0001303 | 0 | 0.00022322 | 0.00011416 | 0.18426 | 0.24385 | 0.0001 | 0.090241 | 0.24117 | 0.0001 | 0.16498
1841 | 1 | 0.000141 | 0.0001436 | 0 | 0.00016448 | 0.00011416 | 0.096516 | 0.20672 | 0.0001 | 0.089216 | 0.24091 | 0.0001 | 0.10096
1842 | 1 | 0.0001388 | 0.0001339 | 0 | 0.00011748 | 0.00011416 | 0 | 0.27417 | 0.0001 | 0.088182 | 0.24064 | 0.0001 | 0
1843 | 1 | 0.0001461 | 0.0001243 | 0 | 8.8113e-05 | 0.00011416 | 0 | 0.30527 | 0.0001 | 0.087156 | 0.24037 | 0.0001 | 0
1844 | 1 | 0.0001488 | 0.0001336 | 0 | 5.8742e-05 | 0.00011416 | 0 | 0.2985 | 0.0001 | 0.086123 | 0.2401 | 0.0001 | 0
1845 | 1 | 0.0001396 | 0.0001469 | 0 | 3.7595e-05 | 0.00011416 | 0 | 0.29161 | 0.0001 | 0.085089 | 0.23984 | 0.0001 | 0
1846 | 1 | 0.0001292 | 0.00019569 | 0 | 2.3497e-05 | 0.00011416 | 0 | 0.2936 | 0.0001 | 0.084063 | 0.23957 | 0.0001 | 0
1847 | 1 | 0.0001207 | 0.00024139 | 0 | 9.3987e-06 | 0.00011416 | 0 | 0.27583 | 0.0001 | 0.08303 | 0.2393 | 0.0001 | 0
1848 | 1 | 0.0001064 | 0.00029939 | 0 | 5.8742e-06 | 0.00011416 | 0 | 0.24996 | 0.0001 | 0.082 | 0.23904 | 0.0001 | 0
1849 | 1 | 0.0001093 | 0.00023579 | 0 | 2.3497e-06 | 0.00011416 | 0 | 0.24671 | 0.0001 | 0.080971 | 0.23877 | 0.0001 | 0
1850 | 1 | 0.0001032 | 0.00027549 | 0 | 1.1748e-06 | 0.00011416 | 0 | 0.24101 | 0.0001 | 0.07994 | 0.2385 | 0.0001 | 0
1851 | 1 | 0.000102 | 0.00026459 | 0 | 1.4098e-05 | 0.00011416 | 0 | 0.24956 | 0.0001 | 0.07891 | 0.23823 | 0.0001 | 0
1852 | 1 | 0.0001034 | 0.00022969 | 0 | 3.7595e-05 | 0.00011416 | 0 | 0.27224 | 0.0001 | 0.077879 | 0.23797 | 0.0001 | 0
1853 | 1 | 0.0001036 | 0.00019849 | 0 | 9.3987e-05 | 0.00011416 | 0 | 0.3115 | 0.0001 | 0.076849 | 0.2377 | 0.0001 | 0
1854 | 1 | 0.000108 | 0.00025299 | 0 | 0.0001821 | 0.00011416 | 0 | 0.36807 | 0.0001 | 0.075819 | 0.23743 | 0.0001 | 0
1855 | 1 | 0.0001261 | 0.00020169 | 0 | 0.0001586 | 0.00011416 | 0.0087742 | 0.41562 | 0.0001 | 0.074789 | 0.23717 | 0.0001 | 0
1856 | 1 | 0.0001374 | 0.00020689 | 0 | 0.00014685 | 0.00011416 | 0.14039 | 0.34872 | 0.0001 | 0.073758 | 0.2369 | 0.0001 | 0
1857 | 1 | 0.000148 | 0.000188 | 0 | 0.00016448 | 0.00011416 | 0.24568 | 0.38784 | 0.0001 | 0.072728 | 0.23664 | 0.0001 | 0.066983
1858 | 1 | 0.0001502 | 0.0001825 | 0 | 0.00018797 | 0.00011416 | 0.28955 | 0.44427 | 0.0001 | 0.071697 | 0.23636 | 0.0001 | 0.15354
1859 | 1 | 0.0001539 | 0.0001663 | 0 | 0.00020677 | 0.00011416 | 0.25445 | 0.49262 | 0.0001 | 0.070666 | 0.23611 | 0.0001 | 0.26925
1860 | 1 | 0.00015839 | 0.0001406 | 0 | 0.00018797 | 0.00011416 | 0.17548 | 0.51922 | 0.0001 | 0.069637 | 0.23583 | 0.0001 | 0.44837
1861 | 1 | 0.0001484 | 0.0001424 | 0 | 0.00019032 | 0.00011416 | 0.070194 | 0.51842 | 0.0001 | 0.068606 | 0.23557 | 0.0001 | 0.35323
1862 | 1 | 0.00015 | 0.0001245 | 0 | 0.00021382 | 0.00011416 | 0.052645 | 0.50032 | 0.0001 | 0.067576 | 0.23529 | 0.0001 | 0.33493
1863 | 1 | 0.0001458 | 0.0001308 | 0 | 0.00022322 | 0.00011416 | 0.061419 | 0.46961 | 0.0001 | 0.066545 | 0.23504 | 0.0001 | 0.30747
1864 | 1 | 0.00014 | 0.0001481 | 0 | 0.00022322 | 0.00011416 | 0.043871 | 0.41556 | 0.0001 | 0.065515 | 0.23477 | 0.0001 | 0.19749
1865 | 1 | 0.0001348 | 0.0001751 | 0 | 0.00016448 | 0.00011416 | 0.026323 | 0.38406 | 0.0001 | 0.064485 | 0.2345 | 0.0001 | 0.084987
1866 | 1 | 0.0001349 | 0.0001325 | 0 | 0.00011748 | 0.00011416 | 0 | 0.42763 | 0.0001 | 0.063455 | 0.23424 | 0.0001 | 0
1867 | 1 | 0.0001416 | 0.0001315 | 0 | 8.8113e-05 | 0.00011416 | 0 | 0.44905 | 0.0001 | 0.062424 | 0.23397 | 0.0001 | 0
1868 | 1 | 0.0001463 | 0.0001393 | 0 | 5.8742e-05 | 0.00011416 | 0 | 0.47413 | 0.0001 | 0.061394 | 0.2337 | 0.0001 | 0
1869 | 1 | 0.0001371 | 0.0001575 | 0 | 3.7595e-05 | 0.00011416 | 0 | 0.45827 | 0.0001 | 0.060363 | 0.23343 | 0.0001 | 0
1870 | 1 | 0.0001234 | 0.00025729 | 0 | 2.3497e-05 | 0.00011416 | 0 | 0.40243 | 0.0001 | 0.059332 | 0.23317 | 0.0001 | 0
1871 | 1 | 0.000121 | 0.00024189 | 0 | 9.3987e-06 | 0.00011416 | 0 | 0.32464 | 0.0001 | 0.058303 | 0.2329 | 0.0001 | 0
1872 | 1 | 0.0001056 | 0.00031309 | 0 | 5.8742e-06 | 0.00011416 | 0 | 0.25248 | 0.0001 | 0.057272 | 0.23263 | 0.0001 | 0
1873 | 1 | 0.0001038 | 0.00031099 | 0 | 2.3497e-06 | 0.00011416 | 0 | 0.21368 | 0.0001 | 0.056488 | 0.23273 | 0.0001 | 0
1874 | 1 | 9.8607e-05 | 0.00036129 | 0 | 1.1748e-06 | 0.00011416 | 0 | 0.19346 | 0.0001 | 0.056113 | 0.23343 | 0.0001 | 0
1875 | 1 | 0.0001002 | 0.00032529 | 0 | 1.4098e-05 | 0.00011416 | 0 | 0.18457 | 0.0001 | 0.055738 | 0.23413 | 0.0001 | 0
1876 | 1 | 9.9627e-05 | 0.00029819 | 0 | 3.7595e-05 | 0.00011416 | 0 | 0.18576 | 0.0001 | 0.055363 | 0.23484 | 0.0001 | 0
1877 | 1 | 0.0001009 | 0.00026069 | 0 | 9.3987e-05 | 0.00011416 | 0 | 0.18132 | 0.0001 | 0.054989 | 0.23554 | 0.0001 | 0
1878 | 1 | 0.0001148 | 0.00020109 | 0 | 0.0001821 | 0.00011416 | 0 | 0.16673 | 0.0001 | 0.054614 | 0.23625 | 0.0001 | 0
1879 | 1 | 0.0001269 | 0.00019559 | 0 | 0.0001586 | 0.00011416 | 0 | 0.13403 | 0.0001 | 0.05424 | 0.23695 | 0.0001 | 0
1880 | 1 | 0.0001342 | 0.00021589 | 0 | 0.00014685 | 0.00011416 | 0.043871 | 0.082304 | 0.0001 | 0.053864 | 0.23765 | 0.0001 | 0.059518
1881 | 1 | 0.0001418 | 0.00022059 | 0 | 0.00016448 | 0.00011416 | 0.078968 | 0.15227 | 0.0001 | 0.05349 | 0.23836 | 0.0001 | 0.20996
1882 | 1 | 0.0001445 | 0.0001812 | 0 | 0.00018797 | 0.00011416 | 0.096516 | 0.1664 | 0.0001 | 0.053114 | 0.23906 | 0.0001 | 0.37473
1883 | 1 | 0.0001502 | 0.0001435 | 0 | 0.00020677 | 0.00011416 | 0.096516 | 0.15519 | 0.0001 | 0.05274 | 0.23977 | 0.0001 | 0.44604
1884 | 1 | 0.0001551 | 0.0001135 | 0 | 0.00018797 | 0.00011416 | 0.10529 | 0.15068 | 0.0001 | 0.052366 | 0.24047 | 0.0001 | 0.55569
1885 | 1 | 0.0001475 | 9.3698e-05 | 0 | 0.00019032 | 0.00011416 | 0.11406 | 0.1402 | 0.0001 | 0.051991 | 0.24117 | 0.0001 | 0.57958
1886 | 1 | 0.0001493 | 6.9688e-05 | 0 | 0.00021382 | 0.00011416 | 0.087742 | 0.1264 | 0.0001 | 0.051616 | 0.24188 | 0.0001 | 0.53496
1887 | 1 | 0.0001465 | 5.8278e-05 | 0 | 0.00022322 | 0.00011416 | 0.078968 | 0.11427 | 0.0001 | 0.051241 | 0.24259 | 0.0001 | 0.40611
1888 | 1 | 0.0001434 | 5.0519e-05 | 0 | 0.00022322 | 0.00011416 | 0.078968 | 0.077923 | 0.0001 | 0.050866 | 0.24329 | 0.0001 | 0.27071
1889 | 1 | 0.0001408 | 4.8229e-05 | 0 | 0.00016448 | 0.00011416 | 0.043871 | 0.078254 | 0.0001 | 0.050492 | 0.24399 | 0.0001 | 0.09519
1890 | 1 | 0.0001397 | 4.9259e-05 | 0 | 0.00011748 | 0.00011416 | 0 | 0.089863 | 0.0001 | 0.050117 | 0.2447 | 0.0001 | 0
1891 | 1 | 0.0001467 | 6.4918e-05 | 0 | 8.8113e-05 | 0.00011416 | 0 | 0.066059 | 0.0001 | 0.049743 | 0.2454 | 0.0001 | 0
1892 | 1 | 0.0001496 | 7.4638e-05 | 0 | 5.8742e-05 | 0.00011416 | 0 | 0.053523 | 0.0001 | 0.049367 | 0.2461 | 0.0001 | 0
1893 | 1 | 0.0001382 | 0.0001156 | 0 | 3.7595e-05 | 0.00011416 | 0 | 0.047818 | 0.0001 | 0.048993 | 0.2468 | 0.0001 | 0
1894 | 1 | 0.0001296 | 0.0001539 | 0 | 2.3497e-05 | 0.00011416 | 0 | 0.055178 | 0.0001 | 0.048618 | 0.24751 | 0.0001 | 0
1895 | 1 | 0.0001252 | 0.0001429 | 0 | 9.3987e-06 | 0.00011416 | 0 | 0.042642 | 0.0001 | 0.048243 | 0.24822 | 0.0001 | 0
1896 | 1 | 0.0001087 | 0.00022159 | 0 | 5.8742e-06 | 0.00011416 | 0 | 0.054913 | 0.0001 | 0.047869 | 0.24891 | 0.0001 | 0
1897 | 1 | 0.0001042 | 0.00023639 | 0 | 2.3497e-06 | 0.00011416 | 0 | 0.06095 | 0.0001 | 0.047494 | 0.24962 | 0.0001 | 0
1898 | 1 | 9.9897e-05 | 0.00025109 | 0 | 1.1748e-06 | 0.00011416 | 0 | 0.11062 | 0.0001 | 0.047119 | 0.25033 | 0.0001 | 0
1899 | 1 | 0.0001001 | 0.00022209 | 0 | 1.4098e-05 | 0.00011416 | 0 | 0.15386 | 0.0001 | 0.046744 | 0.25103 | 0.0001 | 0
1900 | 1 | 9.8007e-05 | 0.00022889 | 0 | 3.7595e-05 | 0.00011416 | 0 | 0.1534 | 0.0001 | 0.046369 | 0.25174 | 0.0001 | 0
1901 | 1 | 9.4127e-05 | 0.00025589 | 0 | 9.3987e-05 | 0.00011416 | 0 | 0.16269 | 0.0001 | 0.045995 | 0.25244 | 0.0001 | 0
1902 | 1 | 0.0001025 | 0.00027609 | 0 | 0.0001821 | 0.00011416 | 0 | 0.20387 | 0.0001 | 0.04562 | 0.25314 | 0.0001 | 0
1903 | 1 | 0.0001186 | 0.00024189 | 0 | 0.0001586 | 0.00011416 | 0.0087742 | 0.23252 | 0.0001 | 0.045245 | 0.25385 | 0.0001 | 0
1904 | 1 | 0.0001322 | 0.00019239 | 0 | 0.00014685 | 0.00011416 | 0.10529 | 0.13072 | 0.0001 | 0.04487 | 0.25455 | 0.0001 | 0.11197
1905 | 1 | 0.0001427 | 0.0001565 | 0 | 0.00016448 | 0.00011416 | 0.17548 | 0.092048 | 0.0001 | 0.044495 | 0.25526 | 0.0001 | 0.25362
1906 | 1 | 0.0001471 | 0.0001125 | 0 | 0.00018797 | 0.00011416 | 0.22813 | 0.1067 | 0.0001 | 0.044121 | 0.25595 | 0.0001 | 0.37982
1907 | 1 | 0.0001524 | 7.3728e-05 | 0 | 0.00020677 | 0.00011416 | 0.272 | 0.10147 | 0.0001 | 0.043747 | 0.25665 | 0.0001 | 0.4914
1908 | 1 | 0.00015719 | 5.2279e-05 | 0 | 0.00018797 | 0.00011416 | 0.32465 | 0.089334 | 0.0001 | 0.043371 | 0.25737 | 0.0001 | 0.53919
1909 | 1 | 0.0001484 | 3.9979e-05 | 0 | 0.00019032 | 0.00011416 | 0.35097 | 0.081245 | 0.0001 | 0.042997 | 0.25808 | 0.0001 | 0.48704
1910 | 1 | 0.0001504 | 1.736e-05 | 0 | 0.00021382 | 0.00011416 | 0.35974 | 0.054384 | 0.0001 | 0.042621 | 0.25878 | 0.0001 | 0.45417
1911 | 1 | 0.0001478 | 1.146e-05 | 0 | 0.00022322 | 0.00011416 | 0.35097 | 0.051062 | 0.0001 | 0.042247 | 0.25947 | 0.0001 | 0.34083
1912 | 1 | 0.0001447 | 8.6968e-06 | 0 | 0.00022322 | 0.00011416 | 0.29832 | 0.048215 | 0.0001 | 0.041872 | 0.26018 | 0.0001 | 0.22592
1913 | 1 | 0.0001425 | 9.2168e-06 | 0 | 0.00016448 | 0.00011416 | 0.14916 | 0.038934 | 0.0001 | 0.041498 | 0.26088 | 0.0001 | 0.1043
1914 | 1 | 0.00014 | 1.592e-05 | 0 | 0.00011748 | 0.00011416 | 0 | 0.032434 | 0.0001 | 0.041123 | 0.2616 | 0.0001 | 0
1915 | 1 | 0.0001453 | 3.4909e-05 | 0 | 8.8113e-05 | 0.00011416 | 0 | 0.035281 | 0.0001 | 0.040748 | 0.2623 | 0.0001 | 0
1916 | 1 | 0.0001487 | 5.1669e-05 | 0 | 5.8742e-05 | 0.00011416 | 0 | 0.056304 | 0.0001 | 0.040374 | 0.26299 | 0.0001 | 0
1917 | 1 | 0.0001397 | 6.5228e-05 | 0 | 3.7595e-05 | 0.00011416 | 0 | 0.092446 | 0.0001 | 0.039998 | 0.2637 | 0.0001 | 0
1918 | 1 | 0.0001307 | 0.0001012 | 0 | 2.3497e-05 | 0.00011416 | 0 | 0.12084 | 0.0001 | 0.039624 | 0.2644 | 0.0001 | 0
1919 | 1 | 0.0001226 | 0.000132 | 0 | 9.3987e-06 | 0.00011416 | 0 | 0.13211 | 0.0001 | 0.03925 | 0.26512 | 0.0001 | 0
1920 | 1 | 0.000109 | 0.0001688 | 0 | 5.8742e-06 | 0.00011416 | 0 | 0.14863 | 0.0001 | 0.038874 | 0.26583 | 0.0001 | 0
1921 | 1 | 0.0001041 | 0.0001716 | 0 | 2.3497e-06 | 0.00011416 | 0 | 0.14126 | 0.0001 | 0.0385 | 0.26651 | 0.0001 | 0
1922 | 1 | 0.0001002 | 0.000178 | 0 | 1.1748e-06 | 0.00011416 | 0 | 0.1469 | 0.0001 | 0.038125 | 0.26722 | 0.0001 | 0
1923 | 1 | 9.9977e-05 | 0.0001534 | 0 | 1.4098e-05 | 0.00011416 | 0 | 0.17276 | 0.0001 | 0.03775 | 0.26792 | 0.0001 | 0
1924 | 1 | 9.7737e-05 | 0.0001701 | 0 | 3.7595e-05 | 0.00011416 | 0 | 0.19544 | 0.0001 | 0.037375 | 0.26864 | 0.0001 | 0
1925 | 1 | 9.3947e-05 | 0.00020049 | 0 | 9.3987e-05 | 0.00011416 | 0 | 0.21521 | 0.0001 | 0.037001 | 0.26935 | 0.0001 | 0
1926 | 1 | 0.0001028 | 0.00020539 | 0 | 0.0001821 | 0.00011416 | 0 | 0.24352 | 0.0001 | 0.036626 | 0.27003 | 0.0001 | 0
1927 | 1 | 0.0001161 | 0.0001823 | 0 | 0.0001586 | 0.00011416 | 0.017548 | 0.2855 | 0.0001 | 0.036251 | 0.27074 | 0.0001 | 0
1928 | 1 | 0.0001279 | 0.0001397 | 0 | 0.00014685 | 0.00011416 | 0.14916 | 0.21719 | 0.0001 | 0.035876 | 0.27145 | 0.0001 | 0.021172
1929 | 1 | 0.0001371 | 0.0001224 | 0 | 0.00016448 | 0.00011416 | 0.272 | 0.11175 | 0.0001 | 0.035501 | 0.27215 | 0.0001 | 0.17108
1930 | 1 | 0.000141 | 9.2818e-05 | 0 | 0.00018797 | 0.00011416 | 0.37729 | 0.10571 | 0.0001 | 0.035126 | 0.27287 | 0.0001 | 0.43161
1931 | 1 | 0.0001456 | 6.0768e-05 | 0 | 0.00020677 | 0.00011416 | 0.43871 | 0.12183 | 0.0001 | 0.034753 | 0.27355 | 0.0001 | 0.53114
1932 | 1 | 0.0001498 | 3.8509e-05 | 0 | 0.00018797 | 0.00011416 | 0.43871 | 0.12548 | 0.0001 | 0.034377 | 0.27426 | 0.0001 | 0.59451
1933 | 1 | 0.0001432 | 2.0109e-05 | 0 | 0.00019032 | 0.00011416 | 0.43871 | 0.11089 | 0.0001 | 0.034003 | 0.27497 | 0.0001 | 0.59059
1934 | 1 | 0.0001433 | 0 | 0 | 0.00021382 | 0.00011416 | 0.42994 | 0.095503 | 0.0001 | 0.033628 | 0.27567 | 0.0001 | 0.54479
1935 | 1 | 0.0001391 | 0 | 0 | 0.00022322 | 0.00011416 | 0.39484 | 0.11454 | 0.0001 | 0.033252 | 0.27636 | 0.0001 | 0.43363
1936 | 1 | 0.0001351 | 0 | 0 | 0.00022322 | 0.00011416 | 0.31587 | 0.10002 | 0.0001 | 0.032878 | 0.27707 | 0.0001 | 0.24858
1937 | 1 | 0.0001304 | 0 | 0 | 0.00016448 | 0.00011416 | 0.16671 | 0.11135 | 0.0001 | 0.032504 | 0.27778 | 0.0001 | 0.11776
1938 | 1 | 0.0001301 | 0 | 0 | 0.00011748 | 0.00011416 | 0.0087742 | 0.11573 | 0.0001 | 0.032129 | 0.27849 | 0.0001 | 0
1939 | 1 | 0.0001375 | 1.468e-05 | 0 | 8.8113e-05 | 0.00011416 | 0 | 0.12746 | 0.0001 | 0.031754 | 0.2792 | 0.0001 | 0
1940 | 1 | 0.0001416 | 3.9449e-05 | 0 | 5.8742e-05 | 0.00011416 | 0 | 0.15817 | 0.0001 | 0.031379 | 0.27988 | 0.0001 | 0
1941 | 1 | 0.0001332 | 4.5889e-05 | 0 | 3.7595e-05 | 0.00011416 | 0 | 0.19591 | 0.0001 | 0.031004 | 0.28059 | 0.0001 | 0
1942 | 1 | 0.0001275 | 6.2028e-05 | 0 | 2.3497e-05 | 0.00011416 | 0 | 0.20765 | 0.0001 | 0.030629 | 0.28131 | 0.0001 | 0
1943 | 1 | 0.0001214 | 8.7778e-05 | 0 | 9.3987e-06 | 0.00011416 | 0 | 0.24519 | 0.0001 | 0.030255 | 0.28201 | 0.0001 | 0
1944 | 1 | 0.000111 | 0.0001122 | 0 | 5.8742e-06 | 0.00011416 | 0 | 0.25493 | 0.0001 | 0.029881 | 0.28272 | 0.0001 | 0
1945 | 1 | 0.0001056 | 0.0001211 | 0 | 2.3497e-06 | 0.00011416 | 0 | 0.25493 | 0.0001 | 0.029505 | 0.28341 | 0.0001 | 0
1946 | 1 | 9.9137e-05 | 0.0001311 | 0 | 1.1748e-06 | 0.00011416 | 0 | 0.26097 | 0.0001 | 0.029131 | 0.28411 | 0.0001 | 0
1947 | 1 | 9.6867e-05 | 0.0001133 | 0 | 1.4098e-05 | 0.00011416 | 0 | 0.26177 | 0.0001 | 0.028755 | 0.28482 | 0.0001 | 0
1948 | 1 | 9.4227e-05 | 0.0001128 | 0 | 3.7595e-05 | 0.00011416 | 0 | 0.2944 | 0.0001 | 0.028381 | 0.28553 | 0.0001 | 0
1949 | 1 | 9.0437e-05 | 0.0001142 | 0 | 9.3987e-05 | 0.00011416 | 0 | 0.32106 | 0.0001 | 0.028007 | 0.28624 | 0.0001 | 0
1950 | 1 | 9.3557e-05 | 0.0001154 | 0 | 0.0001821 | 0.00011416 | 0 | 0.34931 | 0.0001 | 0.027632 | 0.28693 | 0.0001 | 0
1951 | 1 | 9.4337e-05 | 0.0001141 | 0 | 0.0001586 | 0.00011416 | 0.026323 | 0.38883 | 0.0001 | 0.027257 | 0.28763 | 0.0001 | 0
1952 | 1 | 9.7327e-05 | 9.4218e-05 | 0 | 0.00014685 | 0.00011416 | 0.20181 | 0.27351 | 0.0001 | 0.026882 | 0.28834 | 0.0001 | 0
1953 | 1 | 0.0001073 | 8.5608e-05 | 0 | 0.00016448 | 0.00011416 | 0.33342 | 0.21501 | 0.0001 | 0.026507 | 0.28906 | 0.0001 | 0.030584
1954 | 1 | 0.0001156 | 6.8298e-05 | 0 | 0.00018797 | 0.00011416 | 0.41239 | 0.24863 | 0.0001 | 0.026132 | 0.28976 | 0.0001 | 0.10538
1955 | 1 | 0.000119 | 5.7498e-05 | 0 | 0.00020677 | 0.00011416 | 0.47381 | 0.26562 | 0.0001 | 0.025758 | 0.29045 | 0.0001 | 0.16893
1956 | 1 | 0.000122 | 4.3479e-05 | 0 | 0.00018797 | 0.00011416 | 0.48258 | 0.27245 | 0.0001 | 0.025384 | 0.29115 | 0.0001 | 0.18165
1957 | 1 | 0.0001209 | 3.6719e-05 | 0 | 0.00019032 | 0.00011416 | 0.47381 | 0.26236 | 0.0001 | 0.025008 | 0.29186 | 0.0001 | 0.14134
1958 | 1 | 0.00012 | 2.7459e-05 | 0 | 0.00021382 | 0.00011416 | 0.46503 | 0.24048 | 0.0001 | 0.024634 | 0.29258 | 0.0001 | 0.11237
1959 | 1 | 0.0001175 | 3.0309e-05 | 0 | 0.00022322 | 0.00011416 | 0.42116 | 0.20293 | 0.0001 | 0.024259 | 0.29328 | 0.0001 | 0.056872
1960 | 1 | 0.0001172 | 3.5209e-05 | 0 | 0.00022322 | 0.00011416 | 0.33342 | 0.18311 | 0.0001 | 0.023883 | 0.29396 | 0.0001 | 0.009336
1961 | 1 | 0.0001172 | 4.5809e-05 | 0 | 0.00016448 | 0.00011416 | 0.16671 | 0.18835 | 0.0001 | 0.02351 | 0.29468 | 0.0001 | 0
1962 | 1 | 0.0001195 | 5.6499e-05 | 0 | 0.00011748 | 0.00011416 | 0.0087742 | 0.14219 | 0.0001 | 0.023135 | 0.29538 | 0.0001 | 0
1963 | 1 | 0.0001267 | 5.4989e-05 | 0 | 8.8113e-05 | 0.00011416 | 0 | 0.12402 | 0.0001 | 0.02276 | 0.29609 | 0.0001 | 0
1964 | 1 | 0.0001267 | 5.7748e-05 | 0 | 5.8742e-05 | 0.00011416 | 0 | 0.13125 | 0.0001 | 0.022385 | 0.2968 | 0.0001 | 0
1965 | 1 | 0.0001181 | 6.3668e-05 | 0 | 3.7595e-05 | 0.00011416 | 0 | 0.13164 | 0.0001 | 0.02201 | 0.29748 | 0.0001 | 0
1966 | 1 | 0.000113 | 8.0258e-05 | 0 | 2.3497e-05 | 0.00011416 | 0 | 0.13768 | 0.0001 | 0.021635 | 0.2982 | 0.0001 | 0
1967 | 1 | 0.0001105 | 9.7087e-05 | 0 | 9.3987e-06 | 0.00011416 | 0 | 0.13078 | 0.0001 | 0.021261 | 0.2989 | 0.0001 | 0
1968 | 1 | 0.0001001 | 0.0001219 | 0 | 5.8742e-06 | 0.00011416 | 0 | 0.13078 | 0.0001 | 0.020886 | 0.29961 | 0.0001 | 0
1969 | 1 | 9.4567e-05 | 0.0001265 | 0 | 2.3497e-06 | 0.00011416 | 0 | 0.13039 | 0.0001 | 0.020511 | 0.3003 | 0.0001 | 0
1970 | 1 | 8.8507e-05 | 0.0001348 | 0 | 1.1748e-06 | 0.00011416 | 0 | 0.13934 | 0.0001 | 0.020136 | 0.301 | 0.0001 | 0
1971 | 1 | 8.7157e-05 | 0.0001148 | 0 | 1.4098e-05 | 0.00011416 | 0 | 0.14623 | 0.0001 | 0.019762 | 0.30172 | 0.0001 | 0
1972 | 1 | 8.6047e-05 | 0.0001165 | 0 | 3.7595e-05 | 0.00011416 | 0 | 0.14219 | 0.0001 | 0.019386 | 0.30243 | 0.0001 | 0
1973 | 1 | 8.3257e-05 | 0.0001294 | 0 | 9.3987e-05 | 0.00011416 | 0 | 0.17648 | 0.0001 | 0.019012 | 0.30313 | 0.0001 | 0
1974 | 1 | 8.5107e-05 | 0.0001318 | 0 | 0.0001821 | 0.00011416 | 0 | 0.20434 | 0.0001 | 0.018638 | 0.30382 | 0.0001 | 0
1975 | 1 | 8.2937e-05 | 0.0001169 | 0 | 0.0001586 | 0.00011416 | 0.026323 | 0.22655 | 0.0001 | 0.018262 | 0.30453 | 0.0001 | 0
1976 | 1 | 8.2477e-05 | 9.4598e-05 | 0 | 0.00014685 | 0.00011416 | 0.22813 | 0.14903 | 0.0001 | 0.017888 | 0.30523 | 0.0001 | 0
1977 | 1 | 9.0517e-05 | 9.3548e-05 | 0 | 0.00016448 | 0.00011416 | 0.37729 | 0.075672 | 0.0001 | 0.017513 | 0.30595 | 0.0001 | 0
1978 | 1 | 9.9837e-05 | 8.1568e-05 | 0 | 0.00018797 | 0.00011416 | 0.46503 | 0.055112 | 0.0001 | 0.017138 | 0.30665 | 0.0001 | 0.01907
1979 | 1 | 0.0001059 | 6.9228e-05 | 0 | 0.00020677 | 0.00011416 | 0.5089 | 0.067649 | 0.0001 | 0.016764 | 0.30734 | 0.0001 | 0.077525
1980 | 1 | 0.0001099 | 6.0098e-05 | 0 | 0.00018797 | 0.00011416 | 0.52645 | 0.067715 | 0.0001 | 0.016389 | 0.30805 | 0.0001 | 0.14371
1981 | 1 | 0.0001109 | 6.3258e-05 | 0 | 0.00019032 | 0.00011416 | 0.51768 | 0.0455 | 0.0001 | 0.016015 | 0.30875 | 0.0001 | 0.1105
1982 | 1 | 0.000108 | 4.7289e-05 | 0 | 0.00021382 | 0.00011416 | 0.48258 | 0.036605 | 0.0001 | 0.015639 | 0.30947 | 0.0001 | 0.2457
1983 | 1 | 0.0001042 | 4.0379e-05 | 0 | 0.00022322 | 0.00011416 | 0.44748 | 0.036605 | 0.0001 | 0.015265 | 0.31018 | 0.0001 | 0.17512
1984 | 1 | 0.000103 | 3.5399e-05 | 0 | 0.00022322 | 0.00011416 | 0.33342 | 0.042642 | 0.0001 | 0.014889 | 0.31086 | 0.0001 | 0.020023
1985 | 1 | 0.0001054 | 4.5119e-05 | 0 | 0.00016448 | 0.00011416 | 0.18426 | 0.089201 | 0.0001 | 0.014515 | 0.31157 | 0.0001 | 0
1986 | 1 | 0.0001107 | 5.8768e-05 | 0 | 0.00011748 | 0.00011416 | 0.0087742 | 0.089665 | 0.0001 | 0.014141 | 0.31228 | 0.0001 | 0
1987 | 1 | 0.0001193 | 6.3408e-05 | 0 | 8.8113e-05 | 0.00011416 | 0 | 0.077128 | 0.0001 | 0.013766 | 0.31299 | 0.0001 | 0
1988 | 1 | 0.0001227 | 6.5748e-05 | 0 | 5.8742e-05 | 0.00011416 | 0 | 0.10041 | 0.0001 | 0.013391 | 0.3137 | 0.0001 | 0
1989 | 1 | 0.0001164 | 7.2888e-05 | 0 | 3.7595e-05 | 0.00011416 | 0 | 0.11494 | 0.0001 | 0.013016 | 0.31438 | 0.0001 | 0
1990 | 1 | 0.0001111 | 9.3818e-05 | 0 | 2.3497e-05 | 0.00011416 | 0 | 0.11898 | 0.0001 | 0.012641 | 0.31509 | 0.0001 | 0
1991 | 1 | 0.0001074 | 0.0001225 | 0 | 9.3987e-06 | 0.00011416 | 0 | 0.10081 | 0.0001 | 0.012267 | 0.3158 | 0.0001 | 0
1992 | 1 | 9.4007e-05 | 0.0001598 | 0 | 5.8742e-06 | 0.00011416 | 0 | 0.060818 | 0.0001 | 0.011892 | 0.3165 | 0.0001 | 0
1993 | 1 | 8.9007e-05 | 0.0001714 | 0 | 2.3497e-06 | 0.00011416 | 0 | 0.034089 | 0.0001 | 0.095666 | 0.31722 | 0.0001 | 0
1994 | 1 | 8.4427e-05 | 0.0001821 | 0 | 1.1748e-06 | 0.00011416 | 0 | 0.027192 | 0.0001 | 0.095286 | 0.3179 | 0.0001 | 0
1995 | 1 | 8.5987e-05 | 0.0001572 | 0 | 1.4098e-05 | 0.00011416 | 0 | 0.026 | 0.0001 | 0.094914 | 0.31861 | 0.0001 | 0
1996 | 1 | 8.8157e-05 | 0.0001557 | 0 | 3.7595e-05 | 0.00011416 | 0 | 0.031705 | 0.0001 | 0.094541 | 0.31932 | 0.0001 | 0
1997 | 1 | 8.8557e-05 | 0.0001733 | 0 | 9.3987e-05 | 0.00011416 | 0 | 0.040655 | 0.0001 | 0.094161 | 0.32002 | 0.0001 | 0
1998 | 1 | 9.9217e-05 | 0.0001826 | 0 | 0.0001821 | 0.00011416 | 0 | 0.053589 | 0.0001 | 0.093789 | 0.32074 | 0.0001 | 0
1999 | 1 | 0.0001143 | 0.0001643 | 0 | 0.0001586 | 0.00011416 | 0.026323 | 0.050731 | 0.0001 | 0.093417 | 0.32142 | 0.0001 | 0
2000 | 1 | 0.0001292 | 0.000127 | 0 | 0.00014685 | 0.00011416 | 0.22813 | 0.0057054 | 0.0001 | 0.093036 | 0.32213 | 0.0001 | 0.031329
2001 | 1 | 0.0001414 | 0.000112 | 0 | 0.00016448 | 0.00011416 | 0.38607 | 0 | 0.0001 | 0.092664 | 0.32284 | 0.0001 | 0.1475
2002 | 1 | 0.0001443 | 9.3238e-05 | 0 | 0.00018797 | 0.00011416 | 0.48258 | 0.0057054 | 0.0001 | 0.092292 | 0.32355 | 0.0001 | 0.25523
2003 | 1 | 0.0001486 | 7.3568e-05 | 0 | 0.00020677 | 0.00011416 | 0.544 | 0.019964 | 0.0001 | 0.091912 | 0.32423 | 0.0001 | 0.39811
2004 | 1 | 0.0001535 | 5.8578e-05 | 0 | 0.00018797 | 0.00011416 | 0.55278 | 0.033758 | 0.0001 | 0.091539 | 0.32494 | 0.0001 | 0.44609
2005 | 1 | 0.0001435 | 5.2939e-05 | 0 | 0.00019032 | 0.00011416 | 0.52645 | 0.049539 | 0.0001 | 0.091167 | 0.32566 | 0.0001 | 0.43167
2006 | 1 | 0.0001465 | 3.9119e-05 | 0 | 0.00021382 | 0.00011416 | 0.45626 | 0.064923 | 0.0001 | 0.090795 | 0.32636 | 0.0001 | 0.38374
2007 | 1 | 0.0001439 | 3.2679e-05 | 0 | 0.00022322 | 0.00011416 | 0.42116 | 0.09238 | 0.0001 | 0.090415 | 0.32707 | 0.0001 | 0.31471
2008 | 1 | 0.0001403 | 3.0019e-05 | 0 | 0.00022322 | 0.00011416 | 0.32465 | 0.066854 | 0.0001 | 0.090043 | 0.32776 | 0.0001 | 0.20733
2009 | 1 | 0.0001378 | 3.2499e-05 | 0 | 0.00016448 | 0.00011416 | 0.16671 | 0.08834 | 0.0001 | 0.08967 | 0.32846 | 0.0001 | 0.076147
2010 | 1 | 0.0001343 | 3.7039e-05 | 0 | 0.00011748 | 0.00011416 | 0.017548 | 0.055112 | 0.0001 | 0.08929 | 0.32917 | 0.0001 | 0
2011 | 1 | 0.0001389 | 4.6839e-05 | 0 | 8.8113e-05 | 0.00011416 | 0 | 0.038139 | 0.0001 | 0.088918 | 0.32988 | 0.0001 | 0
2012 | 1 | 0.000143 | 6.6318e-05 | 0 | 5.8742e-05 | 0.00011416 | 0 | 0.028053 | 0.0001 | 0.088546 | 0.33059 | 0.0001 | 0
2013 | 1 | 0.0001349 | 7.8648e-05 | 0 | 3.7595e-05 | 0.00011416 | 0 | 0.034089 | 0.0001 | 0.088165 | 0.33128 | 0.0001 | 0
2014 | 1 | 0.0001261 | 0.0001107 | 0 | 2.3497e-05 | 0.00011416 | 0 | 0.040258 | 0.0001 | 0.087793 | 0.33198 | 0.0001 | 0
2015 | 1 | 0.0001175 | 0.0001429 | 0 | 9.3987e-06 | 0.00011416 | 0 | 0.064128 | 0.0001 | 0.087421 | 0.33269 | 0.0001 | 0
2016 | 1 | 0.0001025 | 0.00019189 | 0 | 5.8742e-06 | 0.00011416 | 0 | 0.11619 | 0.0001 | 0.087041 | 0.33341 | 0.0001 | 0
2017 | 1 | 0.0001014 | 0.0001539 | 0 | 2.3497e-06 | 0.00011416 | 0 | 0.15459 | 0.0001 | 0.086669 | 0.33411 | 0.0001 | 0
2018 | 1 | 9.6097e-05 | 0.0001874 | 0 | 1.1748e-06 | 0.00011416 | 0 | 0.15705 | 0.0001 | 0.086296 | 0.3348 | 0.0001 | 0
2019 | 1 | 9.3617e-05 | 0.0001882 | 0 | 1.4098e-05 | 0.00011416 | 0 | 0.15586 | 0.0001 | 0.085916 | 0.33551 | 0.0001 | 0
2020 | 1 | 9.3997e-05 | 0.0001756 | 0 | 3.7595e-05 | 0.00011416 | 0 | 0.15061 | 0.0001 | 0.085544 | 0.33621 | 0.0001 | 0
2021 | 1 | 9.6687e-05 | 0.0001503 | 0 | 9.3987e-05 | 0.00011416 | 0 | 0.13934 | 0.0001 | 0.085172 | 0.33693 | 0.0001 | 0
2022 | 1 | 0.0001026 | 0.00019609 | 0 | 0.0001821 | 0.00011416 | 0 | 0.1595 | 0.0001 | 0.0848 | 0.33763 | 0.0001 | 0
2023 | 1 | 0.0001191 | 0.0001578 | 0 | 0.0001586 | 0.00011416 | 0.026323 | 0.16912 | 0.0001 | 0.084419 | 0.33832 | 0.0001 | 0
2024 | 1 | 0.0001292 | 0.0001627 | 0 | 0.00014685 | 0.00011416 | 0.2369 | 0.080781 | 0.0001 | 0.084047 | 0.33903 | 0.0001 | 0.12273
2025 | 1 | 0.0001405 | 0.0001261 | 0 | 0.00016448 | 0.00011416 | 0.42116 | 0.061413 | 0.0001 | 0.083675 | 0.33973 | 0.0001 | 0.27912
2026 | 1 | 0.0001429 | 0.000101 | 0 | 0.00018797 | 0.00011416 | 0.52645 | 0.062274 | 0.0001 | 0.083294 | 0.34044 | 0.0001 | 0.44887
2027 | 1 | 0.0001458 | 7.2248e-05 | 0 | 0.00020677 | 0.00011416 | 0.5791 | 0.069172 | 0.0001 | 0.082922 | 0.34116 | 0.0001 | 0.5477
2028 | 1 | 0.0001528 | 4.5839e-05 | 0 | 0.00018797 | 0.00011416 | 0.58787 | 0.07235 | 0.0001 | 0.082548 | 0.34183 | 0.0001 | 0.61283
2029 | 1 | 0.0001438 | 3.3469e-05 | 0 | 0.00019032 | 0.00011416 | 0.544 | 0.081245 | 0.0001 | 0.082172 | 0.34255 | 0.0001 | 0.61892
2030 | 1 | 0.0001468 | 1.53e-05 | 0 | 0.00021382 | 0.00011416 | 0.49136 | 0.087678 | 0.0001 | 0.081798 | 0.34325 | 0.0001 | 0.56821
2031 | 1 | 0.0001452 | 0 | 0 | 0.00022322 | 0.00011416 | 0.46503 | 0.085615 | 0.0001 | 0.081423 | 0.34396 | 0.0001 | 0.46557
2032 | 1 | 0.0001415 | 0 | 0 | 0.00022322 | 0.00011416 | 0.34219 | 0.081443 | 0.0001 | 0.081047 | 0.34468 | 0.0001 | 0.32641
2033 | 1 | 0.0001381 | 0 | 0 | 0.00016448 | 0.00011416 | 0.19303 | 0.091982 | 0.0001 | 0.080673 | 0.34535 | 0.0001 | 0.1627
2034 | 1 | 0.0001347 | 0 | 0 | 0.00011748 | 0.00011416 | 0.017548 | 0.062076 | 0.0001 | 0.080299 | 0.34607 | 0.0001 | 0
2035 | 1 | 0.0001383 | 2.5039e-05 | 0 | 8.8113e-05 | 0.00011416 | 0 | 0.049539 | 0.0001 | 0.079924 | 0.34678 | 0.0001 | 0
2036 | 1 | 0.0001425 | 5.0409e-05 | 0 | 5.8742e-05 | 0.00011416 | 0 | 0.065386 | 0.0001 | 0.079549 | 0.34748 | 0.0001 | 0
2037 | 1 | 0.0001342 | 7.0648e-05 | 0 | 3.7595e-05 | 0.00011416 | 0 | 0.085217 | 0.0001 | 0.079174 | 0.34817 | 0.0001 | 0
2038 | 1 | 0.0001238 | 0.0001296 | 0 | 2.3497e-05 | 0.00011416 | 0 | 0.1213 | 0.0001 | 0.078799 | 0.34888 | 0.0001 | 0
2039 | 1 | 0.0001182 | 0.000126 | 0 | 9.3987e-06 | 0.00011416 | 0 | 0.13019 | 0.0001 | 0.078425 | 0.34959 | 0.0001 | 0
2040 | 1 | 0.0001024 | 0.0001763 | 0 | 5.8742e-06 | 0.00011416 | 0 | 0.14026 | 0.0001 | 0.07805 | 0.3503 | 0.0001 | 0
2041 | 1 | 9.6817e-05 | 0.0001824 | 0 | 2.3497e-06 | 0.00011416 | 0 | 0.14551 | 0.0001 | 0.077997 | 0.35076 | 0.0001 | 0
2042 | 1 | 9.0657e-05 | 0.00021449 | 0 | 1.1748e-06 | 0.00011416 | 0 | 0.14544 | 0.0001 | 0.07848 | 0.35083 | 0.0001 | 0
2043 | 1 | 8.9397e-05 | 0.00020369 | 0 | 1.4098e-05 | 0.00011416 | 0 | 0.14219 | 0.0001 | 0.078963 | 0.35091 | 0.0001 | 0
2044 | 1 | 9.0537e-05 | 0.0001901 | 0 | 3.7595e-05 | 0.00011416 | 0 | 0.15592 | 0.0001 | 0.079446 | 0.35098 | 0.0001 | 0
2045 | 1 | 9.2427e-05 | 0.0001706 | 0 | 9.3987e-05 | 0.00011416 | 0 | 0.18981 | 0.0001 | 0.079929 | 0.35105 | 0.0001 | 0
2046 | 1 | 0.0001062 | 0.0001318 | 0 | 0.0001821 | 0.00011416 | 0 | 0.21727 | 0.0001 | 0.080412 | 0.35113 | 0.0001 | 0
2047 | 1 | 0.0001189 | 0.0001326 | 0 | 0.0001586 | 0.00011416 | 0.035097 | 0.22821 | 0.0001 | 0.080895 | 0.3512 | 0.0001 | 0
2048 | 1 | 0.0001282 | 0.0001419 | 0 | 0.00014685 | 0.00011416 | 0.26323 | 0.087612 | 0.0001 | 0.081377 | 0.35126 | 0.0001 | 0.14154
2049 | 1 | 0.0001376 | 0.0001251 | 0 | 0.00016448 | 0.00011416 | 0.42994 | 0 | 0.0001 | 0.08186 | 0.35134 | 0.0001 | 0.30317
2050 | 1 | 0.0001417 | 8.7378e-05 | 0 | 0.00018797 | 0.00011416 | 0.52645 | 0 | 0.0001 | 0.082343 | 0.35141 | 0.0001 | 0.45003
2051 | 1 | 0.0001463 | 5.5289e-05 | 0 | 0.00020677 | 0.00011416 | 0.5791 | 0.0028472 | 0.0001 | 0.082823 | 0.35149 | 0.0001 | 0.54856
2052 | 1 | 0.0001523 | 2.7779e-05 | 0 | 0.00018797 | 0.00011416 | 0.58787 | 0.011411 | 0.0001 | 0.083311 | 0.35157 | 0.0001 | 0.60418
2053 | 1 | 0.0001443 | 1.234e-05 | 0 | 0.00019032 | 0.00011416 | 0.5791 | 0.022811 | 0.0001 | 0.083791 | 0.35163 | 0.0001 | 0.5981
2054 | 1 | 0.0001456 | 0 | 0 | 0.00021382 | 0.00011416 | 0.544 | 0.0309 | 0.0001 | 0.084279 | 0.35171 | 0.0001 | 0.54364
2055 | 1 | 0.0001426 | 0 | 0 | 0.00022322 | 0.00011416 | 0.5089 | 0.0309 | 0.0001 | 0.084758 | 0.35179 | 0.0001 | 0.42384
2056 | 1 | 0.0001394 | 0 | 0 | 0.00022322 | 0.00011416 | 0.38607 | 0.045897 | 0.0001 | 0.085238 | 0.35184 | 0.0001 | 0.31091
2057 | 1 | 0.0001359 | 0 | 0 | 0.00016448 | 0.00011416 | 0.21058 | 0.08237 | 0.0001 | 0.085726 | 0.35192 | 0.0001 | 0.1068
2058 | 1 | 0.0001333 | 0 | 0 | 0.00011748 | 0.00011416 | 0.017548 | 0.058092 | 0.0001 | 0.086205 | 0.352 | 0.0001 | 0
2059 | 1 | 0.0001386 | 1.384e-05 | 0 | 8.8113e-05 | 0.00011416 | 0 | 0.022347 | 0.0001 | 0.086693 | 0.35207 | 0.0001 | 0
2060 | 1 | 0.0001436 | 2.7609e-05 | 0 | 5.8742e-05 | 0.00011416 | 0 | 0.0195 | 0.0001 | 0.087173 | 0.35215 | 0.0001 | 0
2061 | 1 | 0.000134 | 5.7428e-05 | 0 | 3.7595e-05 | 0.00011416 | 0 | 0.039795 | 0.0001 | 0.087653 | 0.35223 | 0.0001 | 0
2062 | 1 | 0.0001262 | 8.1068e-05 | 0 | 2.3497e-05 | 0.00011416 | 0 | 0.049076 | 0.0001 | 0.088141 | 0.35229 | 0.0001 | 0
2063 | 1 | 0.0001203 | 8.3028e-05 | 0 | 9.3987e-06 | 0.00011416 | 0 | 0.054781 | 0.0001 | 0.08862 | 0.35237 | 0.0001 | 0
2064 | 1 | 0.0001044 | 0.0001367 | 0 | 5.8742e-06 | 0.00011416 | 0 | 0.068576 | 0.0001 | 0.089108 | 0.35243 | 0.0001 | 0
2065 | 1 | 9.7537e-05 | 0.0001556 | 0 | 2.3497e-06 | 0.00011416 | 0 | 0.10738 | 0.0001 | 0.089588 | 0.3525 | 0.0001 | 0
2066 | 1 | 9.3967e-05 | 0.0001631 | 0 | 1.1748e-06 | 0.00011416 | 0 | 0.18523 | 0.0001 | 0.090067 | 0.35258 | 0.0001 | 0
2067 | 1 | 9.2937e-05 | 0.0001392 | 0 | 1.4098e-05 | 0.00011416 | 0 | 0.24585 | 0.0001 | 0.090555 | 0.35266 | 0.0001 | 0
2068 | 1 | 9.0467e-05 | 0.0001456 | 0 | 3.7595e-05 | 0.00011416 | 0 | 0.26939 | 0.0001 | 0.091035 | 0.35273 | 0.0001 | 0
2069 | 1 | 8.8497e-05 | 0.0001617 | 0 | 9.3987e-05 | 0.00011416 | 0 | 0.28843 | 0.0001 | 0.091523 | 0.35281 | 0.0001 | 0
2070 | 1 | 9.8187e-05 | 0.0001694 | 0 | 0.0001821 | 0.00011416 | 0 | 0.29041 | 0.0001 | 0.092003 | 0.35288 | 0.0001 | 0
2071 | 1 | 0.0001147 | 0.0001426 | 0 | 0.0001586 | 0.00011416 | 0.035097 | 0.1981 | 0.0001 | 0.092482 | 0.35295 | 0.0001 | 0
2072 | 1 | 0.0001295 | 0.0001089 | 0 | 0.00014685 | 0.00011416 | 0.272 | 0.10366 | 0.0001 | 0.09297 | 0.35301 | 0.0001 | 0.089613
2073 | 1 | 0.0001403 | 8.4238e-05 | 0 | 0.00016448 | 0.00011416 | 0.45626 | 0.081509 | 0.0001 | 0.09345 | 0.35308 | 0.0001 | 0.26031
2074 | 1 | 0.0001446 | 5.5539e-05 | 0 | 0.00018797 | 0.00011416 | 0.57032 | 0.065728 | 0.0001 | 0.093938 | 0.35316 | 0.0001 | 0.38001
2075 | 1 | 0.0001491 | 2.9899e-05 | 0 | 0.00020677 | 0.00011416 | 0.61419 | 0.068509 | 0.0001 | 0.094417 | 0.35324 | 0.0001 | 0.49138
2076 | 1 | 0.0001551 | 9.4438e-06 | 0 | 0.00018797 | 0.00011416 | 0.62297 | 0.079457 | 0.0001 | 0.094897 | 0.35331 | 0.0001 | 0.37854
2077 | 1 | 0.0001446 | 0 | 0 | 0.00019032 | 0.00011416 | 0.59665 | 0.08993 | 0.0001 | 0.095385 | 0.35339 | 0.0001 | 0.38704
2078 | 1 | 0.0001454 | 0 | 0 | 0.00021382 | 0.00011416 | 0.55278 | 0.08993 | 0.0001 | 0.095865 | 0.35347 | 0.0001 | 0.39941
2079 | 1 | 0.0001441 | 0 | 0 | 0.00022322 | 0.00011416 | 0.51768 | 0.08993 | 0.0001 | 0.096353 | 0.35354 | 0.0001 | 0.33491
2080 | 1 | 0.000142 | 0 | 0 | 0.00022322 | 0.00011416 | 0.38607 | 0.088738 | 0.0001 | 0.096832 | 0.35359 | 0.0001 | 0.2968
2081 | 1 | 0.0001396 | 0 | 0 | 0.00016448 | 0.00011416 | 0.21058 | 0.11142 | 0.0001 | 0.097312 | 0.35367 | 0.0001 | 0.079371
2082 | 1 | 0.000136 | 0 | 0 | 0.00011748 | 0.00011416 | 0.017548 | 0.075407 | 0.0001 | 0.0978 | 0.35374 | 0.0001 | 0
2083 | 1 | 0.0001414 | 0 | 0 | 8.8113e-05 | 0.00011416 | 0 | 0.041781 | 0.0001 | 0.098279 | 0.35382 | 0.0001 | 0
2084 | 1 | 0.0001447 | 1.552e-05 | 0 | 5.8742e-05 | 0.00011416 | 0 | 0.052331 | 0.0001 | 0.098767 | 0.3539 | 0.0001 | 0
2085 | 1 | 0.0001366 | 2.4939e-05 | 0 | 3.7595e-05 | 0.00011416 | 0 | 0.074215 | 0.0001 | 0.099247 | 0.35397 | 0.0001 | 0
2086 | 1 | 0.0001297 | 3.5199e-05 | 0 | 2.3497e-05 | 0.00011416 | 0 | 0.095701 | 0.0001 | 0.099727 | 0.35405 | 0.0001 | 0
2087 | 1 | 0.0001237 | 4.9759e-05 | 0 | 9.3987e-06 | 0.00011416 | 0 | 0.12687 | 0.0001 | 0.10021 | 0.35413 | 0.0001 | 0
2088 | 1 | 0.0001112 | 7.3518e-05 | 0 | 5.8742e-06 | 0.00011416 | 0 | 0.13583 | 0.0001 | 0.10069 | 0.35417 | 0.0001 | 0
2089 | 1 | 0.0001041 | 0.0001042 | 0 | 2.3497e-06 | 0.00011416 | 0 | 0.14876 | 0.0001 | 0.10118 | 0.35425 | 0.0001 | 0
2090 | 1 | 9.7897e-05 | 0.0001262 | 0 | 1.1748e-06 | 0.00011416 | 0 | 0.16414 | 0.0001 | 0.10166 | 0.35433 | 0.0001 | 0
2091 | 1 | 9.4897e-05 | 0.0001166 | 0 | 1.4098e-05 | 0.00011416 | 0 | 0.16851 | 0.0001 | 0.10214 | 0.3544 | 0.0001 | 0
2092 | 1 | 9.1737e-05 | 0.0001323 | 0 | 3.7595e-05 | 0.00011416 | 0 | 0.17734 | 0.0001 | 0.10262 | 0.35448 | 0.0001 | 0
2093 | 1 | 8.9987e-05 | 0.0001513 | 0 | 9.3987e-05 | 0.00011416 | 0 | 0.21886 | 0.0001 | 0.10312 | 0.35455 | 0.0001 | 0
2094 | 1 | 9.8977e-05 | 0.0001693 | 0 | 0.0001821 | 0.00011416 | 0 | 0.24028 | 0.0001 | 0.1036 | 0.35463 | 0.0001 | 0
2095 | 1 | 0.0001138 | 0.0001437 | 0 | 0.0001586 | 0.00011416 | 0.043871 | 0.25202 | 0.0001 | 0.10408 | 0.35471 | 0.0001 | 0
2096 | 1 | 0.0001279 | 0.0001056 | 0 | 0.00014685 | 0.00011416 | 0.28077 | 0.11944 | 0.0001 | 0.10456 | 0.35476 | 0.0001 | 0.053887
2097 | 1 | 0.0001398 | 8.3518e-05 | 0 | 0.00016448 | 0.00011416 | 0.45626 | 0.084224 | 0.0001 | 0.10504 | 0.35483 | 0.0001 | 0.10531
2098 | 1 | 0.0001442 | 7.6918e-05 | 0 | 0.00018797 | 0.00011416 | 0.56155 | 0.0309 | 0.0001 | 0.10552 | 0.35491 | 0.0001 | 0.14254
2099 | 1 | 0.0001497 | 7.1298e-05 | 0 | 0.00020677 | 0.00011416 | 0.60542 | 0.026861 | 0.0001 | 0.106 | 0.35498 | 0.0001 | 0
2100 | 1 | 0.0001539 | 9.6117e-05 | 0 | 0.00018797 | 0.00011416 | 0.61419 | 0.022811 | 0.0001 | 0.10649 | 0.35506 | 0.0001 | 0
2101 | 1 | 0.0001429 | 0.0001398 | 0 | 0.00019032 | 0.00011416 | 0.59665 | 0.022811 | 0.0001 | 0.10698 | 0.35514 | 0.0001 | 0.062797
2102 | 1 | 0.0001451 | 0.0001283 | 0 | 0.00021382 | 0.00011416 | 0.544 | 0.022811 | 0.0001 | 0.10746 | 0.35521 | 0.0001 | 0.15594
2103 | 1 | 0.0001423 | 0.0001346 | 0 | 0.00022322 | 0.00011416 | 0.52645 | 0.035744 | 0.0001 | 0.10794 | 0.35529 | 0.0001 | 0.16746
2104 | 1 | 0.000139 | 0.0001307 | 0 | 0.00022322 | 0.00011416 | 0.39484 | 0.06095 | 0.0001 | 0.10842 | 0.35534 | 0.0001 | 0.17942
2105 | 1 | 0.0001347 | 0.0001221 | 0 | 0.00016448 | 0.00011416 | 0.21936 | 0.094576 | 0.0001 | 0.10891 | 0.35541 | 0.0001 | 0.08564
2106 | 1 | 0.0001315 | 0.0001111 | 0 | 0.00011748 | 0.00011416 | 0.026323 | 0.10068 | 0.0001 | 0.10939 | 0.35549 | 0.0001 | 0
2107 | 1 | 0.0001354 | 9.7847e-05 | 0 | 8.8113e-05 | 0.00011416 | 0 | 0.10677 | 0.0001 | 0.10987 | 0.35557 | 0.0001 | 0
2108 | 1 | 0.0001407 | 9.8617e-05 | 0 | 5.8742e-05 | 0.00011416 | 0 | 0.13138 | 0.0001 | 0.11035 | 0.35564 | 0.0001 | 0
2109 | 1 | 0.000132 | 0.0001084 | 0 | 3.7595e-05 | 0.00011416 | 0 | 0.16972 | 0.0001 | 0.11084 | 0.35572 | 0.0001 | 0
2110 | 1 | 0.0001229 | 0.0001435 | 0 | 2.3497e-05 | 0.00011416 | 0 | 0.19797 | 0.0001 | 0.11132 | 0.3558 | 0.0001 | 0
2111 | 1 | 0.0001169 | 0.0001758 | 0 | 9.3987e-06 | 0.00011416 | 0 | 0.18788 | 0.0001 | 0.1118 | 0.35587 | 0.0001 | 0
2112 | 1 | 0.0001046 | 0.00023279 | 0 | 5.8742e-06 | 0.00011416 | 0 | 0.16891 | 0.0001 | 0.11228 | 0.35592 | 0.0001 | 0
2113 | 1 | 0.0001003 | 0.00024089 | 0 | 2.3497e-06 | 0.00011416 | 0 | 0.18988 | 0.0001 | 0.11277 | 0.356 | 0.0001 | 0
2114 | 1 | 9.4907e-05 | 0.00026409 | 0 | 1.1748e-06 | 0.00011416 | 0 | 0.20401 | 0.0001 | 0.11326 | 0.35607 | 0.0001 | 0
2115 | 1 | 9.4587e-05 | 0.00022869 | 0 | 1.4098e-05 | 0.00011416 | 0 | 0.2109 | 0.0001 | 0.11374 | 0.35615 | 0.0001 | 0
2116 | 1 | 9.1677e-05 | 0.00023309 | 0 | 3.7595e-05 | 0.00011416 | 0 | 0.23955 | 0.0001 | 0.11422 | 0.35622 | 0.0001 | 0
2117 | 1 | 8.5237e-05 | 0.00025669 | 0 | 9.3987e-05 | 0.00011416 | 0 | 0.24963 | 0.0001 | 0.1147 | 0.3563 | 0.0001 | 0
2118 | 1 | 8.5807e-05 | 0.00026159 | 0 | 0.0001821 | 0.00011416 | 0 | 0.25932 | 0.0001 | 0.11518 | 0.35638 | 0.0001 | 0
2119 | 1 | 8.9047e-05 | 0.00022999 | 0 | 0.0001586 | 0.00011416 | 0.035097 | 0.2552 | 0.0001 | 0.11566 | 0.35645 | 0.0001 | 0
2120 | 1 | 9.4527e-05 | 0.0001798 | 0 | 0.00014685 | 0.00011416 | 0.24568 | 0.16885 | 0.0001 | 0.11614 | 0.3565 | 0.0001 | 0.045599
2121 | 1 | 0.0001047 | 0.0001601 | 0 | 0.00016448 | 0.00011416 | 0.42994 | 0.19704 | 0.0001 | 0.11664 | 0.35658 | 0.0001 | 0.16237
2122 | 1 | 0.0001121 | 0.0001398 | 0 | 0.00018797 | 0.00011416 | 0.52645 | 0.19751 | 0.0001 | 0.11712 | 0.35665 | 0.0001 | 0.26621
2123 | 1 | 0.0001159 | 0.0001097 | 0 | 0.00020677 | 0.00011416 | 0.58787 | 0.22668 | 0.0001 | 0.1176 | 0.35673 | 0.0001 | 0.37585
2124 | 1 | 0.0001184 | 8.8878e-05 | 0 | 0.00018797 | 0.00011416 | 0.59665 | 0.3074 | 0.0001 | 0.11808 | 0.35681 | 0.0001 | 0.39334
2125 | 1 | 0.0001162 | 9.4198e-05 | 0 | 0.00019032 | 0.00011416 | 0.61419 | 0.39733 | 0.0001 | 0.11857 | 0.35688 | 0.0001 | 0.33342
2126 | 1 | 0.0001166 | 7.6448e-05 | 0 | 0.00021382 | 0.00011416 | 0.56155 | 0.47399 | 0.0001 | 0.11905 | 0.35696 | 0.0001 | 0.25806
2127 | 1 | 0.0001136 | 8.2878e-05 | 0 | 0.00022322 | 0.00011416 | 0.52645 | 0.54515 | 0.0001 | 0.11952 | 0.35704 | 0.0001 | 0.13625
2128 | 1 | 0.0001123 | 8.8668e-05 | 0 | 0.00022322 | 0.00011416 | 0.36852 | 0.56053 | 0.0001 | 0.12002 | 0.35708 | 0.0001 | 0.06006
2129 | 1 | 0.0001125 | 0.0001014 | 0 | 0.00016448 | 0.00011416 | 0.18426 | 0.67202 | 0.0001 | 0.1205 | 0.35716 | 0.0001 | 0.012319
2130 | 1 | 0.0001149 | 0.0001055 | 0 | 0.00011748 | 0.00011416 | 0.078968 | 0.78072 | 0.0001 | 0.12098 | 0.35724 | 0.0001 | 0
2131 | 1 | 0.0001223 | 0.0001025 | 0 | 8.8113e-05 | 0.00011416 | 0 | 0.77966 | 0.0001 | 0.12146 | 0.35731 | 0.0001 | 0
2132 | 1 | 0.0001249 | 0.0001042 | 0 | 5.8742e-05 | 0.00011416 | 0 | 0.76719 | 0.0001 | 0.12194 | 0.35739 | 0.0001 | 0
2133 | 1 | 0.0001178 | 0.0001044 | 0 | 3.7595e-05 | 0.00011416 | 0 | 0.74046 | 0.0001 | 0.12243 | 0.35747 | 0.0001 | 0
2134 | 1 | 0.0001113 | 0.0001298 | 0 | 2.3497e-05 | 0.00011416 | 0 | 0.75134 | 0.0001 | 0.12291 | 0.35754 | 0.0001 | 0
2135 | 1 | 0.000107 | 0.0001519 | 0 | 9.3987e-06 | 0.00011416 | 0 | 0.76586 | 0.0001 | 0.1234 | 0.35762 | 0.0001 | 0
2136 | 1 | 9.5487e-05 | 0.00019739 | 0 | 5.8742e-06 | 0.00011416 | 0 | 0.75824 | 0.0001 | 0.12388 | 0.35767 | 0.0001 | 0
2137 | 1 | 9.1137e-05 | 0.00020609 | 0 | 2.3497e-06 | 0.00011416 | 0 | 0.73761 | 0.0001 | 0.12436 | 0.35774 | 0.0001 | 0
2138 | 1 | 8.5027e-05 | 0.00021539 | 0 | 1.1748e-06 | 0.00011416 | 0 | 0.71254 | 0.0001 | 0.12484 | 0.35782 | 0.0001 | 0
2139 | 1 | 8.9357e-05 | 0.0001837 | 0 | 1.4098e-05 | 0.00011416 | 0 | 0.69079 | 0.0001 | 0.12532 | 0.35789 | 0.0001 | 0
2140 | 1 | 8.2847e-05 | 0.0001862 | 0 | 3.7595e-05 | 0.00011416 | 0 | 0.70611 | 0.0001 | 0.1258 | 0.35797 | 0.0001 | 0
2141 | 1 | 8.1077e-05 | 0.00020789 | 0 | 9.3987e-05 | 0.00011416 | 0 | 0.71613 | 0.0001 | 0.12629 | 0.35805 | 0.0001 | 0
2142 | 1 | 7.8067e-05 | 0.00021549 | 0 | 0.0001821 | 0.00011416 | 0 | 0.73058 | 0.0001 | 0.12678 | 0.35812 | 0.0001 | 0
2143 | 1 | 7.7867e-05 | 0.0001881 | 0 | 0.0001586 | 0.00011416 | 0.026323 | 0.70313 | 0.0001 | 0.12726 | 0.3582 | 0.0001 | 0
2144 | 1 | 8.5537e-05 | 0.0001512 | 0 | 0.00014685 | 0.00011416 | 0.15794 | 0.58336 | 0.0001 | 0.12775 | 0.35825 | 0.0001 | 0
2145 | 1 | 9.2887e-05 | 0.0001389 | 0 | 0.00016448 | 0.00011416 | 0.26323 | 0.65478 | 0.0001 | 0.12822 | 0.35832 | 0.0001 | 0.065427
2146 | 1 | 9.9117e-05 | 0.0001226 | 0 | 0.00018797 | 0.00011416 | 0.32465 | 0.68548 | 0.0001 | 0.1287 | 0.3584 | 0.0001 | 0.15009
2147 | 1 | 0.0001041 | 0.0001027 | 0 | 0.00020677 | 0.00011416 | 0.37729 | 0.69152 | 0.0001 | 0.12918 | 0.35848 | 0.0001 | 0.29912
2148 | 1 | 0.0001089 | 8.6118e-05 | 0 | 0.00018797 | 0.00011416 | 0.44748 | 0.67295 | 0.0001 | 0.12968 | 0.35855 | 0.0001 | 0.24644
2149 | 1 | 0.0001048 | 9.5477e-05 | 0 | 0.00019032 | 0.00011416 | 0.44748 | 0.67295 | 0.0001 | 0.13016 | 0.35863 | 0.0001 | 0.21292
2150 | 1 | 0.0001017 | 8.2458e-05 | 0 | 0.00021382 | 0.00011416 | 0.44748 | 0.67175 | 0.0001 | 0.13064 | 0.35871 | 0.0001 | 0.14298
2151 | 1 | 9.8527e-05 | 9.0468e-05 | 0 | 0.00022322 | 0.00011416 | 0.46503 | 0.65962 | 0.0001 | 0.13112 | 0.35878 | 0.0001 | 0.041429
2152 | 1 | 0.0001011 | 9.7797e-05 | 0 | 0.00022322 | 0.00011416 | 0.35097 | 0.66413 | 0.0001 | 0.13161 | 0.35883 | 0.0001 | 0.053707
2153 | 1 | 0.0001051 | 0.0001046 | 0 | 0.00016448 | 0.00011416 | 0.21058 | 0.67992 | 0.0001 | 0.13209 | 0.35891 | 0.0001 | 0.012244
2154 | 1 | 0.0001113 | 0.0001012 | 0 | 0.00011748 | 0.00011416 | 0.026323 | 0.71944 | 0.0001 | 0.13257 | 0.35898 | 0.0001 | 0
2155 | 1 | 0.0001164 | 8.8928e-05 | 0 | 8.8113e-05 | 0.00011416 | 0 | 0.7465 | 0.0001 | 0.13305 | 0.35906 | 0.0001 | 0
2156 | 1 | 0.0001185 | 8.8768e-05 | 0 | 5.8742e-05 | 0.00011416 | 0 | 0.77435 | 0.0001 | 0.13354 | 0.35914 | 0.0001 | 0
2157 | 1 | 0.0001156 | 9.1538e-05 | 0 | 3.7595e-05 | 0.00011416 | 0 | 0.75777 | 0.0001 | 0.13402 | 0.35921 | 0.0001 | 0
2158 | 1 | 0.0001113 | 0.0001161 | 0 | 2.3497e-05 | 0.00011416 | 0 | 0.71659 | 0.0001 | 0.1345 | 0.35929 | 0.0001 | 0
2159 | 1 | 9.9537e-05 | 0.0001382 | 0 | 9.3987e-06 | 0.00011416 | 0 | 0.65909 | 0.0001 | 0.13498 | 0.35936 | 0.0001 | 0
2160 | 1 | 9.0787e-05 | 0.000174 | 0 | 5.8742e-06 | 0.00011416 | 0 | 0.55251 | 0.0001 | 0.13547 | 0.35941 | 0.0001 | 0
2161 | 1 | 8.1327e-05 | 0.0001786 | 0 | 2.3497e-06 | 0.00011416 | 0 | 0.43665 | 0.0001 | 0.11494 | 0.363 | 0.0001 | 0
2162 | 1 | 7.8587e-05 | 0.0001886 | 0 | 1.1748e-06 | 0.00011416 | 0 | 0.32769 | 0.0001 | 0.11421 | 0.36295 | 0.0001 | 0
2163 | 1 | 8.0577e-05 | 0.0001684 | 0 | 1.4098e-05 | 0.00011416 | 0 | 0.25454 | 0.0001 | 0.11345 | 0.36291 | 0.0001 | 0
2164 | 1 | 8.2107e-05 | 0.0001804 | 0 | 3.7595e-05 | 0.00011416 | 0 | 0.20241 | 0.0001 | 0.11271 | 0.36289 | 0.0001 | 0
2165 | 1 | 9.0947e-05 | 0.00020759 | 0 | 9.3987e-05 | 0.00011416 | 0 | 0.21003 | 0.0001 | 0.11197 | 0.36283 | 0.0001 | 0
2166 | 1 | 0.0001075 | 0.00021859 | 0 | 0.0001821 | 0.00011416 | 0 | 0.24837 | 0.0001 | 0.11122 | 0.36278 | 0.0001 | 0
2167 | 1 | 0.0001235 | 0.00019409 | 0 | 0.0001586 | 0.00011416 | 0.078968 | 0.1979 | 0.0001 | 0.11049 | 0.36273 | 0.0001 | 0.0028054
2168 | 1 | 0.0001351 | 0.0001414 | 0 | 0.00014685 | 0.00011416 | 0.29832 | 0.10492 | 0.0001 | 0.10973 | 0.36269 | 0.0001 | 0.15057
2169 | 1 | 0.0001379 | 0.0001071 | 0 | 0.00016448 | 0.00011416 | 0.49136 | 0.15101 | 0.0001 | 0.10899 | 0.36264 | 0.0001 | 0.32212
2170 | 1 | 0.000141 | 6.9548e-05 | 0 | 0.00018797 | 0.00011416 | 0.60542 | 0.20022 | 0.0001 | 0.10824 | 0.36259 | 0.0001 | 0.47011
2171 | 1 | 0.0001471 | 3.9879e-05 | 0 | 0.00020677 | 0.00011416 | 0.68439 | 0.25268 | 0.0001 | 0.1075 | 0.36254 | 0.0001 | 0.57314
2172 | 1 | 0.0001386 | 2.0549e-05 | 0 | 0.00018797 | 0.00011416 | 0.70194 | 0.3117 | 0.0001 | 0.10676 | 0.3625 | 0.0001 | 0.5924
2173 | 1 | 0.0001393 | 9.0288e-06 | 0 | 0.00019032 | 0.00011416 | 0.67561 | 0.37153 | 0.0001 | 0.10601 | 0.36244 | 0.0001 | 0.60542
2174 | 1 | 0.000137 | 0 | 0 | 0.00021382 | 0.00011416 | 0.62297 | 0.44746 | 0.0001 | 0.10527 | 0.36239 | 0.0001 | 0.53706
2175 | 1 | 0.0001333 | 0 | 0 | 0.00022322 | 0.00011416 | 0.544 | 0.51 | 0.0001 | 0.10453 | 0.36234 | 0.0001 | 0.44948
2176 | 1 | 0.0001306 | 0 | 0 | 0.00022322 | 0.00011416 | 0.40361 | 0.54834 | 0.0001 | 0.10378 | 0.36229 | 0.0001 | 0.31551
2177 | 1 | 0.0001269 | 0 | 0 | 0.00016448 | 0.00011416 | 0.2369 | 0.62832 | 0.0001 | 0.10303 | 0.36225 | 0.0001 | 0.11929
2178 | 1 | 0.0001283 | 0 | 0 | 0.00011748 | 0.00011416 | 0.026323 | 0.72614 | 0.0001 | 0.10229 | 0.3622 | 0.0001 | 0.00083597
2179 | 1 | 0.000128 | 0 | 0 | 8.8113e-05 | 0.00011416 | 0 | 0.74106 | 0.0001 | 0.10155 | 0.36215 | 0.0001 | 0
2180 | 1 | 0.0001301 | 3.3739e-05 | 0 | 5.8742e-05 | 0.00011416 | 0 | 0.72693 | 0.0001 | 0.1008 | 0.36212 | 0.0001 | 0
2181 | 1 | 0.0001246 | 4.8629e-05 | 0 | 3.7595e-05 | 0.00011416 | 0 | 0.69543 | 0.0001 | 0.10006 | 0.36208 | 0.0001 | 0
2182 | 1 | 0.0001178 | 7.0008e-05 | 0 | 2.3497e-05 | 0.00011416 | 0 | 0.65132 | 0.0001 | 0.099313 | 0.36203 | 0.0001 | 0
2183 | 1 | 0.0001066 | 9.6957e-05 | 0 | 9.3987e-06 | 0.00011416 | 0 | 0.6234 | 0.0001 | 0.098569 | 0.36198 | 0.0001 | 0
2184 | 1 | 9.7167e-05 | 0.0001388 | 0 | 5.8742e-06 | 0.00011416 | 0 | 0.59755 | 0.0001 | 0.097825 | 0.36192 | 0.0001 | 0
2185 | 1 | 9.5997e-05 | 0.0001162 | 0 | 2.3497e-06 | 0.00011416 | 0 | 0.53136 | 0.0001 | 0.09708 | 0.36187 | 0.0001 | 0
2186 | 1 | 8.9367e-05 | 0.0001424 | 0 | 1.1748e-06 | 0.00011416 | 0 | 0.51159 | 0.0001 | 0.096336 | 0.36183 | 0.0001 | 0
2187 | 1 | 8.7417e-05 | 0.0001459 | 0 | 1.4098e-05 | 0.00011416 | 0 | 0.47041 | 0.0001 | 0.095592 | 0.36178 | 0.0001 | 0
2188 | 1 | 8.8127e-05 | 0.0001378 | 0 | 3.7595e-05 | 0.00011416 | 0 | 0.46477 | 0.0001 | 0.094847 | 0.36173 | 0.0001 | 0
2189 | 1 | 9.9477e-05 | 0.0001224 | 0 | 9.3987e-05 | 0.00011416 | 0 | 0.4474 | 0.0001 | 0.094103 | 0.36168 | 0.0001 | 0
2190 | 1 | 0.0001138 | 0.0001593 | 0 | 0.0001821 | 0.00011416 | 0 | 0.39089 | 0.0001 | 0.093359 | 0.36164 | 0.0001 | 0
2191 | 1 | 0.000131 | 0.0001252 | 0 | 0.0001586 | 0.00011416 | 0.061419 | 0.36211 | 0.0001 | 0.092615 | 0.36158 | 0.0001 | 0
2192 | 1 | 0.0001368 | 0.000126 | 0 | 0.00014685 | 0.00011416 | 0.24568 | 0.41921 | 0.0001 | 0.09187 | 0.36153 | 0.0001 | 0.16958
2193 | 1 | 0.0001384 | 9.3988e-05 | 0 | 0.00016448 | 0.00011416 | 0.38607 | 0.47307 | 0.0001 | 0.091126 | 0.36148 | 0.0001 | 0.33076
2194 | 1 | 0.0001423 | 6.4828e-05 | 0 | 0.00018797 | 0.00011416 | 0.49136 | 0.43599 | 0.0001 | 0.090382 | 0.36144 | 0.0001 | 0.47449
2195 | 1 | 0.0001475 | 3.8809e-05 | 0 | 0.00020677 | 0.00011416 | 0.60542 | 0.42305 | 0.0001 | 0.089637 | 0.36142 | 0.0001 | 0.55947
2196 | 1 | 0.0001395 | 1.378e-05 | 0 | 0.00018797 | 0.00011416 | 0.65807 | 0.44441 | 0.0001 | 0.088893 | 0.36136 | 0.0001 | 0.61497
2197 | 1 | 0.0001401 | 0 | 0 | 0.00019032 | 0.00011416 | 0.67561 | 0.45967 | 0.0001 | 0.088149 | 0.36131 | 0.0001 | 0.58382
2198 | 1 | 0.0001377 | 0 | 0 | 0.00021382 | 0.00011416 | 0.64929 | 0.44381 | 0.0001 | 0.087405 | 0.36126 | 0.0001 | 0.55382
2199 | 1 | 0.0001345 | 0 | 0 | 0.00022322 | 0.00011416 | 0.55278 | 0.40946 | 0.0001 | 0.08666 | 0.36122 | 0.0001 | 0.46681
2200 | 1 | 0.0001316 | 0 | 0 | 0.00022322 | 0.00011416 | 0.39484 | 0.36668 | 0.0001 | 0.085916 | 0.36117 | 0.0001 | 0.31287
2201 | 1 | 0.0001279 | 0 | 0 | 0.00016448 | 0.00011416 | 0.22813 | 0.37073 | 0.0001 | 0.085172 | 0.36112 | 0.0001 | 0.18109
2202 | 1 | 0.0001289 | 0 | 0 | 0.00011748 | 0.00011416 | 0.026323 | 0.38253 | 0.0001 | 0.084427 | 0.36107 | 0.0001 | 0.019054
2203 | 1 | 0.0001285 | 0 | 0 | 8.8113e-05 | 0.00011416 | 0 | 0.34771 | 0.0001 | 0.083683 | 0.36102 | 0.0001 | 0
2204 | 1 | 0.0001314 | 1.9759e-05 | 0 | 5.8742e-05 | 0.00011416 | 0 | 0.34771 | 0.0001 | 0.082939 | 0.36097 | 0.0001 | 0
2205 | 1 | 0.000126 | 3.9159e-05 | 0 | 3.7595e-05 | 0.00011416 | 0 | 0.35183 | 0.0001 | 0.082194 | 0.36092 | 0.0001 | 0
2206 | 1 | 0.0001176 | 7.3738e-05 | 0 | 2.3497e-05 | 0.00011416 | 0 | 0.33074 | 0.0001 | 0.08145 | 0.36087 | 0.0001 | 0
2207 | 1 | 0.0001086 | 8.2798e-05 | 0 | 9.3987e-06 | 0.00011416 | 0 | 0.32908 | 0.0001 | 0.080706 | 0.36082 | 0.0001 | 0
2208 | 1 | 9.9497e-05 | 0.0001174 | 0 | 5.8742e-06 | 0.00011416 | 0 | 0.30593 | 0.0001 | 0.079962 | 0.36078 | 0.0001 | 0
2209 | 1 | 9.5057e-05 | 0.0001244 | 0 | 2.3497e-06 | 0.00011416 | 0 | 0.29744 | 0.0001 | 0.079488 | 0.36073 | 0.0001 | 0
2210 | 1 | 8.8557e-05 | 0.000155 | 0 | 1.1748e-06 | 0.00011416 | 0 | 0.28133 | 0.0001 | 0.079464 | 0.36067 | 0.0001 | 0
2211 | 1 | 8.7287e-05 | 0.0001502 | 0 | 1.4098e-05 | 0.00011416 | 0 | 0.25791 | 0.0001 | 0.079441 | 0.36065 | 0.0001 | 0
2212 | 1 | 8.7627e-05 | 0.000145 | 0 | 3.7595e-05 | 0.00011416 | 0 | 0.2418 | 0.0001 | 0.079417 | 0.36061 | 0.0001 | 0
2213 | 1 | 9.9027e-05 | 0.0001336 | 0 | 9.3987e-05 | 0.00011416 | 0 | 0.2156 | 0.0001 | 0.079392 | 0.36056 | 0.0001 | 0
2214 | 1 | 0.0001185 | 0.0001046 | 0 | 0.0001821 | 0.00011416 | 0 | 0.19544 | 0.0001 | 0.079368 | 0.3605 | 0.0001 | 0
2215 | 1 | 0.0001313 | 0.0001021 | 0 | 0.0001586 | 0.00011416 | 0.087742 | 0.103 | 0.0001 | 0.079344 | 0.36045 | 0.0001 | 0.025151
2216 | 1 | 0.0001378 | 0.0001019 | 0 | 0.00014685 | 0.00011416 | 0.28955 | 0.09537 | 0.0001 | 0.07932 | 0.36041 | 0.0001 | 0.19844
2217 | 1 | 0.0001388 | 8.4958e-05 | 0 | 0.00016448 | 0.00011416 | 0.43871 | 0.095105 | 0.0001 | 0.079296 | 0.36036 | 0.0001 | 0.34595
2218 | 1 | 0.0001421 | 5.5579e-05 | 0 | 0.00018797 | 0.00011416 | 0.544 | 0.10804 | 0.0001 | 0.079272 | 0.36031 | 0.0001 | 0.38336
2219 | 1 | 0.0001481 | 2.9239e-05 | 0 | 0.00020677 | 0.00011416 | 0.62297 | 0.13662 | 0.0001 | 0.079248 | 0.36026 | 0.0001 | 0.43174
2220 | 1 | 0.0001404 | 8.0708e-06 | 0 | 0.00018797 | 0.00011416 | 0.64052 | 0.16322 | 0.0001 | 0.079224 | 0.36021 | 0.0001 | 0.57206
2221 | 1 | 0.00014 | 0 | 0 | 0.00019032 | 0.00011416 | 0.63174 | 0.17329 | 0.0001 | 0.0792 | 0.36017 | 0.0001 | 0.61299
2222 | 1 | 0.0001371 | 0 | 0 | 0.00021382 | 0.00011416 | 0.58787 | 0.18782 | 0.0001 | 0.079176 | 0.36011 | 0.0001 | 0.5273
2223 | 1 | 0.0001335 | 0 | 0 | 0.00022322 | 0.00011416 | 0.48258 | 0.16765 | 0.0001 | 0.079152 | 0.36006 | 0.0001 | 0.44114
2224 | 1 | 0.0001312 | 0 | 0 | 0.00022322 | 0.00011416 | 0.35974 | 0.16076 | 0.0001 | 0.079129 | 0.36001 | 0.0001 | 0.25538
2225 | 1 | 0.0001272 | 0 | 0 | 0.00016448 | 0.00011416 | 0.21058 | 0.11234 | 0.0001 | 0.079105 | 0.35997 | 0.0001 | 0.12942
2226 | 1 | 0.0001281 | 0 | 0 | 0.00011748 | 0.00011416 | 0.026323 | 0.10346 | 0.0001 | 0.079079 | 0.35994 | 0.0001 | 0.010736
2227 | 1 | 0.0001285 | 0 | 0 | 8.8113e-05 | 0.00011416 | 0 | 0.08482 | 0.0001 | 0.079056 | 0.35989 | 0.0001 | 0
2228 | 1 | 0.0001319 | 1.361e-05 | 0 | 5.8742e-05 | 0.00011416 | 0 | 0.13583 | 0.0001 | 0.079032 | 0.35984 | 0.0001 | 0
2229 | 1 | 0.0001256 | 3.9429e-05 | 0 | 3.7595e-05 | 0.00011416 | 0 | 0.19405 | 0.0001 | 0.079008 | 0.35979 | 0.0001 | 0
2230 | 1 | 0.0001185 | 5.4069e-05 | 0 | 2.3497e-05 | 0.00011416 | 0 | 0.20293 | 0.0001 | 0.078984 | 0.35975 | 0.0001 | 0
2231 | 1 | 0.0001099 | 5.2889e-05 | 0 | 9.3987e-06 | 0.00011416 | 0 | 0.20771 | 0.0001 | 0.07896 | 0.3597 | 0.0001 | 0
2232 | 1 | 9.9757e-05 | 8.5388e-05 | 0 | 5.8742e-06 | 0.00011416 | 0 | 0.2109 | 0.0001 | 0.078936 | 0.35965 | 0.0001 | 0
2233 | 1 | 9.4727e-05 | 9.0658e-05 | 0 | 2.3497e-06 | 0.00011416 | 0 | 0.2109 | 0.0001 | 0.078912 | 0.35979 | 0.0001 | 0
2234 | 1 | 8.9567e-05 | 0.000106 | 0 | 1.1748e-06 | 0.00011416 | 0 | 0.19312 | 0.0001 | 0.078888 | 0.36031 | 0.0001 | 0
2235 | 1 | 8.7477e-05 | 0.0001021 | 0 | 1.4098e-05 | 0.00011416 | 0 | 0.18537 | 0.0001 | 0.078864 | 0.3608 | 0.0001 | 0
2236 | 1 | 8.6637e-05 | 9.9607e-05 | 0 | 3.7595e-05 | 0.00011416 | 0 | 0.16759 | 0.0001 | 0.07884 | 0.36129 | 0.0001 | 0
2237 | 1 | 9.5187e-05 | 0.0001081 | 0 | 9.3987e-05 | 0.00011416 | 0 | 0.17283 | 0.0001 | 0.078816 | 0.36181 | 0.0001 | 0
2238 | 1 | 0.0001127 | 0.0001122 | 0 | 0.0001821 | 0.00011416 | 0 | 0.19266 | 0.0001 | 0.078793 | 0.36229 | 0.0001 | 0
2239 | 1 | 0.0001289 | 9.6967e-05 | 0 | 0.0001586 | 0.00011416 | 0.035097 | 0.15553 | 0.0001 | 0.078767 | 0.36278 | 0.0001 | 0
2240 | 1 | 0.0001392 | 7.6438e-05 | 0 | 0.00014685 | 0.00011416 | 0.13161 | 0.14909 | 0.0001 | 0.078743 | 0.3633 | 0.0001 | 0.026515
2241 | 1 | 0.0001413 | 6.0248e-05 | 0 | 0.00016448 | 0.00011416 | 0.22813 | 0.1717 | 0.0001 | 0.07872 | 0.36379 | 0.0001 | 0.038536
2242 | 1 | 0.0001453 | 4.8839e-05 | 0 | 0.00018797 | 0.00011416 | 0.29832 | 0.1987 | 0.0001 | 0.078696 | 0.36428 | 0.0001 | 0.050053
2243 | 1 | 0.0001507 | 3.5579e-05 | 0 | 0.00020677 | 0.00011416 | 0.34219 | 0.24949 | 0.0001 | 0.078672 | 0.3648 | 0.0001 | 0.075261
2244 | 1 | 0.0001419 | 2.5089e-05 | 0 | 0.00018797 | 0.00011416 | 0.41239 | 0.25879 | 0.0001 | 0.078648 | 0.36528 | 0.0001 | 0.12022
2245 | 1 | 0.0001426 | 2.1079e-05 | 0 | 0.00019032 | 0.00011416 | 0.40361 | 0.26362 | 0.0001 | 0.078624 | 0.36578 | 0.0001 | 0.10923
2246 | 1 | 0.0001408 | 1.551e-05 | 0 | 0.00021382 | 0.00011416 | 0.43871 | 0.25474 | 0.0001 | 0.0786 | 0.36629 | 0.0001 | 0.088049
2247 | 1 | 0.0001381 | 1.447e-05 | 0 | 0.00022322 | 0.00011416 | 0.35097 | 0.23345 | 0.0001 | 0.078576 | 0.36678 | 0.0001 | 0.054123
2248 | 1 | 0.0001364 | 1.399e-05 | 0 | 0.00022322 | 0.00011416 | 0.25445 | 0.21494 | 0.0001 | 0.078552 | 0.36727 | 0.0001 | 0.026362
2249 | 1 | 0.0001327 | 1.401e-05 | 0 | 0.00016448 | 0.00011416 | 0.12284 | 0.22111 | 0.0001 | 0.078528 | 0.36776 | 0.0001 | 0
2250 | 1 | 0.0001331 | 2.2269e-05 | 0 | 0.00011748 | 0.00011416 | 0.0087742 | 0.23577 | 0.0001 | 0.078504 | 0.36828 | 0.0001 | 0
2251 | 1 | 0.0001317 | 3.0689e-05 | 0 | 8.8113e-05 | 0.00011416 | 0 | 0.33173 | 0.0001 | 0.07848 | 0.36877 | 0.0001 | 0
2252 | 1 | 0.0001312 | 4.1179e-05 | 0 | 5.8742e-05 | 0.00011416 | 0 | 0.3507 | 0.0001 | 0.078456 | 0.36925 | 0.0001 | 0
2253 | 1 | 0.0001246 | 5.0819e-05 | 0 | 3.7595e-05 | 0.00011416 | 0 | 0.3769 | 0.0001 | 0.078432 | 0.36977 | 0.0001 | 0
2254 | 1 | 0.0001177 | 7.0808e-05 | 0 | 2.3497e-05 | 0.00011416 | 0 | 0.38863 | 0.0001 | 0.078408 | 0.37026 | 0.0001 | 0
2255 | 1 | 0.0001076 | 9.2448e-05 | 0 | 9.3987e-06 | 0.00011416 | 0 | 0.38499 | 0.0001 | 0.078385 | 0.37075 | 0.0001 | 0
2256 | 1 | 9.9187e-05 | 0.0001181 | 0 | 5.8742e-06 | 0.00011416 | 0 | 0.34625 | 0.0001 | 0.078361 | 0.37127 | 0.0001 | 0
2257 | 1 | 9.4537e-05 | 0.0001287 | 0 | 2.3497e-06 | 0.00011416 | 0 | 0.27158 | 0.0001 | 0.078337 | 0.37175 | 0.0001 | 0
2258 | 1 | 8.9817e-05 | 0.0001386 | 0 | 1.1748e-06 | 0.00011416 | 0 | 0.21023 | 0.0001 | 0.078313 | 0.37225 | 0.0001 | 0
2259 | 1 | 8.9387e-05 | 0.0001231 | 0 | 1.4098e-05 | 0.00011416 | 0 | 0.17913 | 0.0001 | 0.078289 | 0.37276 | 0.0001 | 0
2260 | 1 | 8.8667e-05 | 0.0001256 | 0 | 3.7595e-05 | 0.00011416 | 0 | 0.17993 | 0.0001 | 0.078265 | 0.37325 | 0.0001 | 0
2261 | 1 | 9.5767e-05 | 0.000146 | 0 | 9.3987e-05 | 0.00011416 | 0 | 0.17787 | 0.0001 | 0.078241 | 0.37374 | 0.0001 | 0
2262 | 1 | 0.0001105 | 0.0001556 | 0 | 0.0001821 | 0.00011416 | 0 | 0.16985 | 0.0001 | 0.078217 | 0.37425 | 0.0001 | 0
2263 | 1 | 0.0001277 | 0.0001345 | 0 | 0.0001586 | 0.00011416 | 0.043871 | 0.16096 | 0.0001 | 0.078193 | 0.37475 | 0.0001 | 0
2264 | 1 | 0.0001396 | 0.0001018 | 0 | 0.00014685 | 0.00011416 | 0.14039 | 0.23636 | 0.0001 | 0.078169 | 0.37524 | 0.0001 | 0.093978
2265 | 1 | 0.0001421 | 7.9038e-05 | 0 | 0.00016448 | 0.00011416 | 0.19303 | 0.26985 | 0.0001 | 0.078144 | 0.37575 | 0.0001 | 0.21459
2266 | 1 | 0.0001453 | 5.4969e-05 | 0 | 0.00018797 | 0.00011416 | 0.20181 | 0.26143 | 0.0001 | 0.07812 | 0.37624 | 0.0001 | 0.35678
2267 | 1 | 0.0001491 | 3.5539e-05 | 0 | 0.00020677 | 0.00011416 | 0.22813 | 0.26468 | 0.0001 | 0.078096 | 0.37673 | 0.0001 | 0.48394
2268 | 1 | 0.0001406 | 2.0009e-05 | 0 | 0.00018797 | 0.00011416 | 0.22813 | 0.25825 | 0.0001 | 0.078072 | 0.37724 | 0.0001 | 0.58738
2269 | 1 | 0.0001411 | 0 | 0 | 0.00019032 | 0.00011416 | 0.21936 | 0.23444 | 0.0001 | 0.078049 | 0.37774 | 0.0001 | 0.61581
2270 | 1 | 0.0001372 | 0 | 0 | 0.00021382 | 0.00011416 | 0.22813 | 0.22562 | 0.0001 | 0.078025 | 0.37822 | 0.0001 | 0.38141
2271 | 1 | 0.0001332 | 0 | 0 | 0.00022322 | 0.00011416 | 0.18426 | 0.18762 | 0.0001 | 0.078001 | 0.37874 | 0.0001 | 0.34325
2272 | 1 | 0.0001287 | 0 | 0 | 0.00022322 | 0.00011416 | 0.14039 | 0.1593 | 0.0001 | 0.077977 | 0.37923 | 0.0001 | 0.21461
2273 | 1 | 0.0001264 | 0 | 0 | 0.00016448 | 0.00011416 | 0.087742 | 0.13297 | 0.0001 | 0.077953 | 0.37972 | 0.0001 | 0.13566
2274 | 1 | 0.000128 | 0 | 0 | 0.00011748 | 0.00011416 | 0.0087742 | 0.17157 | 0.0001 | 0.077929 | 0.38024 | 0.0001 | 0.0026764
2275 | 1 | 0.000126 | 1.411e-05 | 0 | 8.8113e-05 | 0.00011416 | 0 | 0.24134 | 0.0001 | 0.077905 | 0.38072 | 0.0001 | 0
2276 | 1 | 0.0001279 | 2.4189e-05 | 0 | 5.8742e-05 | 0.00011416 | 0 | 0.27052 | 0.0001 | 0.077881 | 0.38122 | 0.0001 | 0
2277 | 1 | 0.000123 | 3.4169e-05 | 0 | 3.7595e-05 | 0.00011416 | 0 | 0.29566 | 0.0001 | 0.077857 | 0.38173 | 0.0001 | 0
2278 | 1 | 0.0001179 | 4.7909e-05 | 0 | 2.3497e-05 | 0.00011416 | 0 | 0.31183 | 0.0001 | 0.077832 | 0.38222 | 0.0001 | 0
2279 | 1 | 0.0001095 | 6.7408e-05 | 0 | 9.3987e-06 | 0.00011416 | 0 | 0.29897 | 0.0001 | 0.077808 | 0.38271 | 0.0001 | 0
2280 | 1 | 0.0001009 | 9.7217e-05 | 0 | 5.8742e-06 | 0.00011416 | 0 | 0.31349 | 0.0001 | 0.077784 | 0.38321 | 0.0001 | 0
2281 | 1 | 9.4187e-05 | 0.0001122 | 0 | 2.3497e-06 | 0.00011416 | 0 | 0.30143 | 0.0001 | 0.07776 | 0.38371 | 0.0001 | 0
2282 | 1 | 8.8717e-05 | 0.0001196 | 0 | 1.1748e-06 | 0.00011416 | 0 | 0.30222 | 0.0001 | 0.077736 | 0.38421 | 0.0001 | 0
2283 | 1 | 8.6087e-05 | 0.0001062 | 0 | 1.4098e-05 | 0.00011416 | 0 | 0.30507 | 0.0001 | 0.077713 | 0.38469 | 0.0001 | 0
2284 | 1 | 8.3027e-05 | 0.0001114 | 0 | 3.7595e-05 | 0.00011416 | 0 | 0.30216 | 0.0001 | 0.077689 | 0.38521 | 0.0001 | 0
2285 | 1 | 8.4757e-05 | 0.0001256 | 0 | 9.3987e-05 | 0.00011416 | 0 | 0.30567 | 0.0001 | 0.077665 | 0.3857 | 0.0001 | 0
2286 | 1 | 8.7637e-05 | 0.0001314 | 0 | 0.0001821 | 0.00011416 | 0 | 0.28021 | 0.0001 | 0.077641 | 0.38619 | 0.0001 | 0
2287 | 1 | 9.0887e-05 | 0.0001162 | 0 | 0.0001586 | 0.00011416 | 0.035097 | 0.22933 | 0.0001 | 0.077617 | 0.38671 | 0.0001 | 0
2288 | 1 | 0.000102 | 8.6588e-05 | 0 | 0.00014685 | 0.00011416 | 0.096516 | 0.16368 | 0.0001 | 0.077593 | 0.38719 | 0.0001 | 0.044641
2289 | 1 | 0.0001091 | 6.9648e-05 | 0 | 0.00016448 | 0.00011416 | 0.14039 | 0.17748 | 0.0001 | 0.077569 | 0.38768 | 0.0001 | 0.17198
2290 | 1 | 0.0001131 | 5.7129e-05 | 0 | 0.00018797 | 0.00011416 | 0.14916 | 0.1721 | 0.0001 | 0.077545 | 0.3882 | 0.0001 | 0.30308
2291 | 1 | 0.0001163 | 4.6679e-05 | 0 | 0.00020677 | 0.00011416 | 0.18426 | 0.15048 | 0.0001 | 0.07752 | 0.38869 | 0.0001 | 0.32474
2292 | 1 | 0.0001168 | 3.6989e-05 | 0 | 0.00018797 | 0.00011416 | 0.20181 | 0.13675 | 0.0001 | 0.077496 | 0.38918 | 0.0001 | 0.34487
2293 | 1 | 0.0001151 | 3.9159e-05 | 0 | 0.00019032 | 0.00011416 | 0.15794 | 0.11381 | 0.0001 | 0.077472 | 0.3897 | 0.0001 | 0.33955
2294 | 1 | 0.0001127 | 2.9949e-05 | 0 | 0.00021382 | 0.00011416 | 0.14039 | 0.096032 | 0.0001 | 0.077448 | 0.39018 | 0.0001 | 0.27326
2295 | 1 | 0.0001103 | 3.3459e-05 | 0 | 0.00022322 | 0.00011416 | 0.12284 | 0.057628 | 0.0001 | 0.077424 | 0.39068 | 0.0001 | 0.18242
2296 | 1 | 0.0001086 | 3.6189e-05 | 0 | 0.00022322 | 0.00011416 | 0.10529 | 0.034089 | 0.0001 | 0.077401 | 0.39119 | 0.0001 | 0.16714
2297 | 1 | 0.00011 | 4.0209e-05 | 0 | 0.00016448 | 0.00011416 | 0.078968 | 0.017447 | 0.0001 | 0.077377 | 0.39168 | 0.0001 | 0.096372
2298 | 1 | 0.0001122 | 4.2199e-05 | 0 | 0.00011748 | 0.00011416 | 0.0087742 | 0.014589 | 0.0001 | 0.077353 | 0.39217 | 0.0001 | 0
2299 | 1 | 0.0001123 | 4.4509e-05 | 0 | 8.8113e-05 | 0.00011416 | 0 | 0.0097445 | 0.0001 | 0.077329 | 0.39268 | 0.0001 | 0
2300 | 1 | 0.0001123 | 5.0409e-05 | 0 | 5.8742e-05 | 0.00011416 | 0 | 0.0028472 | 0.0001 | 0.077305 | 0.39318 | 0.0001 | 0
2301 | 1 | 0.0001093 | 5.3269e-05 | 0 | 3.7595e-05 | 0.00011416 | 0 | 0.0028472 | 0.0001 | 0.077281 | 0.39367 | 0.0001 | 0
2302 | 1 | 0.0001049 | 7.1578e-05 | 0 | 2.3497e-05 | 0.00011416 | 0 | 0.0085526 | 0.0001 | 0.077257 | 0.39418 | 0.0001 | 0
2303 | 1 | 9.8127e-05 | 9.4428e-05 | 0 | 9.3987e-06 | 0.00011416 | 0 | 0.023539 | 0.0001 | 0.077233 | 0.39467 | 0.0001 | 0
2304 | 1 | 8.9697e-05 | 0.0001277 | 0 | 5.8742e-06 | 0.00011416 | 0 | 0.037267 | 0.0001 | 0.077209 | 0.39516 | 0.0001 | 0
2305 | 1 | 8.2787e-05 | 0.0001342 | 0 | 2.3497e-06 | 0.00011416 | 0 | 0.045368 | 0.0001 | 0.077185 | 0.39568 | 0.0001 | 0
2306 | 1 | 7.8157e-05 | 0.0001467 | 0 | 1.1748e-06 | 0.00011416 | 0 | 0.050201 | 0.0001 | 0.077161 | 0.39617 | 0.0001 | 0
2307 | 1 | 7.7747e-05 | 0.0001243 | 0 | 1.4098e-05 | 0.00011416 | 0 | 0.045368 | 0.0001 | 0.077137 | 0.39665 | 0.0001 | 0
2308 | 1 | 7.6038e-05 | 0.0001209 | 0 | 3.7595e-05 | 0.00011416 | 0 | 0.054649 | 0.0001 | 0.077113 | 0.39715 | 0.0001 | 0
2309 | 1 | 7.5758e-05 | 0.0001353 | 0 | 9.3987e-05 | 0.00011416 | 0 | 0.05584 | 0.0001 | 0.077089 | 0.39766 | 0.0001 | 0
2310 | 1 | 7.6248e-05 | 0.0001376 | 0 | 0.0001821 | 0.00011416 | 0 | 0.046559 | 0.0001 | 0.077066 | 0.39815 | 0.0001 | 0
2311 | 1 | 7.6628e-05 | 0.0001198 | 0 | 0.0001586 | 0.00011416 | 0.052645 | 0.022347 | 0.0001 | 0.077042 | 0.39864 | 0.0001 | 0
2312 | 1 | 8.5057e-05 | 9.0598e-05 | 0 | 0.00014685 | 0.00011416 | 0.14039 | 0.029708 | 0.0001 | 0.077018 | 0.39915 | 0.0001 | 0.066101
2313 | 1 | 9.3377e-05 | 7.4558e-05 | 0 | 0.00016448 | 0.00011416 | 0.21936 | 0.057297 | 0.0001 | 0.076994 | 0.39965 | 0.0001 | 0.13193
2314 | 1 | 9.8297e-05 | 6.2598e-05 | 0 | 0.00018797 | 0.00011416 | 0.272 | 0.086144 | 0.0001 | 0.07697 | 0.40014 | 0.0001 | 0.36428
2315 | 1 | 0.0001022 | 4.4009e-05 | 0 | 0.00020677 | 0.00011416 | 0.3071 | 0.10478 | 0.0001 | 0.076946 | 0.40065 | 0.0001 | 0.47959
2316 | 1 | 0.0001032 | 2.9969e-05 | 0 | 0.00018797 | 0.00011416 | 0.36852 | 0.127 | 0.0001 | 0.076922 | 0.40114 | 0.0001 | 0.58292
2317 | 1 | 9.8877e-05 | 1.885e-05 | 0 | 0.00019032 | 0.00011416 | 0.34219 | 0.15452 | 0.0001 | 0.076898 | 0.40163 | 0.0001 | 0.63748
2318 | 1 | 9.5937e-05 | 0 | 0 | 0.00021382 | 0.00011416 | 0.32465 | 0.20467 | 0.0001 | 0.076873 | 0.40215 | 0.0001 | 0.59642
2319 | 1 | 9.3047e-05 | 0 | 0 | 0.00022322 | 0.00011416 | 0.28077 | 0.22402 | 0.0001 | 0.076849 | 0.40264 | 0.0001 | 0.48438
2320 | 1 | 9.2567e-05 | 0 | 0 | 0.00022322 | 0.00011416 | 0.2369 | 0.22316 | 0.0001 | 0.076825 | 0.40312 | 0.0001 | 0.34964
2321 | 1 | 9.6337e-05 | 0 | 0 | 0.00016448 | 0.00011416 | 0.16671 | 0.2485 | 0.0001 | 0.076801 | 0.40364 | 0.0001 | 0.21346
2322 | 1 | 0.000102 | 0 | 0 | 0.00011748 | 0.00011416 | 0.11406 | 0.29427 | 0.0001 | 0.076777 | 0.40414 | 0.0001 | 0.040481
2323 | 1 | 0.000105 | 0 | 0 | 8.8113e-05 | 0.00011416 | 0.052645 | 0.3007 | 0.0001 | 0.076753 | 0.40462 | 0.0001 | 0
2324 | 1 | 0.0001111 | 2.0319e-05 | 0 | 5.8742e-05 | 0.00011416 | 0 | 0.2749 | 0.0001 | 0.07673 | 0.40514 | 0.0001 | 0
2325 | 1 | 0.0001095 | 4.1179e-05 | 0 | 3.7595e-05 | 0.00011416 | 0 | 0.20387 | 0.0001 | 0.076706 | 0.40562 | 0.0001 | 0
2326 | 1 | 0.0001048 | 6.6778e-05 | 0 | 2.3497e-05 | 0.00011416 | 0 | 0.16871 | 0.0001 | 0.076682 | 0.40612 | 0.0001 | 0
2327 | 1 | 9.4527e-05 | 9.5597e-05 | 0 | 9.3987e-06 | 0.00011416 | 0 | 0.15214 | 0.0001 | 0.076658 | 0.40664 | 0.0001 | 0
2328 | 1 | 8.5427e-05 | 0.0001359 | 0 | 5.8742e-06 | 0.00011416 | 0 | 0.14603 | 0.0001 | 0.076634 | 0.40712 | 0.0001 | 0
2329 | 1 | 7.9797e-05 | 0.0001547 | 0 | 2.3497e-06 | 0.00011416 | 0 | 0.13748 | 0.0001 | 0.15272 | 0.40761 | 0.0001 | 0
2330 | 1 | 7.6138e-05 | 0.000168 | 0 | 1.1748e-06 | 0.00011416 | 0 | 0.14723 | 0.0001 | 0.15269 | 0.40812 | 0.0001 | 0
2331 | 1 | 7.7138e-05 | 0.0001516 | 0 | 1.4098e-05 | 0.00011416 | 0 | 0.14843 | 0.0001 | 0.15266 | 0.40862 | 0.0001 | 0
2332 | 1 | 7.9027e-05 | 0.0001574 | 0 | 3.7595e-05 | 0.00011416 | 0 | 0.15937 | 0.0001 | 0.15265 | 0.40911 | 0.0001 | 0
2333 | 1 | 8.9127e-05 | 0.0001839 | 0 | 9.3987e-05 | 0.00011416 | 0 | 0.17316 | 0.0001 | 0.15261 | 0.40962 | 0.0001 | 0
2334 | 1 | 0.0001052 | 0.00019309 | 0 | 0.0001821 | 0.00011416 | 0 | 0.16865 | 0.0001 | 0.15259 | 0.41011 | 0.0001 | 0
2335 | 1 | 0.0001201 | 0.0001659 | 0 | 0.0001586 | 0.00011416 | 0.035097 | 0.088605 | 0.0001 | 0.15257 | 0.41061 | 0.0001 | 0.05422
2336 | 1 | 0.000132 | 0.0001143 | 0 | 0.00014685 | 0.00011416 | 0.087742 | 0.13576 | 0.0001 | 0.15254 | 0.41112 | 0.0001 | 0.23281
2337 | 1 | 0.000135 | 7.6218e-05 | 0 | 0.00016448 | 0.00011416 | 0.14039 | 0.23922 | 0.0001 | 0.15252 | 0.41161 | 0.0001 | 0.38798
2338 | 1 | 0.0001398 | 4.1199e-05 | 0 | 0.00018797 | 0.00011416 | 0.18426 | 0.29744 | 0.0001 | 0.1525 | 0.41209 | 0.0001 | 0.50853
2339 | 1 | 0.0001459 | 1.674e-05 | 0 | 0.00020677 | 0.00011416 | 0.19303 | 0.32809 | 0.0001 | 0.15248 | 0.41259 | 0.0001 | 0.54526
2340 | 1 | 0.0001375 | 0 | 0 | 0.00018797 | 0.00011416 | 0.2369 | 0.35674 | 0.0001 | 0.15245 | 0.41311 | 0.0001 | 0.59644
2341 | 1 | 0.0001381 | 0 | 0 | 0.00019032 | 0.00011416 | 0.25445 | 0.36357 | 0.0001 | 0.15242 | 0.41359 | 0.0001 | 0.58202
2342 | 1 | 0.0001355 | 0 | 0 | 0.00021382 | 0.00011416 | 0.272 | 0.39182 | 0.0001 | 0.15241 | 0.41408 | 0.0001 | 0.4536
2343 | 1 | 0.0001326 | 0 | 0 | 0.00022322 | 0.00011416 | 0.20181 | 0.38446 | 0.0001 | 0.15237 | 0.4146 | 0.0001 | 0.38394
2344 | 1 | 0.0001293 | 0 | 0 | 0.00022322 | 0.00011416 | 0.15794 | 0.3816 | 0.0001 | 0.15236 | 0.41509 | 0.0001 | 0.29223
2345 | 1 | 0.000126 | 0 | 0 | 0.00016448 | 0.00011416 | 0.096516 | 0.34407 | 0.0001 | 0.15233 | 0.41558 | 0.0001 | 0.16083
2346 | 1 | 0.0001262 | 0 | 0 | 0.00011748 | 0.00011416 | 0.0087742 | 0.34367 | 0.0001 | 0.1523 | 0.41609 | 0.0001 | 0.041541
2347 | 1 | 0.0001233 | 0 | 0 | 8.8113e-05 | 0.00011416 | 0 | 0.31502 | 0.0001 | 0.15228 | 0.41658 | 0.0001 | 0
2348 | 1 | 0.0001273 | 0 | 0 | 5.8742e-05 | 0.00011416 | 0 | 0.31906 | 0.0001 | 0.15226 | 0.41708 | 0.0001 | 0
2349 | 1 | 0.0001247 | 0 | 0 | 3.7595e-05 | 0.00011416 | 0 | 0.30222 | 0.0001 | 0.15222 | 0.41758 | 0.0001 | 0
2350 | 1 | 0.0001195 | 0 | 0 | 2.3497e-05 | 0.00011416 | 0 | 0.2877 | 0.0001 | 0.15221 | 0.41808 | 0.0001 | 0
2351 | 1 | 0.000109 | 1.9849e-05 | 0 | 9.3987e-06 | 0.00011416 | 0 | 0.2861 | 0.0001 | 0.15218 | 0.41857 | 0.0001 | 0
2352 | 1 | 0.0001032 | 3.4009e-05 | 0 | 5.8742e-06 | 0.00011416 | 0 | 0.32649 | 0.0001 | 0.15217 | 0.41908 | 0.0001 | 0
2353 | 1 | 9.7487e-05 | 4.6969e-05 | 0 | 2.3497e-06 | 0.00011416 | 0 | 0.41941 | 0.0001 | 0.15213 | 0.41958 | 0.0001 | 0
2354 | 1 | 9.2397e-05 | 5.3979e-05 | 0 | 1.1748e-06 | 0.00011416 | 0 | 0.51465 | 0.0001 | 0.15212 | 0.42006 | 0.0001 | 0
2355 | 1 | 8.9557e-05 | 4.5079e-05 | 0 | 1.4098e-05 | 0.00011416 | 0 | 0.5695 | 0.0001 | 0.15209 | 0.42058 | 0.0001 | 0
2356 | 1 | 8.7957e-05 | 3.9589e-05 | 0 | 3.7595e-05 | 0.00011416 | 0 | 0.59323 | 0.0001 | 0.15206 | 0.42107 | 0.0001 | 0
2357 | 1 | 9.7477e-05 | 4.9939e-05 | 0 | 9.3987e-05 | 0.00011416 | 0 | 0.55509 | 0.0001 | 0.15204 | 0.42156 | 0.0001 | 0
2358 | 1 | 0.000114 | 7.0328e-05 | 0 | 0.0001821 | 0.00011416 | 0 | 0.53341 | 0.0001 | 0.15202 | 0.42207 | 0.0001 | 0
2359 | 1 | 0.0001311 | 6.5738e-05 | 0 | 0.0001586 | 0.00011416 | 0.026323 | 0.53195 | 0.0001 | 0.15199 | 0.42256 | 0.0001 | 0
2360 | 1 | 0.0001409 | 7.0168e-05 | 0 | 0.00014685 | 0.00011416 | 0.087742 | 0.59689 | 0.0001 | 0.15197 | 0.42305 | 0.0001 | 0
2361 | 1 | 0.0001443 | 6.6588e-05 | 0 | 0.00016448 | 0.00011416 | 0.13161 | 0.6451 | 0.0001 | 0.15195 | 0.42357 | 0.0001 | 0
2362 | 1 | 0.0001475 | 6.8938e-05 | 0 | 0.00018797 | 0.00011416 | 0.14916 | 0.66333 | 0.0001 | 0.15192 | 0.42405 | 0.0001 | 0.037092
2363 | 1 | 0.000151 | 6.6868e-05 | 0 | 0.00020677 | 0.00011416 | 0.19303 | 0.69152 | 0.0001 | 0.15189 | 0.42455 | 0.0001 | 0.046698
2364 | 1 | 0.0001419 | 6.5678e-05 | 0 | 0.00018797 | 0.00011416 | 0.22813 | 0.75141 | 0.0001 | 0.15188 | 0.42506 | 0.0001 | 0.16234
2365 | 1 | 0.0001417 | 6.8518e-05 | 0 | 0.00019032 | 0.00011416 | 0.21058 | 0.77005 | 0.0001 | 0.15185 | 0.42555 | 0.0001 | 0.16509
2366 | 1 | 0.0001392 | 6.3518e-05 | 0 | 0.00021382 | 0.00011416 | 0.19303 | 0.76115 | 0.0001 | 0.15182 | 0.42604 | 0.0001 | 0.18334
2367 | 1 | 0.000135 | 6.3908e-05 | 0 | 0.00022322 | 0.00011416 | 0.21936 | 0.74458 | 0.0001 | 0.1518 | 0.42655 | 0.0001 | 0.23563
2368 | 1 | 0.0001315 | 5.9018e-05 | 0 | 0.00022322 | 0.00011416 | 0.22813 | 0.73449 | 0.0001 | 0.15178 | 0.42705 | 0.0001 | 0.244
2369 | 1 | 0.0001264 | 6.3748e-05 | 0 | 0.00016448 | 0.00011416 | 0.14916 | 0.70134 | 0.0001 | 0.15175 | 0.42754 | 0.0001 | 0.14356
2370 | 1 | 0.0001285 | 5.1529e-05 | 0 | 0.00011748 | 0.00011416 | 0.017548 | 0.64271 | 0.0001 | 0.15173 | 0.42802 | 0.0001 | 0.027607
2371 | 1 | 0.0001252 | 5.7998e-05 | 0 | 8.8113e-05 | 0.00011416 | 0 | 0.53607 | 0.0001 | 0.15171 | 0.42854 | 0.0001 | 0
2372 | 1 | 0.0001265 | 6.2738e-05 | 0 | 5.8742e-05 | 0.00011416 | 0 | 0.46285 | 0.0001 | 0.15168 | 0.42903 | 0.0001 | 0
2373 | 1 | 0.0001221 | 7.5338e-05 | 0 | 3.7595e-05 | 0.00011416 | 0 | 0.39328 | 0.0001 | 0.15165 | 0.42952 | 0.0001 | 0
2374 | 1 | 0.0001126 | 0.0001207 | 0 | 2.3497e-05 | 0.00011416 | 0 | 0.30885 | 0.0001 | 0.15164 | 0.43004 | 0.0001 | 0
2375 | 1 | 0.000105 | 0.0001078 | 0 | 9.3987e-06 | 0.00011416 | 0 | 0.19101 | 0.0001 | 0.1516 | 0.43052 | 0.0001 | 0
2376 | 1 | 9.7227e-05 | 0.0001406 | 0 | 5.8742e-06 | 0.00011416 | 0 | 0.10538 | 0.0001 | 0.15159 | 0.43102 | 0.0001 | 0
2377 | 1 | 9.4247e-05 | 0.0001437 | 0 | 2.3497e-06 | 0.00011416 | 0 | 0.076267 | 0.0001 | 0.15165 | 0.43154 | 0.0001 | 0
2378 | 1 | 8.8397e-05 | 0.0001713 | 0 | 1.1748e-06 | 0.00011416 | 0 | 0.058489 | 0.0001 | 0.15185 | 0.43202 | 0.0001 | 0
2379 | 1 | 8.8677e-05 | 0.0001597 | 0 | 1.4098e-05 | 0.00011416 | 0 | 0.075936 | 0.0001 | 0.15206 | 0.43251 | 0.0001 | 0
2380 | 1 | 8.8447e-05 | 0.0001581 | 0 | 3.7595e-05 | 0.00011416 | 0 | 0.081178 | 0.0001 | 0.15227 | 0.43302 | 0.0001 | 0
2381 | 1 | 9.8037e-05 | 0.0001496 | 0 | 9.3987e-05 | 0.00011416 | 0 | 0.11964 | 0.0001 | 0.15248 | 0.43352 | 0.0001 | 0
2382 | 1 | 0.0001161 | 0.0001221 | 0 | 0.0001821 | 0.00011416 | 0 | 0.12933 | 0.0001 | 0.1527 | 0.43401 | 0.0001 | 0
2383 | 1 | 0.000127 | 0.0001236 | 0 | 0.0001586 | 0.00011416 | 0.052645 | 0.056105 | 0.0001 | 0.1529 | 0.43452 | 0.0001 | 0.055114
2384 | 1 | 0.0001335 | 0.0001252 | 0 | 0.00014685 | 0.00011416 | 0.16671 | 0.069039 | 0.0001 | 0.15311 | 0.43501 | 0.0001 | 0.21689
2385 | 1 | 0.0001345 | 0.0001106 | 0 | 0.00016448 | 0.00011416 | 0.272 | 0.10147 | 0.0001 | 0.15332 | 0.43551 | 0.0001 | 0.3796
2386 | 1 | 0.0001383 | 8.9548e-05 | 0 | 0.00018797 | 0.00011416 | 0.40361 | 0.13012 | 0.0001 | 0.15353 | 0.43602 | 0.0001 | 0.56261
2387 | 1 | 0.0001423 | 7.1568e-05 | 0 | 0.00020677 | 0.00011416 | 0.47381 | 0.1398 | 0.0001 | 0.15374 | 0.43651 | 0.0001 | 0.6175
2388 | 1 | 0.0001347 | 6.3198e-05 | 0 | 0.00018797 | 0.00011416 | 0.48258 | 0.1402 | 0.0001 | 0.15394 | 0.43699 | 0.0001 | 0.69673
2389 | 1 | 0.000135 | 5.2509e-05 | 0 | 0.00019032 | 0.00011416 | 0.37729 | 0.1394 | 0.0001 | 0.15415 | 0.43751 | 0.0001 | 0.70762
2390 | 1 | 0.0001326 | 4.4709e-05 | 0 | 0.00021382 | 0.00011416 | 0.32465 | 0.11884 | 0.0001 | 0.15436 | 0.43801 | 0.0001 | 0.6527
2391 | 1 | 0.0001287 | 4.3079e-05 | 0 | 0.00022322 | 0.00011416 | 0.22813 | 0.11805 | 0.0001 | 0.15456 | 0.43849 | 0.0001 | 0.55136
2392 | 1 | 0.0001265 | 3.4709e-05 | 0 | 0.00022322 | 0.00011416 | 0.19303 | 0.087678 | 0.0001 | 0.15477 | 0.43901 | 0.0001 | 0.39431
2393 | 1 | 0.0001238 | 3.0219e-05 | 0 | 0.00016448 | 0.00011416 | 0.12284 | 0.071754 | 0.0001 | 0.15499 | 0.4395 | 0.0001 | 0.21265
2394 | 1 | 0.0001243 | 2.9889e-05 | 0 | 0.00011748 | 0.00011416 | 0.017548 | 0.12475 | 0.0001 | 0.15519 | 0.43999 | 0.0001 | 0.054028
2395 | 1 | 0.0001223 | 3.5349e-05 | 0 | 8.8113e-05 | 0.00011416 | 0 | 0.17661 | 0.0001 | 0.1554 | 0.44051 | 0.0001 | 0
2396 | 1 | 0.0001257 | 4.8879e-05 | 0 | 5.8742e-05 | 0.00011416 | 0 | 0.23153 | 0.0001 | 0.15561 | 0.44099 | 0.0001 | 0
2397 | 1 | 0.0001212 | 9.1788e-05 | 0 | 3.7595e-05 | 0.00011416 | 0 | 0.26137 | 0.0001 | 0.15582 | 0.44148 | 0.0001 | 0
2398 | 1 | 0.0001134 | 0.0001215 | 0 | 2.3497e-05 | 0.00011416 | 0 | 0.26256 | 0.0001 | 0.15604 | 0.442 | 0.0001 | 0
2399 | 1 | 0.0001053 | 0.0001163 | 0 | 9.3987e-06 | 0.00011416 | 0 | 0.30859 | 0.0001 | 0.15624 | 0.44249 | 0.0001 | 0
2400 | 1 | 9.3327e-05 | 0.00019229 | 0 | 5.8742e-06 | 0.00011416 | 0 | 0.35992 | 0.0001 | 0.15645 | 0.44298 | 0.0001 | 0
2401 | 1 | 8.8147e-05 | 0.00021769 | 0 | 2.3497e-06 | 0.00011416 | 0 | 0.38253 | 0.0001 | 0.15666 | 0.44325 | 0.0001 | 0
2402 | 1 | 8.3597e-05 | 0.00024549 | 0 | 1.1748e-06 | 0.00011416 | 0 | 0.35707 | 0.0001 | 0.15686 | 0.4431 | 0.0001 | 0
2403 | 1 | 8.5067e-05 | 0.00021649 | 0 | 1.4098e-05 | 0.00011416 | 0 | 0.34938 | 0.0001 | 0.15707 | 0.44295 | 0.0001 | 0
2404 | 1 | 8.3337e-05 | 0.00022199 | 0 | 3.7595e-05 | 0.00011416 | 0 | 0.33286 | 0.0001 | 0.15728 | 0.44281 | 0.0001 | 0
2405 | 1 | 8.9517e-05 | 0.00024999 | 0 | 9.3987e-05 | 0.00011416 | 0 | 0.3054 | 0.0001 | 0.15748 | 0.44266 | 0.0001 | 0
2406 | 1 | 0.0001031 | 0.00026009 | 0 | 0.0001821 | 0.00011416 | 0 | 0.30945 | 0.0001 | 0.1577 | 0.44254 | 0.0001 | 0
2407 | 1 | 0.0001181 | 0.00022389 | 0 | 0.0001586 | 0.00011416 | 0.078968 | 0.22423 | 0.0001 | 0.15791 | 0.44239 | 0.0001 | 0.067823
2408 | 1 | 0.0001307 | 0.0001587 | 0 | 0.00014685 | 0.00011416 | 0.2369 | 0.20407 | 0.0001 | 0.15811 | 0.44224 | 0.0001 | 0.25551
2409 | 1 | 0.0001343 | 0.00011 | 0 | 0.00016448 | 0.00011416 | 0.40361 | 0.25088 | 0.0001 | 0.15832 | 0.4421 | 0.0001 | 0.38941
2410 | 1 | 0.0001386 | 7.8128e-05 | 0 | 0.00018797 | 0.00011416 | 0.48258 | 0.32272 | 0.0001 | 0.15853 | 0.44195 | 0.0001 | 0.55957
2411 | 1 | 0.0001435 | 4.9879e-05 | 0 | 0.00020677 | 0.00011416 | 0.51768 | 0.37928 | 0.0001 | 0.15873 | 0.44182 | 0.0001 | 0.66273
2412 | 1 | 0.0001363 | 2.6589e-05 | 0 | 0.00018797 | 0.00011416 | 0.45626 | 0.45881 | 0.0001 | 0.15896 | 0.44168 | 0.0001 | 0.70634
2413 | 1 | 0.0001364 | 1.505e-05 | 0 | 0.00019032 | 0.00011416 | 0.40361 | 0.52671 | 0.0001 | 0.15916 | 0.44153 | 0.0001 | 0.70029
2414 | 1 | 0.0001349 | 0 | 0 | 0.00021382 | 0.00011416 | 0.40361 | 0.53686 | 0.0001 | 0.15937 | 0.44138 | 0.0001 | 0.64387
2415 | 1 | 0.0001311 | 0 | 0 | 0.00022322 | 0.00011416 | 0.29832 | 0.52704 | 0.0001 | 0.15958 | 0.44124 | 0.0001 | 0.54626
2416 | 1 | 0.0001287 | 0 | 0 | 0.00022322 | 0.00011416 | 0.21936 | 0.50888 | 0.0001 | 0.15978 | 0.44112 | 0.0001 | 0.4034
2417 | 1 | 0.0001256 | 0 | 0 | 0.00016448 | 0.00011416 | 0.12284 | 0.48673 | 0.0001 | 0.15999 | 0.44096 | 0.0001 | 0.23892
2418 | 1 | 0.000126 | 0 | 0 | 0.00011748 | 0.00011416 | 0.0087742 | 0.42498 | 0.0001 | 0.1602 | 0.44082 | 0.0001 | 0.065415
2419 | 1 | 0.0001246 | 0 | 0 | 8.8113e-05 | 0.00011416 | 0 | 0.35474 | 0.0001 | 0.16041 | 0.44068 | 0.0001 | 0
2420 | 1 | 0.0001262 | 2.3919e-05 | 0 | 5.8742e-05 | 0.00011416 | 0 | 0.39513 | 0.0001 | 0.16062 | 0.44053 | 0.0001 | 0
2421 | 1 | 0.0001234 | 4.2909e-05 | 0 | 3.7595e-05 | 0.00011416 | 0 | 0.46046 | 0.0001 | 0.16082 | 0.4404 | 0.0001 | 0
2422 | 1 | 0.000116 | 7.9058e-05 | 0 | 2.3497e-05 | 0.00011416 | 0 | 0.4976 | 0.0001 | 0.16103 | 0.44026 | 0.0001 | 0
2423 | 1 | 0.0001049 | 0.0001124 | 0 | 9.3987e-06 | 0.00011416 | 0 | 0.50569 | 0.0001 | 0.16124 | 0.44012 | 0.0001 | 0
2424 | 1 | 9.5287e-05 | 0.000159 | 0 | 5.8742e-06 | 0.00011416 | 0 | 0.52944 | 0.0001 | 0.16144 | 0.43996 | 0.0001 | 0
2425 | 1 | 8.9837e-05 | 0.0001741 | 0 | 2.3497e-06 | 0.00011416 | 0 | 0.58402 | 0.0001 | 0.16166 | 0.43982 | 0.0001 | 0
2426 | 1 | 8.3907e-05 | 0.00019919 | 0 | 1.1748e-06 | 0.00011416 | 0 | 0.62845 | 0.0001 | 0.16187 | 0.4397 | 0.0001 | 0
2427 | 1 | 8.4537e-05 | 0.0001755 | 0 | 1.4098e-05 | 0.00011416 | 0 | 0.62587 | 0.0001 | 0.16207 | 0.43954 | 0.0001 | 0
2428 | 1 | 8.3167e-05 | 0.0001833 | 0 | 3.7595e-05 | 0.00011416 | 0 | 0.49308 | 0.0001 | 0.16229 | 0.4394 | 0.0001 | 0
2429 | 1 | 9.0007e-05 | 0.00021389 | 0 | 9.3987e-05 | 0.00011416 | 0 | 0.41192 | 0.0001 | 0.1625 | 0.43926 | 0.0001 | 0
2430 | 1 | 0.0001037 | 0.00022769 | 0 | 0.0001821 | 0.00011416 | 0 | 0.3509 | 0.0001 | 0.1627 | 0.4391 | 0.0001 | 0
2431 | 1 | 0.0001182 | 0.00019519 | 0 | 0.0001586 | 0.00011416 | 0.035097 | 0.32146 | 0.0001 | 0.16292 | 0.43896 | 0.0001 | 0.084129
2432 | 1 | 0.0001307 | 0.0001258 | 0 | 0.00014685 | 0.00011416 | 0.052645 | 0.31569 | 0.0001 | 0.16312 | 0.43884 | 0.0001 | 0.26012
2433 | 1 | 0.0001341 | 8.4438e-05 | 0 | 0.00016448 | 0.00011416 | 0.087742 | 0.31522 | 0.0001 | 0.16333 | 0.43869 | 0.0001 | 0.41824
2434 | 1 | 0.0001388 | 5.0799e-05 | 0 | 0.00018797 | 0.00011416 | 0.12284 | 0.26648 | 0.0001 | 0.16354 | 0.43854 | 0.0001 | 0.54621
2435 | 1 | 0.000144 | 2.2079e-05 | 0 | 0.00020677 | 0.00011416 | 0.18426 | 0.23955 | 0.0001 | 0.16374 | 0.4384 | 0.0001 | 0.65337
2436 | 1 | 0.0001364 | 0 | 0 | 0.00018797 | 0.00011416 | 0.21936 | 0.25242 | 0.0001 | 0.16395 | 0.43824 | 0.0001 | 0.70402
2437 | 1 | 0.0001351 | 0 | 0 | 0.00019032 | 0.00011416 | 0.25445 | 0.26488 | 0.0001 | 0.16416 | 0.43813 | 0.0001 | 0.71272
2438 | 1 | 0.0001319 | 0 | 0 | 0.00021382 | 0.00011416 | 0.25445 | 0.28876 | 0.0001 | 0.16437 | 0.43798 | 0.0001 | 0.64889
2439 | 1 | 0.0001274 | 0 | 0 | 0.00022322 | 0.00011416 | 0.24568 | 0.30613 | 0.0001 | 0.16458 | 0.43783 | 0.0001 | 0.54107
2440 | 1 | 0.0001232 | 0 | 0 | 0.00022322 | 0.00011416 | 0.21058 | 0.25487 | 0.0001 | 0.16479 | 0.43768 | 0.0001 | 0.40993
2441 | 1 | 0.0001212 | 0 | 0 | 0.00016448 | 0.00011416 | 0.12284 | 0.19557 | 0.0001 | 0.16499 | 0.43754 | 0.0001 | 0.23896
2442 | 1 | 0.000122 | 0 | 0 | 0.00011748 | 0.00011416 | 0.017548 | 0.2292 | 0.0001 | 0.1652 | 0.43741 | 0.0001 | 0.061117
2443 | 1 | 0.0001204 | 0 | 0 | 8.8113e-05 | 0.00011416 | 0 | 0.28803 | 0.0001 | 0.16542 | 0.43727 | 0.0001 | 0
2444 | 1 | 0.0001229 | 0 | 0 | 5.8742e-05 | 0.00011416 | 0 | 0.29533 | 0.0001 | 0.16563 | 0.43712 | 0.0001 | 0
2445 | 1 | 0.00012 | 2.3509e-05 | 0 | 3.7595e-05 | 0.00011416 | 0 | 0.28638 | 0.0001 | 0.16584 | 0.43698 | 0.0001 | 0
2446 | 1 | 0.000114 | 4.3769e-05 | 0 | 2.3497e-05 | 0.00011416 | 0 | 0.27994 | 0.0001 | 0.16604 | 0.43682 | 0.0001 | 0
2447 | 1 | 0.0001057 | 6.5078e-05 | 0 | 9.3987e-06 | 0.00011416 | 0 | 0.32849 | 0.0001 | 0.16625 | 0.43671 | 0.0001 | 0
2448 | 1 | 9.8137e-05 | 9.9387e-05 | 0 | 5.8742e-06 | 0.00011416 | 0 | 0.31436 | 0.0001 | 0.16646 | 0.43656 | 0.0001 | 0
2449 | 1 | 9.1387e-05 | 0.0001206 | 0 | 2.3497e-06 | 0.00011416 | 0 | 0.30216 | 0.0001 | 0.16666 | 0.43641 | 0.0001 | 0
2450 | 1 | 8.4697e-05 | 0.0001414 | 0 | 1.1748e-06 | 0.00011416 | 0 | 0.3009 | 0.0001 | 0.16687 | 0.43626 | 0.0001 | 0
2451 | 1 | 8.1907e-05 | 0.0001305 | 0 | 1.4098e-05 | 0.00011416 | 0 | 0.26289 | 0.0001 | 0.16708 | 0.43612 | 0.0001 | 0
2452 | 1 | 7.7897e-05 | 0.000138 | 0 | 3.7595e-05 | 0.00011416 | 0 | 0.26044 | 0.0001 | 0.16729 | 0.43599 | 0.0001 | 0
2453 | 1 | 7.9467e-05 | 0.000156 | 0 | 9.3987e-05 | 0.00011416 | 0 | 0.2818 | 0.0001 | 0.1675 | 0.43585 | 0.0001 | 0
2454 | 1 | 8.2297e-05 | 0.0001646 | 0 | 0.0001821 | 0.00011416 | 0 | 0.29433 | 0.0001 | 0.16771 | 0.4357 | 0.0001 | 0
2455 | 1 | 8.6697e-05 | 0.0001419 | 0 | 0.0001586 | 0.00011416 | 0.070194 | 0.17124 | 0.0001 | 0.16791 | 0.43555 | 0.0001 | 0.038701
2456 | 1 | 9.9107e-05 | 9.3308e-05 | 0 | 0.00014685 | 0.00011416 | 0.18426 | 0.043834 | 0.0001 | 0.16812 | 0.4354 | 0.0001 | 0.18644
2457 | 1 | 0.0001063 | 6.4638e-05 | 0 | 0.00016448 | 0.00011416 | 0.2369 | 0.028053 | 0.0001 | 0.16833 | 0.43529 | 0.0001 | 0.35081
2458 | 1 | 0.0001104 | 3.8749e-05 | 0 | 0.00018797 | 0.00011416 | 0.2369 | 0.077592 | 0.0001 | 0.16855 | 0.43513 | 0.0001 | 0.43909
2459 | 1 | 0.0001129 | 1.687e-05 | 0 | 0.00020677 | 0.00011416 | 0.272 | 0.17091 | 0.0001 | 0.16876 | 0.43499 | 0.0001 | 0.58544
2460 | 1 | 0.0001131 | 0 | 0 | 0.00018797 | 0.00011416 | 0.3071 | 0.23504 | 0.0001 | 0.16896 | 0.43484 | 0.0001 | 0.63005
2461 | 1 | 0.0001118 | 0 | 0 | 0.00019032 | 0.00011416 | 0.29832 | 0.23146 | 0.0001 | 0.16917 | 0.43469 | 0.0001 | 0.55214
2462 | 1 | 0.000109 | 0 | 0 | 0.00021382 | 0.00011416 | 0.26323 | 0.21097 | 0.0001 | 0.16938 | 0.43455 | 0.0001 | 0.36592
2463 | 1 | 0.0001064 | 0 | 0 | 0.00022322 | 0.00011416 | 0.16671 | 0.21699 | 0.0001 | 0.16959 | 0.43443 | 0.0001 | 0.34314
2464 | 1 | 0.0001053 | 0 | 0 | 0.00022322 | 0.00011416 | 0.14039 | 0.24246 | 0.0001 | 0.1698 | 0.43427 | 0.0001 | 0.26939
2465 | 1 | 0.000106 | 0 | 0 | 0.00016448 | 0.00011416 | 0.087742 | 0.23683 | 0.0001 | 0.17 | 0.43413 | 0.0001 | 0.15792
2466 | 1 | 0.0001076 | 0 | 0 | 0.00011748 | 0.00011416 | 0.0087742 | 0.2097 | 0.0001 | 0.17021 | 0.43399 | 0.0001 | 0.053183
2467 | 1 | 0.0001064 | 0 | 0 | 8.8113e-05 | 0.00011416 | 0 | 0.19425 | 0.0001 | 0.17042 | 0.43384 | 0.0001 | 0
2468 | 1 | 0.0001093 | 0 | 0 | 5.8742e-05 | 0.00011416 | 0 | 0.18702 | 0.0001 | 0.17062 | 0.43371 | 0.0001 | 0
2469 | 1 | 0.0001079 | 2.3329e-05 | 0 | 3.7595e-05 | 0.00011416 | 0 | 0.15214 | 0.0001 | 0.17083 | 0.43357 | 0.0001 | 0
2470 | 1 | 0.0001046 | 3.8259e-05 | 0 | 2.3497e-05 | 0.00011416 | 0 | 0.13993 | 0.0001 | 0.17105 | 0.43342 | 0.0001 | 0
2471 | 1 | 9.7667e-05 | 4.9959e-05 | 0 | 9.3987e-06 | 0.00011416 | 0 | 0.13669 | 0.0001 | 0.17125 | 0.43327 | 0.0001 | 0
2472 | 1 | 9.1397e-05 | 7.6878e-05 | 0 | 5.8742e-06 | 0.00011416 | 0 | 0.14802 | 0.0001 | 0.17146 | 0.43313 | 0.0001 | 0
2473 | 1 | 8.3837e-05 | 9.8157e-05 | 0 | 2.3497e-06 | 0.00011416 | 0 | 0.16992 | 0.0001 | 0.17167 | 0.43301 | 0.0001 | 0
2474 | 1 | 7.7697e-05 | 0.0001109 | 0 | 1.1748e-06 | 0.00011416 | 0 | 0.18768 | 0.0001 | 0.17188 | 0.43285 | 0.0001 | 0
2475 | 1 | 7.6318e-05 | 9.8437e-05 | 0 | 1.4098e-05 | 0.00011416 | 0 | 0.22396 | 0.0001 | 0.17209 | 0.43271 | 0.0001 | 0
2476 | 1 | 7.3828e-05 | 0.0001018 | 0 | 3.7595e-05 | 0.00011416 | 0 | 0.22596 | 0.0001 | 0.1723 | 0.43257 | 0.0001 | 0
2477 | 1 | 7.5168e-05 | 0.0001153 | 0 | 9.3987e-05 | 0.00011416 | 0 | 0.22071 | 0.0001 | 0.17251 | 0.43241 | 0.0001 | 0
2478 | 1 | 7.5078e-05 | 0.0001249 | 0 | 0.0001821 | 0.00011416 | 0 | 0.2054 | 0.0001 | 0.17272 | 0.43229 | 0.0001 | 0
2479 | 1 | 7.5558e-05 | 0.0001109 | 0 | 0.0001586 | 0.00011416 | 0.061419 | 0.10777 | 0.0001 | 0.17292 | 0.43215 | 0.0001 | 0.0093066
2480 | 1 | 8.3587e-05 | 8.2408e-05 | 0 | 0.00014685 | 0.00011416 | 0.14039 | 0.088407 | 0.0001 | 0.17313 | 0.432 | 0.0001 | 0.15606
2481 | 1 | 9.0027e-05 | 6.4978e-05 | 0 | 0.00016448 | 0.00011416 | 0.12284 | 0.084357 | 0.0001 | 0.17334 | 0.43185 | 0.0001 | 0.36672
2482 | 1 | 9.4217e-05 | 4.5649e-05 | 0 | 0.00018797 | 0.00011416 | 0.25445 | 0.070562 | 0.0001 | 0.17354 | 0.43171 | 0.0001 | 0.56603
2483 | 1 | 9.8777e-05 | 2.5899e-05 | 0 | 0.00020677 | 0.00011416 | 0.22813 | 0.067384 | 0.0001 | 0.17376 | 0.43158 | 0.0001 | 0.64337
2484 | 1 | 0.0001007 | 1.28e-05 | 0 | 0.00018797 | 0.00011416 | 0.22813 | 0.090857 | 0.0001 | 0.17397 | 0.43143 | 0.0001 | 0.68473
2485 | 1 | 9.7487e-05 | 0 | 0 | 0.00019032 | 0.00011416 | 0.22813 | 0.11353 | 0.0001 | 0.17417 | 0.43129 | 0.0001 | 0.70407
2486 | 1 | 9.2657e-05 | 0 | 0 | 0.00021382 | 0.00011416 | 0.20181 | 0.14093 | 0.0001 | 0.17438 | 0.43114 | 0.0001 | 0.65396
2487 | 1 | 9.0127e-05 | 0 | 0 | 0.00022322 | 0.00011416 | 0.16671 | 0.15745 | 0.0001 | 0.17459 | 0.43099 | 0.0001 | 0.55337
2488 | 1 | 9.0317e-05 | 0 | 0 | 0.00022322 | 0.00011416 | 0.14916 | 0.15745 | 0.0001 | 0.17481 | 0.43087 | 0.0001 | 0.41638
2489 | 1 | 9.3887e-05 | 0 | 0 | 0.00016448 | 0.00011416 | 0.10529 | 0.13808 | 0.0001 | 0.17502 | 0.43072 | 0.0001 | 0.24409
2490 | 1 | 0.0001003 | 0 | 0 | 0.00011748 | 0.00011416 | 0.017548 | 0.1483 | 0.0001 | 0.17522 | 0.43058 | 0.0001 | 0.069237
2491 | 1 | 0.0001026 | 0 | 0 | 8.8113e-05 | 0.00011416 | 0 | 0.1591 | 0.0001 | 0.17543 | 0.43043 | 0.0001 | 0
2492 | 1 | 0.0001058 | 1.799e-05 | 0 | 5.8742e-05 | 0.00011416 | 0 | 0.12873 | 0.0001 | 0.17564 | 0.43029 | 0.0001 | 0
2493 | 1 | 0.0001069 | 3.3939e-05 | 0 | 3.7595e-05 | 0.00011416 | 0 | 0.094708 | 0.0001 | 0.17584 | 0.43013 | 0.0001 | 0
2494 | 1 | 0.0001021 | 6.0718e-05 | 0 | 2.3497e-05 | 0.00011416 | 0 | 0.06884 | 0.0001 | 0.17605 | 0.43001 | 0.0001 | 0
2495 | 1 | 9.2277e-05 | 9.6247e-05 | 0 | 9.3987e-06 | 0.00011416 | 0 | 0.064459 | 0.0001 | 0.17626 | 0.42987 | 0.0001 | 0
2496 | 1 | 8.3507e-05 | 0.0001412 | 0 | 5.8742e-06 | 0.00011416 | 0 | 0.064128 | 0.0001 | 0.17647 | 0.42972 | 0.0001 | 0
2497 | 1 | 7.7957e-05 | 0.0001627 | 0 | 2.3497e-06 | 0.00011416 | 0 | 0.092048 | 0.0001 | 0.17234 | 0.42957 | 0.0001 | 0
2498 | 1 | 7.4678e-05 | 0.0001808 | 0 | 1.1748e-06 | 0.00011416 | 0 | 0.092843 | 0.0001 | 0.17255 | 0.42943 | 0.0001 | 0
2499 | 1 | 7.5198e-05 | 0.0001727 | 0 | 1.4098e-05 | 0.00011416 | 0 | 0.091982 | 0.0001 | 0.17277 | 0.4293 | 0.0001 | 0
2500 | 1 | 7.6508e-05 | 0.0001869 | 0 | 3.7595e-05 | 0.00011416 | 0 | 0.083099 | 0.0001 | 0.17297 | 0.42916 | 0.0001 | 0
2501 | 1 | 8.5257e-05 | 0.00021589 | 0 | 9.3987e-05 | 0.00011416 | 0 | 0.060818 | 0.0001 | 0.17318 | 0.42901 | 0.0001 | 0
2502 | 1 | 9.9797e-05 | 0.00022549 | 0 | 0.0001821 | 0.00011416 | 0 | 0.036936 | 0.0001 | 0.17339 | 0.42886 | 0.0001 | 0
2503 | 1 | 0.0001135 | 0.00019429 | 0 | 0.0001586 | 0.00011416 | 0.043871 | 0.021155 | 0.0001 | 0.1736 | 0.42871 | 0.0001 | 0.090291
2504 | 1 | 0.0001272 | 0.000129 | 0 | 0.00014685 | 0.00011416 | 0.10529 | 0.026861 | 0.0001 | 0.17381 | 0.4286 | 0.0001 | 0.27002
2505 | 1 | 0.0001313 | 9.2328e-05 | 0 | 0.00016448 | 0.00011416 | 0.15794 | 0.059758 | 0.0001 | 0.17402 | 0.42844 | 0.0001 | 0.43926
2506 | 1 | 0.0001354 | 6.3378e-05 | 0 | 0.00018797 | 0.00011416 | 0.21058 | 0.11122 | 0.0001 | 0.17422 | 0.4283 | 0.0001 | 0.5868
2507 | 1 | 0.000141 | 3.7309e-05 | 0 | 0.00020677 | 0.00011416 | 0.25445 | 0.11201 | 0.0001 | 0.17443 | 0.42815 | 0.0001 | 0.68224
2508 | 1 | 0.0001336 | 1.9139e-05 | 0 | 0.00018797 | 0.00011416 | 0.2369 | 0.08887 | 0.0001 | 0.17464 | 0.428 | 0.0001 | 0.72459
2509 | 1 | 0.000136 | 0 | 1.9398e-05 | 0.00019032 | 0.00011416 | 0.19303 | 0.064128 | 0.0001 | 0.17485 | 0.42788 | 0.0001 | 0.71747
2510 | 1 | 0.0001335 | 0 | 0.00016904 | 0.00021382 | 0.00011416 | 0.17548 | 0.048678 | 0.0001 | 0.17506 | 0.42774 | 0.0001 | 0.66488
2511 | 1 | 0.0001306 | 0 | 3.0483e-05 | 0.00022322 | 0.00011416 | 0.14916 | 0.051062 | 0.0001 | 0.17526 | 0.42758 | 0.0001 | 0.49348
2512 | 1 | 0.0001276 | 0 | 0 | 0.00022322 | 0.00011416 | 0.10529 | 0.032897 | 0.0001 | 0.17547 | 0.42744 | 0.0001 | 0.38859
2513 | 1 | 0.0001236 | 0 | 0 | 0.00016448 | 0.00011416 | 0.061419 | 0.024003 | 0.0001 | 0.17568 | 0.42729 | 0.0001 | 0.17671
2514 | 1 | 0.0001243 | 9.4708e-06 | 0 | 0.00011748 | 0.00011416 | 0.0087742 | 0.018308 | 0.0001 | 0.17589 | 0.42717 | 0.0001 | 0.052381
2515 | 1 | 0.0001212 | 2.5309e-05 | 0 | 8.8113e-05 | 0.00011416 | 0 | 0.018308 | 0.0001 | 0.17611 | 0.42702 | 0.0001 | 0
2516 | 1 | 0.0001211 | 4.6049e-05 | 0 | 5.8742e-05 | 0.00011416 | 0 | 0.014258 | 0.0001 | 0.17631 | 0.42688 | 0.0001 | 0
2517 | 1 | 0.0001194 | 5.9918e-05 | 0 | 3.7595e-05 | 0.00011416 | 0 | 0.011411 | 0.0001 | 0.17652 | 0.42673 | 0.0001 | 0
2518 | 1 | 0.0001119 | 8.7158e-05 | 0 | 2.3497e-05 | 0.00011416 | 0 | 0.021155 | 0.0001 | 0.17673 | 0.42658 | 0.0001 | 0
2519 | 1 | 0.0001008 | 0.0001209 | 0 | 9.3987e-06 | 0.00011416 | 0 | 0.045037 | 0.0001 | 0.17693 | 0.42646 | 0.0001 | 0
2520 | 1 | 9.1107e-05 | 0.0001714 | 0 | 5.8742e-06 | 0.00011416 | 0 | 0.066523 | 0.0001 | 0.17714 | 0.42631 | 0.0001 | 0
2521 | 1 | 9.0537e-05 | 0.000139 | 0 | 2.3497e-06 | 0.00011416 | 0 | 0.10452 | 0.0001 | 0.17735 | 0.42616 | 0.0001 | 0
2522 | 1 | 8.3697e-05 | 0.000181 | 0 | 1.1748e-06 | 0.00011416 | 0 | 0.14577 | 0.0001 | 0.17756 | 0.42602 | 0.0001 | 0
2523 | 1 | 8.2297e-05 | 0.0001839 | 0 | 1.4098e-05 | 0.00011416 | 0 | 0.16553 | 0.0001 | 0.17777 | 0.42587 | 0.0001 | 0
2524 | 1 | 8.4087e-05 | 0.0001686 | 0 | 3.7595e-05 | 0.00011416 | 0 | 0.17362 | 0.0001 | 0.17798 | 0.42572 | 0.0001 | 0
2525 | 1 | 9.5467e-05 | 0.0001488 | 0 | 9.3987e-05 | 0.00011416 | 0 | 0.17767 | 0.0001 | 0.17818 | 0.4256 | 0.0001 | 0
2526 | 1 | 0.0001056 | 0.00019619 | 0 | 0.0001821 | 0.00011416 | 0 | 0.17528 | 0.0001 | 0.17839 | 0.42546 | 0.0001 | 0
2527 | 1 | 0.0001211 | 0.0001524 | 0 | 0.0001586 | 0.00011416 | 0.026323 | 0.14147 | 0.0001 | 0.1786 | 0.4253 | 0.0001 | 0.060469
2528 | 1 | 0.000128 | 0.0001507 | 0 | 0.00014685 | 0.00011416 | 0.070194 | 0.12653 | 0.0001 | 0.1788 | 0.42516 | 0.0001 | 0.25621
2529 | 1 | 0.0001303 | 0.0001335 | 0 | 0.00016448 | 0.00011416 | 0.11406 | 0.1351 | 0.0001 | 0.17903 | 0.42502 | 0.0001 | 0.46456
2530 | 1 | 0.0001334 | 0.000123 | 0 | 0.00018797 | 0.00011416 | 0.14916 | 0.16785 | 0.0001 | 0.17923 | 0.42489 | 0.0001 | 0.60976
2531 | 1 | 0.0001378 | 0.0001068 | 0 | 0.00020677 | 0.00011416 | 0.19303 | 0.18278 | 0.0001 | 0.17944 | 0.42474 | 0.0001 | 0.62398
2532 | 1 | 0.0001307 | 8.9848e-05 | 0 | 0.00018797 | 0.00011416 | 0.20181 | 0.19524 | 0.0001 | 0.17965 | 0.4246 | 0.0001 | 0.67726
2533 | 1 | 0.00013 | 8.8718e-05 | 0 | 0.00019032 | 0.00011416 | 0.17548 | 0.17409 | 0.0001 | 0.17985 | 0.42445 | 0.0001 | 0.69643
2534 | 1 | 0.0001286 | 7.6458e-05 | 0 | 0.00021382 | 0.00011416 | 0.17548 | 0.17203 | 0.0001 | 0.18007 | 0.4243 | 0.0001 | 0.65978
2535 | 1 | 0.000126 | 7.4118e-05 | 0 | 0.00022322 | 0.00011416 | 0.14039 | 0.15658 | 0.0001 | 0.18028 | 0.42418 | 0.0001 | 0.55587
2536 | 1 | 0.0001228 | 8.1638e-05 | 0 | 0.00022322 | 0.00011416 | 0.096516 | 0.1404 | 0.0001 | 0.18048 | 0.42403 | 0.0001 | 0.39316
2537 | 1 | 0.0001173 | 9.5897e-05 | 0 | 0.00016448 | 0.00011416 | 0.052645 | 0.099608 | 0.0001 | 0.18069 | 0.42388 | 0.0001 | 0.20442
2538 | 1 | 0.0001201 | 7.8288e-05 | 0 | 0.00011748 | 0.00011416 | 0.017548 | 0.094443 | 0.0001 | 0.1809 | 0.42374 | 0.0001 | 0.046631
2539 | 1 | 0.0001177 | 8.0498e-05 | 0 | 8.8113e-05 | 0.00011416 | 0 | 0.10538 | 0.0001 | 0.1811 | 0.42359 | 0.0001 | 0
2540 | 1 | 0.0001199 | 8.4768e-05 | 0 | 5.8742e-05 | 0.00011416 | 0 | 0.11394 | 0.0001 | 0.18131 | 0.42347 | 0.0001 | 0
2541 | 1 | 0.0001183 | 0.000102 | 0 | 3.7595e-05 | 0.00011416 | 0 | 0.10751 | 0.0001 | 0.18152 | 0.42332 | 0.0001 | 0
2542 | 1 | 0.0001076 | 0.0001689 | 0 | 2.3497e-05 | 0.00011416 | 0 | 0.11155 | 0.0001 | 0.18173 | 0.42318 | 0.0001 | 0
2543 | 1 | 9.9357e-05 | 0.0001695 | 0 | 9.3987e-06 | 0.00011416 | 0 | 0.11997 | 0.0001 | 0.18194 | 0.42303 | 0.0001 | 0
2544 | 1 | 9.1747e-05 | 0.00022059 | 0 | 5.8742e-06 | 0.00011416 | 0 | 0.10784 | 0.0001 | 0.18215 | 0.42288 | 0.0001 | 0
2545 | 1 | 8.9597e-05 | 0.00021839 | 0 | 2.3497e-06 | 0.00011416 | 0 | 0.11672 | 0.0001 | 0.18222 | 0.42276 | 0.0001 | 0
2546 | 1 | 8.4007e-05 | 0.00025119 | 0 | 1.1748e-06 | 0.00011416 | 0 | 0.1268 | 0.0001 | 0.18206 | 0.42261 | 0.0001 | 0
2547 | 1 | 8.4557e-05 | 0.00023059 | 0 | 1.4098e-05 | 0.00011416 | 0 | 0.15705 | 0.0001 | 0.1819 | 0.42247 | 0.0001 | 0
2548 | 1 | 8.4477e-05 | 0.00021939 | 0 | 3.7595e-05 | 0.00011416 | 0 | 0.17721 | 0.0001 | 0.18173 | 0.42232 | 0.0001 | 0
2549 | 1 | 9.4957e-05 | 0.00020149 | 0 | 9.3987e-05 | 0.00011416 | 0 | 0.19253 | 0.0001 | 0.18157 | 0.42217 | 0.0001 | 0
2550 | 1 | 0.0001123 | 0.0001553 | 0 | 0.0001821 | 0.00011416 | 0 | 0.22237 | 0.0001 | 0.18141 | 0.42205 | 0.0001 | 0
2551 | 1 | 0.000124 | 0.000151 | 0 | 0.0001586 | 0.00011416 | 0.017548 | 0.26071 | 0.0001 | 0.18124 | 0.4219 | 0.0001 | 0.1021
2552 | 1 | 0.0001302 | 0.0001561 | 0 | 0.00014685 | 0.00011416 | 0.061419 | 0.30229 | 0.0001 | 0.18109 | 0.42175 | 0.0001 | 0.29013
2553 | 1 | 0.0001309 | 0.0001513 | 0 | 0.00016448 | 0.00011416 | 0.13161 | 0.35328 | 0.0001 | 0.18092 | 0.42161 | 0.0001 | 0.46273
2554 | 1 | 0.0001343 | 0.0001243 | 0 | 0.00018797 | 0.00011416 | 0.20181 | 0.40462 | 0.0001 | 0.18075 | 0.42146 | 0.0001 | 0.59855
2555 | 1 | 0.000138 | 0.0001005 | 0 | 0.00020677 | 0.00011416 | 0.20181 | 0.42644 | 0.0001 | 0.1806 | 0.42131 | 0.0001 | 0.69155
2556 | 1 | 0.0001319 | 8.6948e-05 | 0 | 0.00018797 | 0.00011416 | 0.21058 | 0.43334 | 0.0001 | 0.18042 | 0.42119 | 0.0001 | 0.73108
2557 | 1 | 0.000132 | 7.9818e-05 | 0 | 0.00019032 | 0.00011416 | 0.20181 | 0.41789 | 0.0001 | 0.18026 | 0.42105 | 0.0001 | 0.72674
2558 | 1 | 0.0001293 | 7.5028e-05 | 0 | 0.00021382 | 0.00011416 | 0.19303 | 0.41337 | 0.0001 | 0.18011 | 0.42089 | 0.0001 | 0.67231
2559 | 1 | 0.0001267 | 7.8818e-05 | 0 | 0.00022322 | 0.00011416 | 0.17548 | 0.39599 | 0.0001 | 0.17994 | 0.42075 | 0.0001 | 0.56987
2560 | 1 | 0.0001241 | 7.4038e-05 | 0 | 0.00022322 | 0.00011416 | 0.12284 | 0.37789 | 0.0001 | 0.17977 | 0.4206 | 0.0001 | 0.42728
2561 | 1 | 0.0001202 | 7.4978e-05 | 0 | 0.00016448 | 0.00011416 | 0.078968 | 0.36655 | 0.0001 | 0.17961 | 0.42048 | 0.0001 | 0.25606
2562 | 1 | 0.0001212 | 6.6578e-05 | 0 | 0.00011748 | 0.00011416 | 0.017548 | 0.39487 | 0.0001 | 0.17945 | 0.42033 | 0.0001 | 0.070385
2563 | 1 | 0.00012 | 7.0728e-05 | 0 | 8.8113e-05 | 0.00011416 | 0 | 0.46604 | 0.0001 | 0.17928 | 0.42019 | 0.0001 | 0
2564 | 1 | 0.0001219 | 7.2548e-05 | 0 | 5.8742e-05 | 0.00011416 | 0 | 0.48713 | 0.0001 | 0.17913 | 0.42004 | 0.0001 | 0
2565 | 1 | 0.0001189 | 0.0001115 | 0 | 3.7595e-05 | 0.00011416 | 0 | 0.48188 | 0.0001 | 0.17896 | 0.41989 | 0.0001 | 0
2566 | 1 | 0.000112 | 0.0001474 | 0 | 2.3497e-05 | 0.00011416 | 0 | 0.45051 | 0.0001 | 0.1788 | 0.41977 | 0.0001 | 0
2567 | 1 | 0.0001046 | 0.0001364 | 0 | 9.3987e-06 | 0.00011416 | 0 | 0.47836 | 0.0001 | 0.17864 | 0.41962 | 0.0001 | 0
2568 | 1 | 9.2697e-05 | 0.00021289 | 0 | 5.8742e-06 | 0.00011416 | 0 | 0.44568 | 0.0001 | 0.17847 | 0.41947 | 0.0001 | 0
2569 | 1 | 8.6897e-05 | 0.00024199 | 0 | 2.3497e-06 | 0.00011416 | 0 | 0.4275 | 0.0001 | 0.17832 | 0.41928 | 0.0001 | 0
2570 | 1 | 8.1807e-05 | 0.00027139 | 0 | 1.1748e-06 | 0.00011416 | 0 | 0.35641 | 0.0001 | 0.17815 | 0.41903 | 0.0001 | 0
2571 | 1 | 8.3907e-05 | 0.00023929 | 0 | 1.4098e-05 | 0.00011416 | 0 | 0.29824 | 0.0001 | 0.17798 | 0.41878 | 0.0001 | 0
2572 | 1 | 8.2477e-05 | 0.00024429 | 0 | 3.7595e-05 | 0.00011416 | 0 | 0.23882 | 0.0001 | 0.17783 | 0.41852 | 0.0001 | 0
2573 | 1 | 8.6977e-05 | 0.00028889 | 0 | 9.3987e-05 | 0.00011416 | 0 | 0.21051 | 0.0001 | 0.17766 | 0.41827 | 0.0001 | 0
2574 | 1 | 9.7417e-05 | 0.00031209 | 0 | 0.0001821 | 0.00011416 | 0.0087742 | 0.20241 | 0.0001 | 0.1775 | 0.418 | 0.0001 | 0
2575 | 1 | 0.0001122 | 0.00026609 | 0 | 0.0001586 | 0.00011416 | 0.096516 | 0.11188 | 0.0001 | 0.17734 | 0.41775 | 0.0001 | 0.10993
2576 | 1 | 0.0001256 | 0.0001832 | 0 | 0.00014685 | 0.00011416 | 0.21936 | 0.11056 | 0.0001 | 0.17717 | 0.41752 | 0.0001 | 0.29549
2577 | 1 | 0.0001294 | 0.0001434 | 0 | 0.00016448 | 0.00011416 | 0.31587 | 0.11175 | 0.0001 | 0.17701 | 0.41725 | 0.0001 | 0.4696
2578 | 1 | 0.0001329 | 0.0001126 | 0 | 0.00018797 | 0.00011416 | 0.36852 | 0.10061 | 0.0001 | 0.17685 | 0.417 | 0.0001 | 0.60402
2579 | 1 | 0.0001356 | 7.9988e-05 | 0 | 0.00020677 | 0.00011416 | 0.38607 | 0.089003 | 0.0001 | 0.17669 | 0.41673 | 0.0001 | 0.70016
2580 | 1 | 0.0001297 | 5.9188e-05 | 0 | 0.00018797 | 0.00011416 | 0.42994 | 0.096628 | 0.0001 | 0.17652 | 0.41648 | 0.0001 | 0.74092
2581 | 1 | 0.000129 | 5.3829e-05 | 0 | 0.00019032 | 0.00011416 | 0.41239 | 0.086884 | 0.0001 | 0.17636 | 0.41624 | 0.0001 | 0.72915
2582 | 1 | 0.0001261 | 3.6539e-05 | 0 | 0.00021382 | 0.00011416 | 0.46503 | 0.078784 | 0.0001 | 0.1762 | 0.41597 | 0.0001 | 0.66864
2583 | 1 | 0.0001222 | 2.6909e-05 | 0 | 0.00022322 | 0.00011416 | 0.42116 | 0.053722 | 0.0001 | 0.17603 | 0.41572 | 0.0001 | 0.56958
2584 | 1 | 0.0001176 | 1.673e-05 | 0 | 0.00022322 | 0.00011416 | 0.32465 | 0.054913 | 0.0001 | 0.17588 | 0.41545 | 0.0001 | 0.41423
2585 | 1 | 0.0001155 | 1.476e-05 | 0 | 0.00016448 | 0.00011416 | 0.20181 | 0.051194 | 0.0001 | 0.17571 | 0.41521 | 0.0001 | 0.23875
2586 | 1 | 0.0001159 | 1.871e-05 | 0 | 0.00011748 | 0.00011416 | 0.061419 | 0.066059 | 0.0001 | 0.17555 | 0.41497 | 0.0001 | 0.064263
2587 | 1 | 0.0001137 | 2.4549e-05 | 0 | 8.8113e-05 | 0.00011416 | 0 | 0.089599 | 0.0001 | 0.17539 | 0.41469 | 0.0001 | 0
2588 | 1 | 0.0001132 | 4.5499e-05 | 0 | 5.8742e-05 | 0.00011416 | 0 | 0.1288 | 0.0001 | 0.17522 | 0.41445 | 0.0001 | 0
2589 | 1 | 0.0001124 | 7.3568e-05 | 0 | 3.7595e-05 | 0.00011416 | 0 | 0.16553 | 0.0001 | 0.17507 | 0.41418 | 0.0001 | 0
2590 | 1 | 0.0001078 | 0.0001072 | 0 | 2.3497e-05 | 0.00011416 | 0 | 0.19996 | 0.0001 | 0.1749 | 0.41394 | 0.0001 | 0
2591 | 1 | 9.8487e-05 | 0.0001424 | 0 | 9.3987e-06 | 0.00011416 | 0 | 0.22263 | 0.0001 | 0.17473 | 0.41369 | 0.0001 | 0
2592 | 1 | 8.8747e-05 | 0.00019879 | 0 | 5.8742e-06 | 0.00011416 | 0 | 0.21846 | 0.0001 | 0.17458 | 0.41342 | 0.0001 | 0
2593 | 1 | 8.2487e-05 | 0.00022149 | 0 | 2.3497e-06 | 0.00011416 | 0 | 0.23013 | 0.0001 | 0.17441 | 0.41317 | 0.0001 | 0
2594 | 1 | 7.6348e-05 | 0.00023879 | 0 | 1.1748e-06 | 0.00011416 | 0 | 0.26475 | 0.0001 | 0.17425 | 0.41291 | 0.0001 | 0
2595 | 1 | 7.6448e-05 | 0.00021009 | 0 | 1.4098e-05 | 0.00011416 | 0 | 0.31403 | 0.0001 | 0.17409 | 0.41266 | 0.0001 | 0
2596 | 1 | 7.3198e-05 | 0.00020829 | 0 | 3.7595e-05 | 0.00011416 | 0 | 0.32012 | 0.0001 | 0.17392 | 0.41242 | 0.0001 | 0
2597 | 1 | 7.3858e-05 | 0.00022279 | 0 | 9.3987e-05 | 0.00011416 | 0 | 0.31203 | 0.0001 | 0.17376 | 0.41214 | 0.0001 | 0
2598 | 1 | 7.3048e-05 | 0.00022629 | 0 | 0.0001821 | 0.00011416 | 0 | 0.29956 | 0.0001 | 0.1736 | 0.4119 | 0.0001 | 0
2599 | 1 | 7.5528e-05 | 0.0001832 | 0 | 0.0001586 | 0.00011416 | 0.035097 | 0.26654 | 0.0001 | 0.17344 | 0.41163 | 0.0001 | 0
2600 | 1 | 8.5137e-05 | 0.0001316 | 0 | 0.00014685 | 0.00011416 | 0.096516 | 0.35368 | 0.0001 | 0.17326 | 0.41139 | 0.0001 | 0.015946
2601 | 1 | 9.2747e-05 | 0.0001072 | 0 | 0.00016448 | 0.00011416 | 0.16671 | 0.41543 | 0.0001 | 0.17311 | 0.41114 | 0.0001 | 0.050358
2602 | 1 | 9.7767e-05 | 9.1648e-05 | 0 | 0.00018797 | 0.00011416 | 0.24568 | 0.43798 | 0.0001 | 0.17295 | 0.41087 | 0.0001 | 0.040718
2603 | 1 | 0.0001009 | 8.3628e-05 | 0 | 0.00020677 | 0.00011416 | 0.29832 | 0.44202 | 0.0001 | 0.17277 | 0.41062 | 0.0001 | 0.074651
2604 | 1 | 0.0001056 | 7.5788e-05 | 0 | 0.00018797 | 0.00011416 | 0.33342 | 0.42425 | 0.0001 | 0.17263 | 0.41036 | 0.0001 | 0.064625
2605 | 1 | 9.9167e-05 | 8.8678e-05 | 0 | 0.00019032 | 0.00011416 | 0.33342 | 0.37179 | 0.0001 | 0.17245 | 0.41011 | 0.0001 | 0.03435
2606 | 1 | 9.8537e-05 | 7.8188e-05 | 0 | 0.00021382 | 0.00011416 | 0.33342 | 0.3117 | 0.0001 | 0.17229 | 0.40987 | 0.0001 | 0.042148
2607 | 1 | 9.8297e-05 | 9.1698e-05 | 0 | 0.00022322 | 0.00011416 | 0.29832 | 0.25328 | 0.0001 | 0.17213 | 0.40959 | 0.0001 | 0.00074927
2608 | 1 | 9.9647e-05 | 0.0001027 | 0 | 0.00022322 | 0.00011416 | 0.22813 | 0.19279 | 0.0001 | 0.17196 | 0.40936 | 0.0001 | 0
2609 | 1 | 0.0001002 | 0.0001371 | 0 | 0.00016448 | 0.00011416 | 0.14916 | 0.15393 | 0.0001 | 0.17182 | 0.40908 | 0.0001 | 0
2610 | 1 | 0.0001036 | 0.0001362 | 0 | 0.00011748 | 0.00011416 | 0.043871 | 0.15586 | 0.0001 | 0.17164 | 0.40884 | 0.0001 | 0
2611 | 1 | 0.0001042 | 0.0001249 | 0 | 8.8113e-05 | 0.00011416 | 0 | 0.13682 | 0.0001 | 0.17148 | 0.40859 | 0.0001 | 0
2612 | 1 | 0.0001042 | 0.00013 | 0 | 5.8742e-05 | 0.00011416 | 0 | 0.071357 | 0.0001 | 0.17132 | 0.40832 | 0.0001 | 0
2613 | 1 | 0.0001028 | 0.0001372 | 0 | 3.7595e-05 | 0.00011416 | 0 | 0.042311 | 0.0001 | 0.17115 | 0.40808 | 0.0001 | 0
2614 | 1 | 9.9247e-05 | 0.0001746 | 0 | 2.3497e-05 | 0.00011416 | 0 | 0.026861 | 0.0001 | 0.17099 | 0.40781 | 0.0001 | 0
2615 | 1 | 9.1177e-05 | 0.00021469 | 0 | 9.3987e-06 | 0.00011416 | 0 | 0.037797 | 0.0001 | 0.17083 | 0.40756 | 0.0001 | 0
2616 | 1 | 8.4567e-05 | 0.00027359 | 0 | 5.8742e-06 | 0.00011416 | 0 | 0.046692 | 0.0001 | 0.17067 | 0.40731 | 0.0001 | 0
2617 | 1 | 8.1527e-05 | 0.00028509 | 0 | 2.3497e-06 | 0.00011416 | 0 | 0.073884 | 0.0001 | 0.1705 | 0.40705 | 0.0001 | 0
2618 | 1 | 7.7098e-05 | 0.00029859 | 0 | 1.1748e-06 | 0.00011416 | 0 | 0.09729 | 0.0001 | 0.17034 | 0.40681 | 0.0001 | 0
2619 | 1 | 7.8337e-05 | 0.00025389 | 0 | 1.4098e-05 | 0.00011416 | 0 | 0.14418 | 0.0001 | 0.17018 | 0.40653 | 0.0001 | 0
2620 | 1 | 7.4348e-05 | 0.00025449 | 0 | 3.7595e-05 | 0.00011416 | 0 | 0.17807 | 0.0001 | 0.17001 | 0.40629 | 0.0001 | 0
2621 | 1 | 7.3628e-05 | 0.00027889 | 0 | 9.3987e-05 | 0.00011416 | 0 | 0.19385 | 0.0001 | 0.16986 | 0.40604 | 0.0001 | 0
2622 | 1 | 7.4078e-05 | 0.00028379 | 0 | 0.0001821 | 0.00011416 | 0.0087742 | 0.18257 | 0.0001 | 0.16969 | 0.40578 | 0.0001 | 0
2623 | 1 | 7.8587e-05 | 0.00024359 | 0 | 0.0001586 | 0.00011416 | 0.078968 | 0.13184 | 0.0001 | 0.16952 | 0.40553 | 0.0001 | 0
2624 | 1 | 9.0097e-05 | 0.0001887 | 0 | 0.00014685 | 0.00011416 | 0.14916 | 0.15731 | 0.0001 | 0.16937 | 0.40526 | 0.0001 | 0.011207
2625 | 1 | 9.7127e-05 | 0.0001747 | 0 | 0.00016448 | 0.00011416 | 0.21936 | 0.192 | 0.0001 | 0.1692 | 0.40501 | 0.0001 | 0.045241
2626 | 1 | 0.0001017 | 0.0001587 | 0 | 0.00018797 | 0.00011416 | 0.3071 | 0.23404 | 0.0001 | 0.16904 | 0.40476 | 0.0001 | 0.053039
2627 | 1 | 0.0001048 | 0.0001412 | 0 | 0.00020677 | 0.00011416 | 0.35097 | 0.28173 | 0.0001 | 0.16888 | 0.4045 | 0.0001 | 0.12317
2628 | 1 | 0.0001062 | 0.0001293 | 0 | 0.00018797 | 0.00011416 | 0.36852 | 0.33982 | 0.0001 | 0.16871 | 0.40425 | 0.0001 | 0.17083
2629 | 1 | 0.0001032 | 0.000148 | 0 | 0.00019032 | 0.00011416 | 0.34219 | 0.36967 | 0.0001 | 0.16856 | 0.40398 | 0.0001 | 0.19271
2630 | 1 | 0.0001027 | 0.0001231 | 0 | 0.00021382 | 0.00011416 | 0.34219 | 0.32928 | 0.0001 | 0.16839 | 0.40374 | 0.0001 | 0.20151
2631 | 1 | 0.0001009 | 0.0001266 | 0 | 0.00022322 | 0.00011416 | 0.26323 | 0.29247 | 0.0001 | 0.16823 | 0.40347 | 0.0001 | 0.32633
2632 | 1 | 0.0001007 | 0.0001184 | 0 | 0.00022322 | 0.00011416 | 0.20181 | 0.21051 | 0.0001 | 0.16807 | 0.40323 | 0.0001 | 0.115
2633 | 1 | 9.9777e-05 | 0.0001223 | 0 | 0.00016448 | 0.00011416 | 0.12284 | 0.12124 | 0.0001 | 0.1679 | 0.40298 | 0.0001 | 0.033403
2634 | 1 | 0.0001026 | 0.0001144 | 0 | 0.00011748 | 0.00011416 | 0.026323 | 0.11706 | 0.0001 | 0.16774 | 0.40271 | 0.0001 | 0
2635 | 1 | 0.0001038 | 0.0001004 | 0 | 8.8113e-05 | 0.00011416 | 0 | 0.15174 | 0.0001 | 0.16758 | 0.40246 | 0.0001 | 0
2636 | 1 | 0.0001034 | 0.0001074 | 0 | 5.8742e-05 | 0.00011416 | 0 | 0.17468 | 0.0001 | 0.16742 | 0.4022 | 0.0001 | 0
2637 | 1 | 0.0001023 | 0.000116 | 0 | 3.7595e-05 | 0.00011416 | 0 | 0.17468 | 0.0001 | 0.16725 | 0.40195 | 0.0001 | 0
2638 | 1 | 9.8267e-05 | 0.0001549 | 0 | 2.3497e-05 | 0.00011416 | 0 | 0.18437 | 0.0001 | 0.16709 | 0.4017 | 0.0001 | 0
2639 | 1 | 9.0797e-05 | 0.00019499 | 0 | 9.3987e-06 | 0.00011416 | 0 | 0.16666 | 0.0001 | 0.16693 | 0.40143 | 0.0001 | 0
2640 | 1 | 8.0317e-05 | 0.00025339 | 0 | 5.8742e-06 | 0.00011416 | 0 | 0.13682 | 0.0001 | 0.16676 | 0.40119 | 0.0001 | 0
2641 | 1 | 7.4448e-05 | 0.00026699 | 0 | 2.3497e-06 | 0.00011416 | 0 | 0.10943 | 0.0001 | 0.16661 | 0.40092 | 0.0001 | 0
2642 | 1 | 6.9878e-05 | 0.00028579 | 0 | 1.1748e-06 | 0.00011416 | 0 | 0.094046 | 0.0001 | 0.16644 | 0.40068 | 0.0001 | 0
2643 | 1 | 7.1338e-05 | 0.00024639 | 0 | 1.4098e-05 | 0.00011416 | 0 | 0.095701 | 0.0001 | 0.16627 | 0.40043 | 0.0001 | 0
2644 | 1 | 6.8238e-05 | 0.00024989 | 0 | 3.7595e-05 | 0.00011416 | 0 | 0.07587 | 0.0001 | 0.16612 | 0.40016 | 0.0001 | 0
2645 | 1 | 6.7628e-05 | 0.00027409 | 0 | 9.3987e-05 | 0.00011416 | 0 | 0.042642 | 0.0001 | 0.16595 | 0.39992 | 0.0001 | 0
2646 | 1 | 6.4628e-05 | 0.00027719 | 0 | 0.0001821 | 0.00011416 | 0 | 0.021155 | 0.0001 | 0.16579 | 0.39965 | 0.0001 | 0
2647 | 1 | 6.6858e-05 | 0.00023579 | 0 | 0.0001586 | 0.00011416 | 0.087742 | 0.023539 | 0.0001 | 0.16563 | 0.3994 | 0.0001 | 0.058326
2648 | 1 | 7.6948e-05 | 0.0001698 | 0 | 0.00014685 | 0.00011416 | 0.15794 | 0.043039 | 0.0001 | 0.16546 | 0.39915 | 0.0001 | 0.26297
2649 | 1 | 8.4357e-05 | 0.0001314 | 0 | 0.00016448 | 0.00011416 | 0.21058 | 0.051934 | 0.0001 | 0.16529 | 0.39889 | 0.0001 | 0.29572
2650 | 1 | 8.8887e-05 | 0.0001038 | 0 | 0.00018797 | 0.00011416 | 0.272 | 0.054781 | 0.0001 | 0.16514 | 0.39864 | 0.0001 | 0.46956
2651 | 1 | 9.1227e-05 | 7.6658e-05 | 0 | 0.00020677 | 0.00011416 | 0.3071 | 0.054781 | 0.0001 | 0.16497 | 0.39837 | 0.0001 | 0.67095
2652 | 1 | 9.2797e-05 | 5.0799e-05 | 0 | 0.00018797 | 0.00011416 | 0.31587 | 0.064857 | 0.0001 | 0.16482 | 0.39812 | 0.0001 | 0.71838
2653 | 1 | 8.8337e-05 | 4.3319e-05 | 0 | 0.00019032 | 0.00011416 | 0.28077 | 0.090724 | 0.0001 | 0.16465 | 0.39788 | 0.0001 | 0.58724
2654 | 1 | 8.5687e-05 | 2.6369e-05 | 0 | 0.00021382 | 0.00011416 | 0.26323 | 0.11904 | 0.0001 | 0.16448 | 0.39762 | 0.0001 | 0.58887
2655 | 1 | 8.5797e-05 | 1.69e-05 | 0 | 0.00022322 | 0.00011416 | 0.26323 | 0.14903 | 0.0001 | 0.16433 | 0.39737 | 0.0001 | 0.53139
2656 | 1 | 8.6837e-05 | 1.103e-05 | 0 | 0.00022322 | 0.00011416 | 0.26323 | 0.15227 | 0.0001 | 0.16416 | 0.3971 | 0.0001 | 0.32125
2657 | 1 | 8.9677e-05 | 1.146e-05 | 0 | 0.00016448 | 0.00011416 | 0.17548 | 0.1217 | 0.0001 | 0.16399 | 0.39685 | 0.0001 | 0.09641
2658 | 1 | 9.3787e-05 | 2.0009e-05 | 0 | 0.00011748 | 0.00011416 | 0.061419 | 0.14484 | 0.0001 | 0.16383 | 0.3966 | 0.0001 | 0.0034709
2659 | 1 | 9.5577e-05 | 2.7259e-05 | 0 | 8.8113e-05 | 0.00011416 | 0 | 0.10584 | 0.0001 | 0.16367 | 0.39634 | 0.0001 | 0
2660 | 1 | 9.9177e-05 | 4.0869e-05 | 0 | 5.8742e-05 | 0.00011416 | 0 | 0.091585 | 0.0001 | 0.1635 | 0.39609 | 0.0001 | 0
2661 | 1 | 0.0001006 | 5.6869e-05 | 0 | 3.7595e-05 | 0.00011416 | 0 | 0.085482 | 0.0001 | 0.16335 | 0.39582 | 0.0001 | 0
2662 | 1 | 9.7517e-05 | 8.3418e-05 | 0 | 2.3497e-05 | 0.00011416 | 0 | 0.099608 | 0.0001 | 0.16318 | 0.39557 | 0.0001 | 0
2663 | 1 | 8.9637e-05 | 0.0001082 | 0 | 9.3987e-06 | 0.00011416 | 0 | 0.12382 | 0.0001 | 0.16302 | 0.39534 | 0.0001 | 0
2664 | 1 | 8.1157e-05 | 0.0001439 | 0 | 5.8742e-06 | 0.00011416 | 0 | 0.13356 | 0.0001 | 0.16286 | 0.39506 | 0.0001 | 0
2665 | 1 | 7.4658e-05 | 0.0001524 | 0 | 2.3497e-06 | 0.00011416 | 0 | 0.15619 | 0.0001 | 0.2258 | 0.39482 | 0.0001 | 0
2666 | 1 | 7.0308e-05 | 0.0001611 | 0 | 1.1748e-06 | 0.00011416 | 0 | 0.16666 | 0.0001 | 0.22564 | 0.39455 | 0.0001 | 0
2667 | 1 | 6.9968e-05 | 0.0001375 | 0 | 1.4098e-05 | 0.00011416 | 0 | 0.17999 | 0.0001 | 0.22548 | 0.3943 | 0.0001 | 0
2668 | 1 | 6.9418e-05 | 0.0001399 | 0 | 3.7595e-05 | 0.00011416 | 0 | 0.19094 | 0.0001 | 0.22532 | 0.39406 | 0.0001 | 0
2669 | 1 | 7.1808e-05 | 0.0001581 | 0 | 9.3987e-05 | 0.00011416 | 0 | 0.18609 | 0.0001 | 0.22516 | 0.39379 | 0.0001 | 0
2670 | 1 | 7.2518e-05 | 0.0001652 | 0 | 0.0001821 | 0.00011416 | 0.0087742 | 0.19465 | 0.0001 | 0.22499 | 0.39354 | 0.0001 | 0
2671 | 1 | 7.3708e-05 | 0.0001424 | 0 | 0.0001586 | 0.00011416 | 0.11406 | 0.085548 | 0.0001 | 0.22483 | 0.39327 | 0.0001 | 0
2672 | 1 | 8.2237e-05 | 0.0001092 | 0 | 0.00014685 | 0.00011416 | 0.22813 | 0.067715 | 0.0001 | 0.22467 | 0.39303 | 0.0001 | 0.08802
2673 | 1 | 8.9457e-05 | 9.5757e-05 | 0 | 0.00016448 | 0.00011416 | 0.34219 | 0.15432 | 0.0001 | 0.2245 | 0.39279 | 0.0001 | 0.1724
2674 | 1 | 9.4807e-05 | 8.2408e-05 | 0 | 0.00018797 | 0.00011416 | 0.41239 | 0.24916 | 0.0001 | 0.22435 | 0.39251 | 0.0001 | 0.2531
2675 | 1 | 9.8797e-05 | 6.4328e-05 | 0 | 0.00020677 | 0.00011416 | 0.42994 | 0.319 | 0.0001 | 0.22418 | 0.39227 | 0.0001 | 0.2229
2676 | 1 | 0.0001015 | 5.7019e-05 | 0 | 0.00018797 | 0.00011416 | 0.45626 | 0.37717 | 0.0001 | 0.22401 | 0.392 | 0.0001 | 0.24671
2677 | 1 | 9.6387e-05 | 6.1318e-05 | 0 | 0.00019032 | 0.00011416 | 0.41239 | 0.43327 | 0.0001 | 0.22386 | 0.39176 | 0.0001 | 0.2057
2678 | 1 | 9.4227e-05 | 5.0089e-05 | 0 | 0.00021382 | 0.00011416 | 0.39484 | 0.43818 | 0.0001 | 0.22369 | 0.39151 | 0.0001 | 0.21708
2679 | 1 | 9.3047e-05 | 4.5519e-05 | 0 | 0.00022322 | 0.00011416 | 0.39484 | 0.41397 | 0.0001 | 0.22353 | 0.39124 | 0.0001 | 0.20962
2680 | 1 | 9.5187e-05 | 3.9759e-05 | 0 | 0.00022322 | 0.00011416 | 0.21058 | 0.3942 | 0.0001 | 0.22337 | 0.39099 | 0.0001 | 0.15359
2681 | 1 | 9.8857e-05 | 4.1089e-05 | 0 | 0.00016448 | 0.00011416 | 0.096516 | 0.3838 | 0.0001 | 0.2232 | 0.39073 | 0.0001 | 0.047665
2682 | 1 | 0.0001028 | 4.4279e-05 | 0 | 0.00011748 | 0.00011416 | 0.035097 | 0.46053 | 0.0001 | 0.22304 | 0.39048 | 0.0001 | 0
2683 | 1 | 0.0001033 | 4.4829e-05 | 0 | 8.8113e-05 | 0.00011416 | 0 | 0.50205 | 0.0001 | 0.22288 | 0.39024 | 0.0001 | 0
2684 | 1 | 0.0001047 | 5.3909e-05 | 0 | 5.8742e-05 | 0.00011416 | 0 | 0.44601 | 0.0001 | 0.22272 | 0.38996 | 0.0001 | 0
2685 | 1 | 0.0001056 | 5.8408e-05 | 0 | 3.7595e-05 | 0.00011416 | 0 | 0.38949 | 0.0001 | 0.22255 | 0.38972 | 0.0001 | 0
2686 | 1 | 0.0001037 | 7.8728e-05 | 0 | 2.3497e-05 | 0.00011416 | 0 | 0.33783 | 0.0001 | 0.22239 | 0.38945 | 0.0001 | 0
2687 | 1 | 9.5147e-05 | 0.0001014 | 0 | 9.3987e-06 | 0.00011416 | 0 | 0.3249 | 0.0001 | 0.22223 | 0.38921 | 0.0001 | 0
2688 | 1 | 8.7767e-05 | 0.0001302 | 0 | 5.8742e-06 | 0.00011416 | 0 | 0.36311 | 0.0001 | 0.22207 | 0.38896 | 0.0001 | 0
2689 | 1 | 8.6997e-05 | 0.000104 | 0 | 2.3497e-06 | 0.00011416 | 0 | 0.35859 | 0.0001 | 0.22191 | 0.38869 | 0.0001 | 0
2690 | 1 | 8.2417e-05 | 0.0001235 | 0 | 1.1748e-06 | 0.00011416 | 0 | 0.32755 | 0.0001 | 0.22173 | 0.38844 | 0.0001 | 0
2691 | 1 | 8.1307e-05 | 0.0001302 | 0 | 1.4098e-05 | 0.00011416 | 0 | 0.26899 | 0.0001 | 0.22158 | 0.38818 | 0.0001 | 0
2692 | 1 | 8.2317e-05 | 0.0001162 | 0 | 3.7595e-05 | 0.00011416 | 0 | 0.23232 | 0.0001 | 0.22142 | 0.38793 | 0.0001 | 0
2693 | 1 | 9.3897e-05 | 9.9167e-05 | 0 | 9.3987e-05 | 0.00011416 | 0 | 0.17396 | 0.0001 | 0.22124 | 0.38766 | 0.0001 | 0
2694 | 1 | 0.000107 | 0.000128 | 0 | 0.0001821 | 0.00011416 | 0.0087742 | 0.16428 | 0.0001 | 0.2211 | 0.38741 | 0.0001 | 0
2695 | 1 | 0.0001209 | 0.0001003 | 0 | 0.0001586 | 0.00011416 | 0.070194 | 0.19346 | 0.0001 | 0.22092 | 0.38718 | 0.0001 | 0.048
2696 | 1 | 0.0001303 | 9.0048e-05 | 0 | 0.00014685 | 0.00011416 | 0.12284 | 0.23153 | 0.0001 | 0.22076 | 0.3869 | 0.0001 | 0.19177
2697 | 1 | 0.0001336 | 6.9558e-05 | 0 | 0.00016448 | 0.00011416 | 0.19303 | 0.24771 | 0.0001 | 0.2206 | 0.38666 | 0.0001 | 0.41304
2698 | 1 | 0.0001382 | 4.5939e-05 | 0 | 0.00018797 | 0.00011416 | 0.29832 | 0.28856 | 0.0001 | 0.22043 | 0.38638 | 0.0001 | 0.44528
2699 | 1 | 0.000142 | 2.9739e-05 | 0 | 0.00020677 | 0.00011416 | 0.35097 | 0.30633 | 0.0001 | 0.22027 | 0.38614 | 0.0001 | 0.61314
2700 | 1 | 0.0001344 | 1.086e-05 | 0 | 0.00018797 | 0.00011416 | 0.36852 | 0.29705 | 0.0001 | 0.22011 | 0.3859 | 0.0001 | 0.56822
2701 | 1 | 0.0001363 | 0 | 0 | 0.00019032 | 0.00011416 | 0.35097 | 0.28777 | 0.0001 | 0.21995 | 0.38563 | 0.0001 | 0.42758
2702 | 1 | 0.0001344 | 0 | 0 | 0.00021382 | 0.00011416 | 0.34219 | 0.27111 | 0.0001 | 0.21978 | 0.38538 | 0.0001 | 0.47962
2703 | 1 | 0.0001313 | 0 | 0 | 0.00022322 | 0.00011416 | 0.31587 | 0.2493 | 0.0001 | 0.21962 | 0.38511 | 0.0001 | 0.29054
2704 | 1 | 0.0001286 | 0 | 0 | 0.00022322 | 0.00011416 | 0.25445 | 0.2174 | 0.0001 | 0.21946 | 0.38487 | 0.0001 | 0.21107
2705 | 1 | 0.0001244 | 0 | 0 | 0.00016448 | 0.00011416 | 0.16671 | 0.17462 | 0.0001 | 0.21929 | 0.38462 | 0.0001 | 0.10713
2706 | 1 | 0.0001232 | 0 | 0 | 0.00011748 | 0.00011416 | 0.061419 | 0.15566 | 0.0001 | 0.21914 | 0.38435 | 0.0001 | 0
2707 | 1 | 0.0001194 | 1.263e-05 | 0 | 8.8113e-05 | 0.00011416 | 0 | 0.098946 | 0.0001 | 0.21897 | 0.38411 | 0.0001 | 0
2708 | 1 | 0.0001195 | 3.0009e-05 | 0 | 5.8742e-05 | 0.00011416 | 0 | 0.10691 | 0.0001 | 0.21881 | 0.38384 | 0.0001 | 0
2709 | 1 | 0.0001194 | 4.2629e-05 | 0 | 3.7595e-05 | 0.00011416 | 0 | 0.12468 | 0.0001 | 0.21865 | 0.3836 | 0.0001 | 0
2710 | 1 | 0.0001113 | 7.7828e-05 | 0 | 2.3497e-05 | 0.00011416 | 0 | 0.12986 | 0.0001 | 0.21848 | 0.38335 | 0.0001 | 0
2711 | 1 | 0.0001036 | 7.7938e-05 | 0 | 9.3987e-06 | 0.00011416 | 0 | 0.13708 | 0.0001 | 0.21833 | 0.38308 | 0.0001 | 0
2712 | 1 | 9.7027e-05 | 0.0001052 | 0 | 5.8742e-06 | 0.00011416 | 0 | 0.14517 | 0.0001 | 0.21816 | 0.38283 | 0.0001 | 0
2713 | 1 | 9.2367e-05 | 0.0001112 | 0 | 2.3497e-06 | 0.00011416 | 0 | 0.18649 | 0.0001 | 0.21793 | 0.38257 | 0.0001 | 0
2714 | 1 | 8.6777e-05 | 0.0001256 | 0 | 1.1748e-06 | 0.00011416 | 0 | 0.21593 | 0.0001 | 0.21761 | 0.38232 | 0.0001 | 0
2715 | 1 | 8.4237e-05 | 0.0001256 | 0 | 1.4098e-05 | 0.00011416 | 0 | 0.2115 | 0.0001 | 0.21727 | 0.38207 | 0.0001 | 0
2716 | 1 | 8.4447e-05 | 0.0001196 | 0 | 3.7595e-05 | 0.00011416 | 0 | 0.22483 | 0.0001 | 0.21694 | 0.3818 | 0.0001 | 0
2717 | 1 | 9.5317e-05 | 0.0001089 | 0 | 9.3987e-05 | 0.00011416 | 0 | 0.24379 | 0.0001 | 0.21662 | 0.38155 | 0.0001 | 0
2718 | 1 | 0.0001118 | 8.4698e-05 | 0 | 0.0001821 | 0.00011416 | 0.0087742 | 0.22927 | 0.0001 | 0.21629 | 0.38129 | 0.0001 | 0
2719 | 1 | 0.0001242 | 7.9598e-05 | 0 | 0.0001586 | 0.00011416 | 0.087742 | 0.17151 | 0.0001 | 0.21596 | 0.38105 | 0.0001 | 0.10381
2720 | 1 | 0.0001313 | 7.8078e-05 | 0 | 0.00014685 | 0.00011416 | 0.21936 | 0.12587 | 0.0001 | 0.21564 | 0.3808 | 0.0001 | 0.26072
2721 | 1 | 0.0001328 | 6.0838e-05 | 0 | 0.00016448 | 0.00011416 | 0.29832 | 0.1215 | 0.0001 | 0.2153 | 0.38053 | 0.0001 | 0.47575
2722 | 1 | 0.0001374 | 3.6249e-05 | 0 | 0.00018797 | 0.00011416 | 0.35974 | 0.14464 | 0.0001 | 0.21497 | 0.38028 | 0.0001 | 0.5992
2723 | 1 | 0.0001424 | 1.253e-05 | 0 | 0.00020677 | 0.00011416 | 0.41239 | 0.24526 | 0.0001 | 0.21465 | 0.38002 | 0.0001 | 0.70296
2724 | 1 | 0.0001343 | 0 | 0 | 0.00018797 | 0.00011416 | 0.45626 | 0.33034 | 0.0001 | 0.21431 | 0.37977 | 0.0001 | 0.73592
2725 | 1 | 0.0001347 | 0 | 0 | 0.00019032 | 0.00011416 | 0.47381 | 0.37067 | 0.0001 | 0.21399 | 0.37952 | 0.0001 | 0.70826
2726 | 1 | 0.0001321 | 0 | 0 | 0.00021382 | 0.00011416 | 0.43871 | 0.40104 | 0.0001 | 0.21366 | 0.37925 | 0.0001 | 0.45988
2727 | 1 | 0.0001296 | 0 | 0 | 0.00022322 | 0.00011416 | 0.33342 | 0.43698 | 0.0001 | 0.21333 | 0.37901 | 0.0001 | 0.43438
2728 | 1 | 0.0001273 | 0 | 0 | 0.00022322 | 0.00011416 | 0.21936 | 0.42166 | 0.0001 | 0.21301 | 0.37874 | 0.0001 | 0.35747
2729 | 1 | 0.0001239 | 0 | 0 | 0.00016448 | 0.00011416 | 0.096516 | 0.33856 | 0.0001 | 0.21267 | 0.37849 | 0.0001 | 0.23212
2730 | 1 | 0.000124 | 0 | 0 | 0.00011748 | 0.00011416 | 0.026323 | 0.33704 | 0.0001 | 0.21234 | 0.37825 | 0.0001 | 0.086991
2731 | 1 | 0.0001211 | 0 | 0 | 8.8113e-05 | 0.00011416 | 0 | 0.40123 | 0.0001 | 0.21202 | 0.37798 | 0.0001 | 0
2732 | 1 | 0.0001223 | 0 | 0 | 5.8742e-05 | 0.00011416 | 0 | 0.50815 | 0.0001 | 0.21168 | 0.37774 | 0.0001 | 0
2733 | 1 | 0.0001209 | 2.2279e-05 | 0 | 3.7595e-05 | 0.00011416 | 0 | 0.5537 | 0.0001 | 0.21135 | 0.37747 | 0.0001 | 0
2734 | 1 | 0.0001148 | 4.2989e-05 | 0 | 2.3497e-05 | 0.00011416 | 0 | 0.5561 | 0.0001 | 0.21103 | 0.37722 | 0.0001 | 0
2735 | 1 | 0.0001062 | 4.5159e-05 | 0 | 9.3987e-06 | 0.00011416 | 0 | 0.5545 | 0.0001 | 0.2107 | 0.37697 | 0.0001 | 0
2736 | 1 | 9.9047e-05 | 7.2088e-05 | 0 | 5.8742e-06 | 0.00011416 | 0 | 0.50696 | 0.0001 | 0.21036 | 0.37671 | 0.0001 | 0
2737 | 1 | 9.1497e-05 | 0.0001001 | 0 | 2.3497e-06 | 0.00011416 | 0 | 0.50211 | 0.0001 | 0.21004 | 0.3768 | 0.0001 | 0
2738 | 1 | 8.5567e-05 | 0.0001214 | 0 | 1.1748e-06 | 0.00011416 | 0 | 0.55656 | 0.0001 | 0.20971 | 0.37749 | 0.0001 | 0
2739 | 1 | 8.3477e-05 | 0.0001163 | 0 | 1.4098e-05 | 0.00011416 | 0 | 0.58759 | 0.0001 | 0.20939 | 0.37818 | 0.0001 | 0
2740 | 1 | 8.0867e-05 | 0.0001241 | 0 | 3.7595e-05 | 0.00011416 | 0 | 0.56545 | 0.0001 | 0.20905 | 0.37886 | 0.0001 | 0
2741 | 1 | 8.9107e-05 | 0.0001454 | 0 | 9.3987e-05 | 0.00011416 | 0 | 0.52021 | 0.0001 | 0.20872 | 0.37955 | 0.0001 | 0
2742 | 1 | 0.0001028 | 0.000153 | 0 | 0.0001821 | 0.00011416 | 0 | 0.49601 | 0.0001 | 0.2084 | 0.38026 | 0.0001 | 0
2743 | 1 | 0.0001156 | 0.0001316 | 0 | 0.0001586 | 0.00011416 | 0.043871 | 0.41152 | 0.0001 | 0.20807 | 0.38094 | 0.0001 | 0.14511
2744 | 1 | 0.000128 | 7.6778e-05 | 0 | 0.00014685 | 0.00011416 | 0.11406 | 0.31223 | 0.0001 | 0.20773 | 0.38163 | 0.0001 | 0.30961
2745 | 1 | 0.0001315 | 4.7319e-05 | 0 | 0.00016448 | 0.00011416 | 0.15794 | 0.29764 | 0.0001 | 0.20741 | 0.38232 | 0.0001 | 0.46116
2746 | 1 | 0.0001363 | 2.4509e-05 | 0 | 0.00018797 | 0.00011416 | 0.21058 | 0.3385 | 0.0001 | 0.20708 | 0.383 | 0.0001 | 0.62211
2747 | 1 | 0.0001418 | 0 | 0 | 0.00020677 | 0.00011416 | 0.26323 | 0.33087 | 0.0001 | 0.20675 | 0.38369 | 0.0001 | 0.69194
2748 | 1 | 0.0001329 | 0 | 0 | 0.00018797 | 0.00011416 | 0.31587 | 0.35594 | 0.0001 | 0.20642 | 0.38438 | 0.0001 | 0.67246
2749 | 1 | 0.0001338 | 0 | 0 | 0.00019032 | 0.00011416 | 0.31587 | 0.35555 | 0.0001 | 0.20609 | 0.38507 | 0.0001 | 0.69828
2750 | 1 | 0.0001321 | 0 | 0 | 0.00021382 | 0.00011416 | 0.28955 | 0.35714 | 0.0001 | 0.20576 | 0.38575 | 0.0001 | 0.60026
2751 | 1 | 0.0001297 | 0 | 0 | 0.00022322 | 0.00011416 | 0.2369 | 0.33499 | 0.0001 | 0.20544 | 0.38643 | 0.0001 | 0.52863
2752 | 1 | 0.0001262 | 0 | 0 | 0.00022322 | 0.00011416 | 0.17548 | 0.29108 | 0.0001 | 0.2051 | 0.38712 | 0.0001 | 0.42019
2753 | 1 | 0.0001234 | 0 | 0 | 0.00016448 | 0.00011416 | 0.11406 | 0.25745 | 0.0001 | 0.20478 | 0.38781 | 0.0001 | 0.25646
2754 | 1 | 0.0001225 | 0 | 0 | 0.00011748 | 0.00011416 | 0.043871 | 0.26939 | 0.0001 | 0.20445 | 0.38849 | 0.0001 | 0.081301
2755 | 1 | 0.0001198 | 0 | 0 | 8.8113e-05 | 0.00011416 | 0 | 0.27669 | 0.0001 | 0.20412 | 0.38918 | 0.0001 | 0
2756 | 1 | 0.0001209 | 0 | 0 | 5.8742e-05 | 0.00011416 | 0 | 0.26972 | 0.0001 | 0.2038 | 0.38987 | 0.0001 | 0
2757 | 1 | 0.0001217 | 1.22e-05 | 0 | 3.7595e-05 | 0.00011416 | 0 | 0.25573 | 0.0001 | 0.20346 | 0.39055 | 0.0001 | 0
2758 | 1 | 0.0001159 | 2.8839e-05 | 0 | 2.3497e-05 | 0.00011416 | 0 | 0.26097 | 0.0001 | 0.20313 | 0.39126 | 0.0001 | 0
2759 | 1 | 0.000106 | 4.0389e-05 | 0 | 9.3987e-06 | 0.00011416 | 0 | 0.24936 | 0.0001 | 0.20281 | 0.39195 | 0.0001 | 0
2760 | 1 | 9.7677e-05 | 6.5708e-05 | 0 | 5.8742e-06 | 0.00011416 | 0 | 0.20361 | 0.0001 | 0.20247 | 0.39263 | 0.0001 | 0
2761 | 1 | 9.2947e-05 | 7.9588e-05 | 0 | 2.3497e-06 | 0.00011416 | 0 | 0.14782 | 0.0001 | 0.20214 | 0.39332 | 0.0001 | 0
2762 | 1 | 8.8027e-05 | 9.9517e-05 | 0 | 1.1748e-06 | 0.00011416 | 0 | 0.085879 | 0.0001 | 0.20182 | 0.39401 | 0.0001 | 0
2763 | 1 | 8.6227e-05 | 9.4128e-05 | 0 | 1.4098e-05 | 0.00011416 | 0 | 0.06692 | 0.0001 | 0.20149 | 0.3947 | 0.0001 | 0
2764 | 1 | 8.4007e-05 | 0.000102 | 0 | 3.7595e-05 | 0.00011416 | 0 | 0.092446 | 0.0001 | 0.20116 | 0.39538 | 0.0001 | 0
2765 | 1 | 9.0887e-05 | 0.0001248 | 0 | 9.3987e-05 | 0.00011416 | 0 | 0.1414 | 0.0001 | 0.20083 | 0.39607 | 0.0001 | 0
2766 | 1 | 0.0001044 | 0.0001291 | 0 | 0.0001821 | 0.00011416 | 0.017548 | 0.18098 | 0.0001 | 0.2005 | 0.39676 | 0.0001 | 0
2767 | 1 | 0.0001179 | 0.0001067 | 0 | 0.0001586 | 0.00011416 | 0.16671 | 0.13072 | 0.0001 | 0.20018 | 0.39744 | 0.0001 | 0.080588
2768 | 1 | 0.0001294 | 6.4998e-05 | 0 | 0.00014685 | 0.00011416 | 0.3071 | 0.19996 | 0.0001 | 0.19984 | 0.39812 | 0.0001 | 0.18138
2769 | 1 | 0.0001333 | 3.9649e-05 | 0 | 0.00016448 | 0.00011416 | 0.41239 | 0.4535 | 0.0001 | 0.19951 | 0.39881 | 0.0001 | 0.30645
2770 | 1 | 0.0001376 | 1.788e-05 | 0 | 0.00018797 | 0.00011416 | 0.44748 | 0.53189 | 0.0001 | 0.19919 | 0.3995 | 0.0001 | 0.3177
2771 | 1 | 0.0001422 | 0 | 0 | 0.00020677 | 0.00011416 | 0.42994 | 0.56989 | 0.0001 | 0.19886 | 0.40018 | 0.0001 | 0.3706
2772 | 1 | 0.0001346 | 0 | 0 | 0.00018797 | 0.00011416 | 0.36852 | 0.6236 | 0.0001 | 0.19853 | 0.40087 | 0.0001 | 0.36513
2773 | 1 | 0.0001339 | 0 | 0 | 0.00019032 | 0.00011416 | 0.28955 | 0.66963 | 0.0001 | 0.1982 | 0.40156 | 0.0001 | 0.47004
2774 | 1 | 0.0001322 | 0 | 0 | 0.00021382 | 0.00011416 | 0.31587 | 0.71002 | 0.0001 | 0.19787 | 0.40226 | 0.0001 | 0.54439
2775 | 1 | 0.0001292 | 0 | 0 | 0.00022322 | 0.00011416 | 0.24568 | 0.74319 | 0.0001 | 0.19753 | 0.40295 | 0.0001 | 0.2685
2776 | 1 | 0.0001255 | 0 | 0 | 0.00022322 | 0.00011416 | 0.16671 | 0.76454 | 0.0001 | 0.19721 | 0.40364 | 0.0001 | 0.12701
2777 | 1 | 0.0001246 | 0 | 0 | 0.00016448 | 0.00011416 | 0.11406 | 0.75804 | 0.0001 | 0.19688 | 0.40433 | 0.0001 | 0.028721
2778 | 1 | 0.0001262 | 0 | 0 | 0.00011748 | 0.00011416 | 0.043871 | 0.74882 | 0.0001 | 0.19655 | 0.40501 | 0.0001 | 0
2779 | 1 | 0.0001235 | 1.354e-05 | 0 | 8.8113e-05 | 0.00011416 | 0 | 0.71294 | 0.0001 | 0.19623 | 0.4057 | 0.0001 | 0
2780 | 1 | 0.0001202 | 3.2429e-05 | 0 | 5.8742e-05 | 0.00011416 | 0 | 0.63707 | 0.0001 | 0.1959 | 0.40639 | 0.0001 | 0
2781 | 1 | 0.000117 | 4.2699e-05 | 0 | 3.7595e-05 | 0.00011416 | 0 | 0.55456 | 0.0001 | 0.19557 | 0.40707 | 0.0001 | 0
2782 | 1 | 0.0001115 | 5.8348e-05 | 0 | 2.3497e-05 | 0.00011416 | 0 | 0.51126 | 0.0001 | 0.19524 | 0.40776 | 0.0001 | 0
2783 | 1 | 0.0001045 | 7.3788e-05 | 0 | 9.3987e-06 | 0.00011416 | 0 | 0.46769 | 0.0001 | 0.1949 | 0.40845 | 0.0001 | 0
2784 | 1 | 9.6607e-05 | 9.9017e-05 | 0 | 5.8742e-06 | 0.00011416 | 0 | 0.44076 | 0.0001 | 0.19458 | 0.40914 | 0.0001 | 0
2785 | 1 | 9.0727e-05 | 0.0001049 | 0 | 2.3497e-06 | 0.00011416 | 0 | 0.40813 | 0.0001 | 0.19425 | 0.40981 | 0.0001 | 0
2786 | 1 | 8.5337e-05 | 0.0001086 | 0 | 1.1748e-06 | 0.00011416 | 0 | 0.38068 | 0.0001 | 0.19392 | 0.4105 | 0.0001 | 0
2787 | 1 | 8.3997e-05 | 9.3048e-05 | 0 | 1.4098e-05 | 0.00011416 | 0 | 0.36084 | 0.0001 | 0.1936 | 0.41119 | 0.0001 | 0
2788 | 1 | 8.0117e-05 | 9.4888e-05 | 0 | 3.7595e-05 | 0.00011416 | 0 | 0.33452 | 0.0001 | 0.19327 | 0.41188 | 0.0001 | 0
2789 | 1 | 8.1327e-05 | 0.0001067 | 0 | 9.3987e-05 | 0.00011416 | 0 | 0.31423 | 0.0001 | 0.19294 | 0.41259 | 0.0001 | 0
2790 | 1 | 8.4087e-05 | 0.0001116 | 0 | 0.0001821 | 0.00011416 | 0.017548 | 0.25798 | 0.0001 | 0.19261 | 0.41328 | 0.0001 | 0
2791 | 1 | 8.8537e-05 | 9.3248e-05 | 0 | 0.0001586 | 0.00011416 | 0.15794 | 0.27098 | 0.0001 | 0.19228 | 0.41396 | 0.0001 | 0.028711
2792 | 1 | 9.7797e-05 | 6.8638e-05 | 0 | 0.00014685 | 0.00011416 | 0.26323 | 0.32391 | 0.0001 | 0.19194 | 0.41464 | 0.0001 | 0.1549
2793 | 1 | 0.0001054 | 5.5219e-05 | 0 | 0.00016448 | 0.00011416 | 0.36852 | 0.37723 | 0.0001 | 0.19162 | 0.41533 | 0.0001 | 0.224
2794 | 1 | 0.0001084 | 4.2679e-05 | 0 | 0.00018797 | 0.00011416 | 0.44748 | 0.39739 | 0.0001 | 0.19129 | 0.41602 | 0.0001 | 0.46497
2795 | 1 | 0.0001115 | 2.5459e-05 | 0 | 0.00020677 | 0.00011416 | 0.47381 | 0.4204 | 0.0001 | 0.19097 | 0.4167 | 0.0001 | 0.56253
2796 | 1 | 0.0001116 | 1.356e-05 | 0 | 0.00018797 | 0.00011416 | 0.50013 | 0.42525 | 0.0001 | 0.19064 | 0.41739 | 0.0001 | 0.44906
2797 | 1 | 0.0001108 | 0 | 0 | 0.00019032 | 0.00011416 | 0.52645 | 0.44262 | 0.0001 | 0.19031 | 0.41808 | 0.0001 | 0.3347
2798 | 1 | 0.0001072 | 0 | 0 | 0.00021382 | 0.00011416 | 0.49136 | 0.43977 | 0.0001 | 0.18998 | 0.41877 | 0.0001 | 0.39824
2799 | 1 | 0.0001035 | 0 | 0 | 0.00022322 | 0.00011416 | 0.45626 | 0.42398 | 0.0001 | 0.18965 | 0.41945 | 0.0001 | 0.49586
2800 | 1 | 0.0001021 | 0 | 0 | 0.00022322 | 0.00011416 | 0.35974 | 0.40335 | 0.0001 | 0.18931 | 0.42014 | 0.0001 | 0.41503
2801 | 1 | 0.0001029 | 0 | 0 | 0.00016448 | 0.00011416 | 0.21936 | 0.32789 | 0.0001 | 0.18899 | 0.42082 | 0.0001 | 0.16397
2802 | 1 | 0.0001067 | 0 | 0 | 0.00011748 | 0.00011416 | 0.078968 | 0.29837 | 0.0001 | 0.18866 | 0.4215 | 0.0001 | 0.00064078
2803 | 1 | 0.0001084 | 0 | 0 | 8.8113e-05 | 0.00011416 | 0 | 0.29764 | 0.0001 | 0.18833 | 0.42219 | 0.0001 | 0
2804 | 1 | 0.0001089 | 1.167e-05 | 0 | 5.8742e-05 | 0.00011416 | 0 | 0.29088 | 0.0001 | 0.18801 | 0.42288 | 0.0001 | 0
2805 | 1 | 0.0001067 | 3.8419e-05 | 0 | 3.7595e-05 | 0.00011416 | 0 | 0.28935 | 0.0001 | 0.18768 | 0.42359 | 0.0001 | 0
2806 | 1 | 0.0001025 | 6.7398e-05 | 0 | 2.3497e-05 | 0.00011416 | 0 | 0.26388 | 0.0001 | 0.18734 | 0.42428 | 0.0001 | 0
2807 | 1 | 9.4087e-05 | 9.6237e-05 | 0 | 9.3987e-06 | 0.00011416 | 0 | 0.25613 | 0.0001 | 0.18702 | 0.42496 | 0.0001 | 0
2808 | 1 | 8.5987e-05 | 0.0001354 | 0 | 5.8742e-06 | 0.00011416 | 0 | 0.25407 | 0.0001 | 0.18668 | 0.42565 | 0.0001 | 0
2809 | 1 | 7.9577e-05 | 0.0001494 | 0 | 2.3497e-06 | 0.00011416 | 0 | 0.24837 | 0.0001 | 0.18636 | 0.42633 | 0.0001 | 0
2810 | 1 | 7.4548e-05 | 0.0001615 | 0 | 1.1748e-06 | 0.00011416 | 0 | 0.23782 | 0.0001 | 0.18603 | 0.42702 | 0.0001 | 0
2811 | 1 | 7.5008e-05 | 0.0001457 | 0 | 1.4098e-05 | 0.00011416 | 0 | 0.22893 | 0.0001 | 0.1857 | 0.42771 | 0.0001 | 0
2812 | 1 | 7.2508e-05 | 0.0001557 | 0 | 3.7595e-05 | 0.00011416 | 0 | 0.25248 | 0.0001 | 0.18538 | 0.4284 | 0.0001 | 0
2813 | 1 | 7.2368e-05 | 0.0001851 | 0 | 9.3987e-05 | 0.00011416 | 0 | 0.25209 | 0.0001 | 0.18505 | 0.42908 | 0.0001 | 0
2814 | 1 | 6.9318e-05 | 0.00019749 | 0 | 0.0001821 | 0.00011416 | 0.017548 | 0.27304 | 0.0001 | 0.18471 | 0.42977 | 0.0001 | 0
2815 | 1 | 7.0568e-05 | 0.0001689 | 0 | 0.0001586 | 0.00011416 | 0.19303 | 0.19253 | 0.0001 | 0.18439 | 0.43046 | 0.0001 | 0
2816 | 1 | 8.0237e-05 | 0.0001305 | 0 | 0.00014685 | 0.00011416 | 0.34219 | 0.14398 | 0.0001 | 0.18405 | 0.43114 | 0.0001 | 0.077026
2817 | 1 | 8.7887e-05 | 0.0001166 | 0 | 0.00016448 | 0.00011416 | 0.45626 | 0.16342 | 0.0001 | 0.18372 | 0.43183 | 0.0001 | 0.12497
2818 | 1 | 9.3247e-05 | 0.0001066 | 0 | 0.00018797 | 0.00011416 | 0.544 | 0.19658 | 0.0001 | 0.1834 | 0.43251 | 0.0001 | 0.13637
2819 | 1 | 9.8937e-05 | 9.4358e-05 | 0 | 0.00020677 | 0.00011416 | 0.58787 | 0.24385 | 0.0001 | 0.18307 | 0.4332 | 0.0001 | 0.25212
2820 | 1 | 0.0001014 | 8.4648e-05 | 0 | 0.00018797 | 0.00011416 | 0.63174 | 0.26608 | 0.0001 | 0.18274 | 0.43391 | 0.0001 | 0.19951
2821 | 1 | 9.6227e-05 | 9.6737e-05 | 0 | 0.00019032 | 0.00011416 | 0.62297 | 0.27371 | 0.0001 | 0.18242 | 0.4346 | 0.0001 | 0.18361
2822 | 1 | 9.4217e-05 | 8.1728e-05 | 0 | 0.00021382 | 0.00011416 | 0.58787 | 0.21767 | 0.0001 | 0.18208 | 0.43529 | 0.0001 | 0.18222
2823 | 1 | 9.1727e-05 | 8.3838e-05 | 0 | 0.00022322 | 0.00011416 | 0.45626 | 0.20307 | 0.0001 | 0.18175 | 0.43597 | 0.0001 | 0.17767
2824 | 1 | 9.3167e-05 | 8.1388e-05 | 0 | 0.00022322 | 0.00011416 | 0.31587 | 0.17926 | 0.0001 | 0.18142 | 0.43665 | 0.0001 | 0.1298
2825 | 1 | 9.6927e-05 | 8.1088e-05 | 0 | 0.00016448 | 0.00011416 | 0.17548 | 0.1918 | 0.0001 | 0.18109 | 0.43734 | 0.0001 | 0.043709
2826 | 1 | 0.0001023 | 8.0088e-05 | 0 | 0.00011748 | 0.00011416 | 0.061419 | 0.18975 | 0.0001 | 0.18077 | 0.43803 | 0.0001 | 0
2827 | 1 | 0.0001036 | 7.1668e-05 | 0 | 8.8113e-05 | 0.00011416 | 0 | 0.18689 | 0.0001 | 0.18044 | 0.43871 | 0.0001 | 0
2828 | 1 | 0.0001052 | 7.3438e-05 | 0 | 5.8742e-05 | 0.00011416 | 0 | 0.21474 | 0.0001 | 0.18011 | 0.4394 | 0.0001 | 0
2829 | 1 | 0.0001053 | 8.2268e-05 | 0 | 3.7595e-05 | 0.00011416 | 0 | 0.24472 | 0.0001 | 0.17979 | 0.44009 | 0.0001 | 0
2830 | 1 | 0.000101 | 0.0001125 | 0 | 2.3497e-05 | 0.00011416 | 0 | 0.2686 | 0.0001 | 0.17945 | 0.44077 | 0.0001 | 0
2831 | 1 | 9.1817e-05 | 0.0001376 | 0 | 9.3987e-06 | 0.00011416 | 0 | 0.28405 | 0.0001 | 0.17912 | 0.44146 | 0.0001 | 0
2832 | 1 | 8.2657e-05 | 0.0001765 | 0 | 5.8742e-06 | 0.00011416 | 0 | 0.2877 | 0.0001 | 0.1788 | 0.44215 | 0.0001 | 0
2833 | 1 | 7.7787e-05 | 0.000185 | 0 | 2.3497e-06 | 0.00011416 | 0 | 0.29778 | 0.0001 | 0.20692 | 0.44284 | 0.0001 | 0
2834 | 1 | 7.5848e-05 | 0.00019389 | 0 | 1.1748e-06 | 0.00011416 | 0 | 0.30586 | 0.0001 | 0.2066 | 0.44351 | 0.0001 | 0
2835 | 1 | 7.7618e-05 | 0.000167 | 0 | 1.4098e-05 | 0.00011416 | 0 | 0.30302 | 0.0001 | 0.20627 | 0.4442 | 0.0001 | 0
2836 | 1 | 7.8467e-05 | 0.0001675 | 0 | 3.7595e-05 | 0.00011416 | 0 | 0.31966 | 0.0001 | 0.20594 | 0.44492 | 0.0001 | 0
2837 | 1 | 8.6937e-05 | 0.0001875 | 0 | 9.3987e-05 | 0.00011416 | 0 | 0.32656 | 0.0001 | 0.20561 | 0.4456 | 0.0001 | 0
2838 | 1 | 0.0001026 | 0.00019449 | 0 | 0.0001821 | 0.00011416 | 0.017548 | 0.3375 | 0.0001 | 0.20528 | 0.44629 | 0.0001 | 0
2839 | 1 | 0.0001201 | 0.0001701 | 0 | 0.0001586 | 0.00011416 | 0.14916 | 0.26223 | 0.0001 | 0.20495 | 0.44698 | 0.0001 | 0
2840 | 1 | 0.0001343 | 0.0001336 | 0 | 0.00014685 | 0.00011416 | 0.3071 | 0.2995 | 0.0001 | 0.20463 | 0.44766 | 0.0001 | 0.010289
2841 | 1 | 0.0001382 | 0.0001252 | 0 | 0.00016448 | 0.00011416 | 0.43871 | 0.48307 | 0.0001 | 0.20429 | 0.44834 | 0.0001 | 0.013318
2842 | 1 | 0.0001419 | 0.0001182 | 0 | 0.00018797 | 0.00011416 | 0.55278 | 0.59217 | 0.0001 | 0.20396 | 0.44903 | 0.0001 | 0.055841
2843 | 1 | 0.0001463 | 0.0001062 | 0 | 0.00020677 | 0.00011416 | 0.61419 | 0.62977 | 0.0001 | 0.20364 | 0.44972 | 0.0001 | 0.14976
2844 | 1 | 0.0001383 | 9.8677e-05 | 0 | 0.00018797 | 0.00011416 | 0.63174 | 0.67096 | 0.0001 | 0.20331 | 0.4504 | 0.0001 | 0.17311
2845 | 1 | 0.0001364 | 0.0001171 | 0 | 0.00019032 | 0.00011416 | 0.61419 | 0.70174 | 0.0001 | 0.20298 | 0.45109 | 0.0001 | 0.16734
2846 | 1 | 0.0001362 | 9.9997e-05 | 0 | 0.00021382 | 0.00011416 | 0.55278 | 0.71141 | 0.0001 | 0.20265 | 0.45178 | 0.0001 | 0.14814
2847 | 1 | 0.0001334 | 0.0001074 | 0 | 0.00022322 | 0.00011416 | 0.42994 | 0.71666 | 0.0001 | 0.20232 | 0.45247 | 0.0001 | 0.075368
2848 | 1 | 0.0001324 | 0.0001103 | 0 | 0.00022322 | 0.00011416 | 0.272 | 0.72342 | 0.0001 | 0.202 | 0.45315 | 0.0001 | 0.0091182
2849 | 1 | 0.0001278 | 0.0001178 | 0 | 0.00016448 | 0.00011416 | 0.14039 | 0.73953 | 0.0001 | 0.20166 | 0.45384 | 0.0001 | 0.0047213
2850 | 1 | 0.0001285 | 0.0001122 | 0 | 0.00011748 | 0.00011416 | 0.052645 | 0.81932 | 0.0001 | 0.20133 | 0.45453 | 0.0001 | 0
2851 | 1 | 0.0001265 | 9.7897e-05 | 0 | 8.8113e-05 | 0.00011416 | 0 | 0.83139 | 0.0001 | 0.20101 | 0.4552 | 0.0001 | 0
2852 | 1 | 0.0001236 | 9.8837e-05 | 0 | 5.8742e-05 | 0.00011416 | 0 | 0.78974 | 0.0001 | 0.20068 | 0.45592 | 0.0001 | 0
2853 | 1 | 0.0001204 | 0.0001032 | 0 | 3.7595e-05 | 0.00011416 | 0 | 0.75293 | 0.0001 | 0.20035 | 0.45661 | 0.0001 | 0
2854 | 1 | 0.000113 | 0.0001326 | 0 | 2.3497e-05 | 0.00011416 | 0 | 0.75579 | 0.0001 | 0.20002 | 0.45729 | 0.0001 | 0
2855 | 1 | 0.0001016 | 0.0001612 | 0 | 9.3987e-06 | 0.00011416 | 0 | 0.78052 | 0.0001 | 0.19969 | 0.45798 | 0.0001 | 0
2856 | 1 | 9.1057e-05 | 0.00020409 | 0 | 5.8742e-06 | 0.00011416 | 0 | 0.78861 | 0.0001 | 0.19935 | 0.45867 | 0.0001 | 0
2857 | 1 | 9.2777e-05 | 0.0001569 | 0 | 2.3497e-06 | 0.00011416 | 0 | 0.78171 | 0.0001 | 0.19903 | 0.45935 | 0.0001 | 0
2858 | 1 | 8.7557e-05 | 0.0001822 | 0 | 1.1748e-06 | 0.00011416 | 0 | 0.74132 | 0.0001 | 0.1987 | 0.46003 | 0.0001 | 0
2859 | 1 | 8.6537e-05 | 0.0001729 | 0 | 1.4098e-05 | 0.00011416 | 0 | 0.79345 | 0.0001 | 0.19837 | 0.46072 | 0.0001 | 0
2860 | 1 | 8.6787e-05 | 0.0001521 | 0 | 3.7595e-05 | 0.00011416 | 0 | 0.79345 | 0.0001 | 0.19805 | 0.46141 | 0.0001 | 0
2861 | 1 | 9.8257e-05 | 0.0001278 | 0 | 9.3987e-05 | 0.00011416 | 0 | 0.77322 | 0.0001 | 0.19772 | 0.46209 | 0.0001 | 0
2862 | 1 | 0.0001101 | 0.0001638 | 0 | 0.0001821 | 0.00011416 | 0.0087742 | 0.78656 | 0.0001 | 0.19739 | 0.46278 | 0.0001 | 0
2863 | 1 | 0.0001282 | 0.0001273 | 0 | 0.0001586 | 0.00011416 | 0.078968 | 0.74603 | 0.0001 | 0.19706 | 0.46347 | 0.0001 | 0
2864 | 1 | 0.0001359 | 0.0001297 | 0 | 0.00014685 | 0.00011416 | 0.17548 | 0.66121 | 0.0001 | 0.19672 | 0.46416 | 0.0001 | 0.036636
2865 | 1 | 0.000138 | 0.0001166 | 0 | 0.00016448 | 0.00011416 | 0.28077 | 0.69921 | 0.0001 | 0.1964 | 0.46484 | 0.0001 | 0.10772
2866 | 1 | 0.0001409 | 0.0001107 | 0 | 0.00018797 | 0.00011416 | 0.39484 | 0.70445 | 0.0001 | 0.19607 | 0.46553 | 0.0001 | 0.20026
2867 | 1 | 0.0001447 | 9.7087e-05 | 0 | 0.00020677 | 0.00011416 | 0.49136 | 0.76181 | 0.0001 | 0.19574 | 0.46624 | 0.0001 | 0.30687
2868 | 1 | 0.0001374 | 7.7228e-05 | 0 | 0.00018797 | 0.00011416 | 0.52645 | 0.72501 | 0.0001 | 0.19542 | 0.46692 | 0.0001 | 0.38803
2869 | 1 | 0.0001364 | 7.3378e-05 | 0 | 0.00019032 | 0.00011416 | 0.48258 | 0.64517 | 0.0001 | 0.19509 | 0.46761 | 0.0001 | 0.37735
2870 | 1 | 0.0001351 | 6.0268e-05 | 0 | 0.00021382 | 0.00011416 | 0.37729 | 0.57739 | 0.0001 | 0.19476 | 0.4683 | 0.0001 | 0.36259
2871 | 1 | 0.000133 | 5.7518e-05 | 0 | 0.00022322 | 0.00011416 | 0.33342 | 0.52525 | 0.0001 | 0.19443 | 0.46899 | 0.0001 | 0.21387
2872 | 1 | 0.000129 | 6.9458e-05 | 0 | 0.00022322 | 0.00011416 | 0.272 | 0.51915 | 0.0001 | 0.19409 | 0.46967 | 0.0001 | 0.19116
2873 | 1 | 0.0001247 | 7.3858e-05 | 0 | 0.00016448 | 0.00011416 | 0.16671 | 0.51988 | 0.0001 | 0.19376 | 0.47036 | 0.0001 | 0.058869
2874 | 1 | 0.000126 | 5.8688e-05 | 0 | 0.00011748 | 0.00011416 | 0.061419 | 0.49647 | 0.0001 | 0.19344 | 0.47104 | 0.0001 | 0.025742
2875 | 1 | 0.0001226 | 5.7448e-05 | 0 | 8.8113e-05 | 0.00011416 | 0 | 0.55463 | 0.0001 | 0.19311 | 0.47172 | 0.0001 | 0
2876 | 1 | 0.0001216 | 5.8688e-05 | 0 | 5.8742e-05 | 0.00011416 | 0 | 0.53394 | 0.0001 | 0.19278 | 0.47241 | 0.0001 | 0
2877 | 1 | 0.0001218 | 7.6818e-05 | 0 | 3.7595e-05 | 0.00011416 | 0 | 0.4911 | 0.0001 | 0.19246 | 0.4731 | 0.0001 | 0
2878 | 1 | 0.0001128 | 0.0001298 | 0 | 2.3497e-05 | 0.00011416 | 0 | 0.36031 | 0.0001 | 0.19213 | 0.47379 | 0.0001 | 0
2879 | 1 | 0.0001039 | 0.0001242 | 0 | 9.3987e-06 | 0.00011416 | 0 | 0.23019 | 0.0001 | 0.1918 | 0.47447 | 0.0001 | 0
2880 | 1 | 9.4057e-05 | 0.0001608 | 0 | 5.8742e-06 | 0.00011416 | 0 | 0.11267 | 0.0001 | 0.19146 | 0.47516 | 0.0001 | 0
2881 | 1 | 9.1067e-05 | 0.0001524 | 0 | 2.3497e-06 | 0.00011416 | 0 | 0.060486 | 0.0001 | 0.29849 | 0.67016 | 0.0001 | 0
2882 | 1 | 8.7417e-05 | 0.0001492 | 0 | 1.1748e-06 | 0.00011416 | 0 | 0.055245 | 0.0001 | 0.29887 | 0.67118 | 0.0001 | 0
2883 | 1 | 8.4797e-05 | 0.0001411 | 0 | 1.4098e-05 | 0.00011416 | 0 | 0.064989 | 0.0001 | 0.29928 | 0.67091 | 0.0001 | 0
2884 | 1 | 8.2627e-05 | 0.0001405 | 0 | 3.7595e-05 | 0.00011416 | 0 | 0.06937 | 0.0001 | 0.29968 | 0.67063 | 0.0001 | 0
2885 | 1 | 8.1777e-05 | 0.0001242 | 0 | 9.3987e-05 | 0.00011416 | 0 | 0.09888 | 0.0001 | 0.30007 | 0.67036 | 0.0001 | 0
2886 | 1 | 9.4797e-05 | 9.7097e-05 | 0 | 0.0001821 | 0.00011416 | 0.017548 | 0.15108 | 0.0001 | 0.30047 | 0.67006 | 0.0001 | 0
2887 | 1 | 0.0001086 | 9.8447e-05 | 0 | 0.0001586 | 0.00011416 | 0.14039 | 0.16567 | 0.0001 | 0.30086 | 0.66979 | 0.0001 | 0.0062431
2888 | 1 | 0.0001212 | 0.0001048 | 0 | 0.00014685 | 0.00011416 | 0.26323 | 0.26302 | 0.0001 | 0.30126 | 0.66951 | 0.0001 | 0.16341
2889 | 1 | 0.0001303 | 9.2388e-05 | 0 | 0.00016448 | 0.00011416 | 0.35974 | 0.38127 | 0.0001 | 0.30166 | 0.66923 | 0.0001 | 0.36449
2890 | 1 | 0.0001348 | 6.2038e-05 | 0 | 0.00018797 | 0.00011416 | 0.42994 | 0.49462 | 0.0001 | 0.30206 | 0.66897 | 0.0001 | 0.515
2891 | 1 | 0.0001394 | 4.0409e-05 | 0 | 0.00020677 | 0.00011416 | 0.50013 | 0.5862 | 0.0001 | 0.30245 | 0.66867 | 0.0001 | 0.66481
2892 | 1 | 0.0001455 | 1.758e-05 | 0 | 0.00018797 | 0.00011416 | 0.52645 | 0.65372 | 0.0001 | 0.30284 | 0.6684 | 0.0001 | 0.70837
2893 | 1 | 0.0001368 | 0 | 0 | 0.00019032 | 0.00011416 | 0.48258 | 0.69623 | 0.0001 | 0.30325 | 0.66812 | 0.0001 | 0.69652
2894 | 1 | 0.0001382 | 0 | 0 | 0.00021382 | 0.00011416 | 0.43871 | 0.73019 | 0.0001 | 0.30365 | 0.66785 | 0.0001 | 0.69751
2895 | 1 | 0.0001364 | 0 | 0 | 0.00022322 | 0.00011416 | 0.31587 | 0.68104 | 0.0001 | 0.30403 | 0.66757 | 0.0001 | 0.54475
2896 | 1 | 0.0001328 | 0 | 0 | 0.00022322 | 0.00011416 | 0.24568 | 0.55291 | 0.0001 | 0.30443 | 0.66728 | 0.0001 | 0.43787
2897 | 1 | 0.0001303 | 0 | 0 | 0.00016448 | 0.00011416 | 0.16671 | 0.39374 | 0.0001 | 0.30484 | 0.667 | 0.0001 | 0.36732
2898 | 1 | 0.0001262 | 0 | 0 | 0.00011748 | 0.00011416 | 0.043871 | 0.27463 | 0.0001 | 0.30523 | 0.66672 | 0.0001 | 0.29526
2899 | 1 | 0.0001247 | 0 | 0 | 8.8113e-05 | 0.00011416 | 0 | 0.31303 | 0.0001 | 0.30562 | 0.66646 | 0.0001 | 0.11852
2900 | 1 | 0.0001213 | 0 | 0 | 5.8742e-05 | 0.00011416 | 0 | 0.36595 | 0.0001 | 0.30602 | 0.66615 | 0.0001 | 0
2901 | 1 | 0.0001198 | 0 | 0 | 3.7595e-05 | 0.00011416 | 0 | 0.36595 | 0.0001 | 0.30642 | 0.66589 | 0.0001 | 0
2902 | 1 | 0.0001216 | 3.7649e-05 | 0 | 2.3497e-05 | 0.00011416 | 0 | 0.4149 | 0.0001 | 0.30682 | 0.66561 | 0.0001 | 0
2903 | 1 | 0.0001156 | 5.3479e-05 | 0 | 9.3987e-06 | 0.00011416 | 0 | 0.44023 | 0.0001 | 0.30721 | 0.66534 | 0.0001 | 0
2904 | 1 | 0.000101 | 9.4378e-05 | 0 | 5.8742e-06 | 0.00011416 | 0 | 0.38764 | 0.0001 | 0.30761 | 0.66506 | 0.0001 | 0
2905 | 1 | 9.3537e-05 | 0.000125 | 0 | 2.3497e-06 | 0.00011416 | 0 | 0.31097 | 0.0001 | 0.308 | 0.66477 | 0.0001 | 0
2906 | 1 | 8.7747e-05 | 0.000145 | 0 | 1.1748e-06 | 0.00011416 | 0 | 0.25401 | 0.0001 | 0.3084 | 0.66449 | 0.0001 | 0
2907 | 1 | 8.4497e-05 | 0.000133 | 0 | 1.4098e-05 | 0.00011416 | 0 | 0.20361 | 0.0001 | 0.30879 | 0.66421 | 0.0001 | 0
2908 | 1 | 8.1627e-05 | 0.0001408 | 0 | 3.7595e-05 | 0.00011416 | 0 | 0.18748 | 0.0001 | 0.30919 | 0.66395 | 0.0001 | 0
2909 | 1 | 7.7697e-05 | 0.0001622 | 0 | 9.3987e-05 | 0.00011416 | 0 | 0.13284 | 0.0001 | 0.30959 | 0.66364 | 0.0001 | 0
2910 | 1 | 8.6867e-05 | 0.0001748 | 0 | 0.0001821 | 0.00011416 | 0.0087742 | 0.1067 | 0.0001 | 0.30999 | 0.66338 | 0.0001 | 0
2911 | 1 | 0.0001025 | 0.0001525 | 0 | 0.0001586 | 0.00011416 | 0.043871 | 0.10996 | 0.0001 | 0.31038 | 0.6631 | 0.0001 | 0.018317
2912 | 1 | 0.0001194 | 0.0001112 | 0 | 0.00014685 | 0.00011416 | 0.11406 | 0.16932 | 0.0001 | 0.31078 | 0.66283 | 0.0001 | 0.19321
2913 | 1 | 0.0001304 | 7.6998e-05 | 0 | 0.00016448 | 0.00011416 | 0.19303 | 0.25009 | 0.0001 | 0.31118 | 0.66255 | 0.0001 | 0.36982
2914 | 1 | 0.0001355 | 3.9029e-05 | 0 | 0.00018797 | 0.00011416 | 0.26323 | 0.30335 | 0.0001 | 0.31158 | 0.66226 | 0.0001 | 0.53028
2915 | 1 | 0.0001415 | 1.337e-05 | 0 | 0.00020677 | 0.00011416 | 0.29832 | 0.30938 | 0.0001 | 0.31197 | 0.66198 | 0.0001 | 0.65403
2916 | 1 | 0.0001462 | 0 | 0 | 0.00018797 | 0.00011416 | 0.32465 | 0.30613 | 0.0001 | 0.31236 | 0.6617 | 0.0001 | 0.74342
2917 | 1 | 0.0001368 | 0 | 0 | 0.00019032 | 0.00011416 | 0.28955 | 0.23457 | 0.0001 | 0.31277 | 0.66144 | 0.0001 | 0.79345
2918 | 1 | 0.0001364 | 0 | 0 | 0.00021382 | 0.00011416 | 0.21058 | 0.21123 | 0.0001 | 0.31316 | 0.66116 | 0.0001 | 0.75983
2919 | 1 | 0.0001338 | 0 | 0 | 0.00022322 | 0.00011416 | 0.16671 | 0.19982 | 0.0001 | 0.31356 | 0.66087 | 0.0001 | 0.71035
2920 | 1 | 0.0001293 | 0 | 0 | 0.00022322 | 0.00011416 | 0.14916 | 0.14815 | 0.0001 | 0.31395 | 0.66059 | 0.0001 | 0.51906
2921 | 1 | 0.0001252 | 0 | 0 | 0.00016448 | 0.00011416 | 0.087742 | 0.079986 | 0.0001 | 0.31435 | 0.66032 | 0.0001 | 0.38169
2922 | 1 | 0.0001224 | 0 | 0 | 0.00011748 | 0.00011416 | 0.026323 | 0.063665 | 0.0001 | 0.31475 | 0.66004 | 0.0001 | 0.15725
2923 | 1 | 0.0001225 | 0 | 0 | 8.8113e-05 | 0.00011416 | 0 | 0.097754 | 0.0001 | 0.31515 | 0.65975 | 0.0001 | 0.059769
2924 | 1 | 0.0001193 | 0 | 0 | 5.8742e-05 | 0.00011416 | 0 | 0.16036 | 0.0001 | 0.31554 | 0.65947 | 0.0001 | 0
2925 | 1 | 0.0001195 | 0 | 0 | 3.7595e-05 | 0.00011416 | 0 | 0.25892 | 0.0001 | 0.31593 | 0.65919 | 0.0001 | 0
2926 | 1 | 0.0001226 | 0 | 0 | 2.3497e-05 | 0.00011416 | 0 | 0.30414 | 0.0001 | 0.31633 | 0.65893 | 0.0001 | 0
2927 | 1 | 0.0001147 | 3.5949e-05 | 0 | 9.3987e-06 | 0.00011416 | 0 | 0.32265 | 0.0001 | 0.31674 | 0.65865 | 0.0001 | 0
2928 | 1 | 0.0001042 | 5.6449e-05 | 0 | 5.8742e-06 | 0.00011416 | 0 | 0.31104 | 0.0001 | 0.31713 | 0.65835 | 0.0001 | 0
2929 | 1 | 9.7397e-05 | 7.7648e-05 | 0 | 2.3497e-06 | 0.00011416 | 0 | 0.32006 | 0.0001 | 0.31752 | 0.65808 | 0.0001 | 0
2930 | 1 | 9.0717e-05 | 0.0001006 | 0 | 1.1748e-06 | 0.00011416 | 0 | 0.30713 | 0.0001 | 0.31792 | 0.6578 | 0.0001 | 0
2931 | 1 | 8.5617e-05 | 9.3258e-05 | 0 | 1.4098e-05 | 0.00011416 | 0 | 0.28319 | 0.0001 | 0.31832 | 0.65753 | 0.0001 | 0
2932 | 1 | 8.1007e-05 | 9.7497e-05 | 0 | 3.7595e-05 | 0.00011416 | 0 | 0.23955 | 0.0001 | 0.31871 | 0.65724 | 0.0001 | 0
2933 | 1 | 7.4388e-05 | 0.0001122 | 0 | 9.3987e-05 | 0.00011416 | 0 | 0.23113 | 0.0001 | 0.31911 | 0.65696 | 0.0001 | 0
2934 | 1 | 7.6328e-05 | 0.0001227 | 0 | 0.0001821 | 0.00011416 | 0.017548 | 0.18026 | 0.0001 | 0.31951 | 0.65668 | 0.0001 | 0
2935 | 1 | 8.2187e-05 | 0.0001114 | 0 | 0.0001586 | 0.00011416 | 0.13161 | 0.25844 | 0.0001 | 0.3199 | 0.65642 | 0.0001 | 0
2936 | 1 | 8.8547e-05 | 9.1628e-05 | 0 | 0.00014685 | 0.00011416 | 0.18426 | 0.31973 | 0.0001 | 0.32029 | 0.65614 | 0.0001 | 0
2937 | 1 | 9.8907e-05 | 8.4988e-05 | 0 | 0.00016448 | 0.00011416 | 0.24568 | 0.31044 | 0.0001 | 0.3207 | 0.65584 | 0.0001 | 0.086296
2938 | 1 | 0.0001066 | 7.5678e-05 | 0 | 0.00018797 | 0.00011416 | 0.272 | 0.25029 | 0.0001 | 0.3211 | 0.65557 | 0.0001 | 0.28007
2939 | 1 | 0.0001106 | 6.2558e-05 | 0 | 0.00020677 | 0.00011416 | 0.28077 | 0.19226 | 0.0001 | 0.32149 | 0.65529 | 0.0001 | 0.43836
2940 | 1 | 0.0001138 | 4.4979e-05 | 0 | 0.00018797 | 0.00011416 | 0.31587 | 0.14869 | 0.0001 | 0.32188 | 0.65502 | 0.0001 | 0.46679
2941 | 1 | 0.0001124 | 4.2219e-05 | 0 | 0.00019032 | 0.00011416 | 0.28955 | 0.15399 | 0.0001 | 0.32228 | 0.65475 | 0.0001 | 0.53016
2942 | 1 | 0.0001114 | 2.8029e-05 | 0 | 0.00021382 | 0.00011416 | 0.272 | 0.16089 | 0.0001 | 0.32268 | 0.65445 | 0.0001 | 0.60945
2943 | 1 | 0.0001092 | 1.402e-05 | 0 | 0.00022322 | 0.00011416 | 0.21936 | 0.15406 | 0.0001 | 0.32308 | 0.65417 | 0.0001 | 0.43258
2944 | 1 | 0.0001077 | 0 | 0 | 0.00022322 | 0.00011416 | 0.21936 | 0.14597 | 0.0001 | 0.32348 | 0.65391 | 0.0001 | 0.42387
2945 | 1 | 0.0001058 | 0 | 0 | 0.00016448 | 0.00011416 | 0.18426 | 0.13947 | 0.0001 | 0.32387 | 0.65363 | 0.0001 | 0.19506
2946 | 1 | 0.0001053 | 1.553e-05 | 0 | 0.00011748 | 0.00011416 | 0.078968 | 0.14989 | 0.0001 | 0.32426 | 0.65333 | 0.0001 | 0.17749
2947 | 1 | 0.0001083 | 2.1299e-05 | 0 | 8.8113e-05 | 0.00011416 | 0 | 0.19491 | 0.0001 | 0.32467 | 0.65306 | 0.0001 | 0.055676
2948 | 1 | 0.0001067 | 2.9659e-05 | 0 | 5.8742e-05 | 0.00011416 | 0 | 0.20659 | 0.0001 | 0.32506 | 0.65278 | 0.0001 | 0
2949 | 1 | 0.0001054 | 4.2119e-05 | 0 | 3.7595e-05 | 0.00011416 | 0 | 0.20135 | 0.0001 | 0.32545 | 0.65251 | 0.0001 | 0
2950 | 1 | 0.0001058 | 7.1128e-05 | 0 | 2.3497e-05 | 0.00011416 | 0 | 0.19412 | 0.0001 | 0.32585 | 0.65224 | 0.0001 | 0
2951 | 1 | 0.0001012 | 9.9747e-05 | 0 | 9.3987e-06 | 0.00011416 | 0 | 0.18039 | 0.0001 | 0.32626 | 0.65194 | 0.0001 | 0
2952 | 1 | 8.9437e-05 | 0.0001346 | 0 | 5.8742e-06 | 0.00011416 | 0 | 0.19385 | 0.0001 | 0.32665 | 0.65166 | 0.0001 | 0
2953 | 1 | 8.5647e-05 | 0.0001403 | 0 | 2.3497e-06 | 0.00011416 | 0 | 0.18934 | 0.0001 | 0.32704 | 0.6514 | 0.0001 | 0
2954 | 1 | 7.9807e-05 | 0.0001469 | 0 | 1.1748e-06 | 0.00011416 | 0 | 0.18934 | 0.0001 | 0.32744 | 0.65112 | 0.0001 | 0
2955 | 1 | 7.7528e-05 | 0.000127 | 0 | 1.4098e-05 | 0.00011416 | 0 | 0.19299 | 0.0001 | 0.32784 | 0.65084 | 0.0001 | 0
2956 | 1 | 7.5278e-05 | 0.0001267 | 0 | 3.7595e-05 | 0.00011416 | 0 | 0.19751 | 0.0001 | 0.32824 | 0.65055 | 0.0001 | 0
2957 | 1 | 7.0768e-05 | 0.0001433 | 0 | 9.3987e-05 | 0.00011416 | 0 | 0.18298 | 0.0001 | 0.32863 | 0.65027 | 0.0001 | 0
2958 | 1 | 7.1148e-05 | 0.0001501 | 0 | 0.0001821 | 0.00011416 | 0.026323 | 0.1095 | 0.0001 | 0.32903 | 0.65 | 0.0001 | 0
2959 | 1 | 7.0988e-05 | 0.0001298 | 0 | 0.0001586 | 0.00011416 | 0.16671 | 0.074745 | 0.0001 | 0.32942 | 0.64973 | 0.0001 | 0
2960 | 1 | 7.3628e-05 | 0.0001003 | 0 | 0.00014685 | 0.00011416 | 0.3071 | 0.067053 | 0.0001 | 0.32982 | 0.64943 | 0.0001 | 0.059637
2961 | 1 | 8.0087e-05 | 8.5518e-05 | 0 | 0.00016448 | 0.00011416 | 0.42116 | 0.050863 | 0.0001 | 0.33021 | 0.64915 | 0.0001 | 0.10545
2962 | 1 | 8.7437e-05 | 7.0858e-05 | 0 | 0.00018797 | 0.00011416 | 0.47381 | 0.035413 | 0.0001 | 0.33061 | 0.64889 | 0.0001 | 0.22261
2963 | 1 | 9.3847e-05 | 5.7708e-05 | 0 | 0.00020677 | 0.00011416 | 0.46503 | 0.039464 | 0.0001 | 0.33101 | 0.64861 | 0.0001 | 0.50565
2964 | 1 | 0.0001002 | 3.9459e-05 | 0 | 0.00018797 | 0.00011416 | 0.43871 | 0.056436 | 0.0001 | 0.33141 | 0.64833 | 0.0001 | 0.53679
2965 | 1 | 0.0001018 | 3.8249e-05 | 0 | 0.00019032 | 0.00011416 | 0.40361 | 0.078254 | 0.0001 | 0.3318 | 0.64804 | 0.0001 | 0.29953
2966 | 1 | 9.8087e-05 | 4.0469e-05 | 0 | 0.00021382 | 0.00011416 | 0.36852 | 0.096893 | 0.0001 | 0.3322 | 0.64776 | 0.0001 | 0.40328
2967 | 1 | 9.3407e-05 | 4.8469e-05 | 0 | 0.00022322 | 0.00011416 | 0.272 | 0.11307 | 0.0001 | 0.3326 | 0.64749 | 0.0001 | 0.38551
2968 | 1 | 9.1057e-05 | 4.6839e-05 | 0 | 0.00022322 | 0.00011416 | 0.24568 | 0.15313 | 0.0001 | 0.333 | 0.64722 | 0.0001 | 0.41829
2969 | 1 | 9.2797e-05 | 3.7199e-05 | 0 | 0.00016448 | 0.00011416 | 0.19303 | 0.2048 | 0.0001 | 0.33338 | 0.64692 | 0.0001 | 0.37804
2970 | 1 | 9.7977e-05 | 2.3849e-05 | 0 | 0.00011748 | 0.00011416 | 0.087742 | 0.3247 | 0.0001 | 0.33378 | 0.64664 | 0.0001 | 0.13518
2971 | 1 | 0.0001023 | 3.5869e-05 | 0 | 8.8113e-05 | 0.00011416 | 0 | 0.3582 | 0.0001 | 0.33419 | 0.64638 | 0.0001 | 0.12114
2972 | 1 | 0.0001018 | 3.9989e-05 | 0 | 5.8742e-05 | 0.00011416 | 0 | 0.32006 | 0.0001 | 0.33458 | 0.6461 | 0.0001 | 0
2973 | 1 | 0.0001011 | 5.0239e-05 | 0 | 3.7595e-05 | 0.00011416 | 0 | 0.24817 | 0.0001 | 0.33498 | 0.64582 | 0.0001 | 0
2974 | 1 | 0.0001046 | 7.8968e-05 | 0 | 2.3497e-05 | 0.00011416 | 0 | 0.19246 | 0.0001 | 0.33537 | 0.64553 | 0.0001 | 0
2975 | 1 | 9.9787e-05 | 0.0001066 | 0 | 9.3987e-06 | 0.00011416 | 0 | 0.16945 | 0.0001 | 0.33577 | 0.64525 | 0.0001 | 0
2976 | 1 | 8.7117e-05 | 0.0001424 | 0 | 5.8742e-06 | 0.00011416 | 0 | 0.15446 | 0.0001 | 0.33617 | 0.64498 | 0.0001 | 0
2977 | 1 | 8.2447e-05 | 0.0001517 | 0 | 2.3497e-06 | 0.00011416 | 0 | 0.14112 | 0.0001 | 0.33657 | 0.64471 | 0.0001 | 0
2978 | 1 | 7.8667e-05 | 0.0001571 | 0 | 1.1748e-06 | 0.00011416 | 0 | 0.12336 | 0.0001 | 0.34305 | 0.64443 | 0.0001 | 0
2979 | 1 | 7.7977e-05 | 0.0001429 | 0 | 1.4098e-05 | 0.00011416 | 0 | 0.12534 | 0.0001 | 0.34345 | 0.64413 | 0.0001 | 0
2980 | 1 | 7.6548e-05 | 0.0001492 | 0 | 3.7595e-05 | 0.00011416 | 0 | 0.12336 | 0.0001 | 0.34385 | 0.64387 | 0.0001 | 0
2981 | 1 | 7.4348e-05 | 0.000171 | 0 | 9.3987e-05 | 0.00011416 | 0 | 0.11414 | 0.0001 | 0.34424 | 0.64359 | 0.0001 | 0
2982 | 1 | 8.4137e-05 | 0.0001737 | 0 | 0.0001821 | 0.00011416 | 0.035097 | 0.050665 | 0.0001 | 0.34464 | 0.64331 | 0.0001 | 0
2983 | 1 | 0.0001026 | 0.0001447 | 0 | 0.0001586 | 0.00011416 | 0.20181 | 0.03847 | 0.0001 | 0.34503 | 0.64302 | 0.0001 | 0
2984 | 1 | 0.000121 | 0.0001084 | 0 | 0.00014685 | 0.00011416 | 0.33342 | 0.038934 | 0.0001 | 0.34543 | 0.64274 | 0.0001 | 0.1277
2985 | 1 | 0.0001324 | 8.8168e-05 | 0 | 0.00016448 | 0.00011416 | 0.45626 | 0.024345 | 0.0001 | 0.34583 | 0.64247 | 0.0001 | 0.2767
2986 | 1 | 0.0001368 | 6.8128e-05 | 0 | 0.00018797 | 0.00011416 | 0.53523 | 0.046295 | 0.0001 | 0.34623 | 0.6422 | 0.0001 | 0.39892
2987 | 1 | 0.0001421 | 5.0099e-05 | 0 | 0.00020677 | 0.00011416 | 0.57032 | 0.11122 | 0.0001 | 0.34662 | 0.64192 | 0.0001 | 0.57634
2988 | 1 | 0.0001484 | 3.6309e-05 | 0 | 0.00018797 | 0.00011416 | 0.544 | 0.16818 | 0.0001 | 0.34701 | 0.64162 | 0.0001 | 0.55926
2989 | 1 | 0.000138 | 3.2359e-05 | 0 | 0.00019032 | 0.00011416 | 0.49136 | 0.22754 | 0.0001 | 0.34742 | 0.64136 | 0.0001 | 0.66302
2990 | 1 | 0.0001408 | 1.777e-05 | 0 | 0.00021382 | 0.00011416 | 0.41239 | 0.26635 | 0.0001 | 0.34782 | 0.64108 | 0.0001 | 0.58451
2991 | 1 | 0.0001376 | 1.663e-05 | 0 | 0.00022322 | 0.00011416 | 0.39484 | 0.293 | 0.0001 | 0.3482 | 0.6408 | 0.0001 | 0.68039
2992 | 1 | 0.0001351 | 0 | 0 | 0.00022322 | 0.00011416 | 0.3071 | 0.29207 | 0.0001 | 0.3486 | 0.64051 | 0.0001 | 0.63002
2993 | 1 | 0.000132 | 0 | 0 | 0.00016448 | 0.00011416 | 0.19303 | 0.29174 | 0.0001 | 0.349 | 0.64023 | 0.0001 | 0.42454
2994 | 1 | 0.000126 | 0 | 0 | 0.00011748 | 0.00011416 | 0.070194 | 0.32199 | 0.0001 | 0.3494 | 0.63996 | 0.0001 | 0.2462
2995 | 1 | 0.000126 | 0 | 0 | 8.8113e-05 | 0.00011416 | 0 | 0.36357 | 0.0001 | 0.34979 | 0.63969 | 0.0001 | 0.12369
2996 | 1 | 0.0001216 | 0 | 0 | 5.8742e-05 | 0.00011416 | 0 | 0.3446 | 0.0001 | 0.35019 | 0.63941 | 0.0001 | 0
2997 | 1 | 0.0001185 | 2.0249e-05 | 0 | 3.7595e-05 | 0.00011416 | 0 | 0.28603 | 0.0001 | 0.35059 | 0.63911 | 0.0001 | 0
2998 | 1 | 0.0001214 | 4.6199e-05 | 0 | 2.3497e-05 | 0.00011416 | 0 | 0.27224 | 0.0001 | 0.35099 | 0.63884 | 0.0001 | 0
2999 | 1 | 0.0001132 | 7.8528e-05 | 0 | 9.3987e-06 | 0.00011416 | 0 | 0.30004 | 0.0001 | 0.35138 | 0.63857 | 0.0001 | 0
3000 | 1 | 9.7707e-05 | 0.0001252 | 0 | 5.8742e-06 | 0.00011416 | 0 | 0.30533 | 0.0001 | 0.35178 | 0.63829 | 0.0001 | 0
3001 | 1 | 9.0267e-05 | 0.0001509 | 0 | 2.3497e-06 | 0.00011416 | 0 | 0.29903 | 0.0001 | 0.35217 | 0.63803 | 0.0001 | 0
3002 | 1 | 8.5307e-05 | 0.0001729 | 0 | 1.1748e-06 | 0.00011416 | 0 | 0.318 | 0.0001 | 0.35257 | 0.63772 | 0.0001 | 0
3003 | 1 | 8.2627e-05 | 0.000154 | 0 | 1.4098e-05 | 0.00011416 | 0 | 0.33325 | 0.0001 | 0.35298 | 0.63745 | 0.0001 | 0
3004 | 1 | 8.0027e-05 | 0.0001627 | 0 | 3.7595e-05 | 0.00011416 | 0 | 0.32437 | 0.0001 | 0.35336 | 0.63718 | 0.0001 | 0
3005 | 1 | 7.6438e-05 | 0.000183 | 0 | 9.3987e-05 | 0.00011416 | 0 | 0.29897 | 0.0001 | 0.35376 | 0.6369 | 0.0001 | 0
3006 | 1 | 8.5407e-05 | 0.00019849 | 0 | 0.0001821 | 0.00011416 | 0 | 0.24731 | 0.0001 | 0.35416 | 0.6366 | 0.0001 | 0
3007 | 1 | 0.0001018 | 0.0001735 | 0 | 0.0001586 | 0.00011416 | 0.026323 | 0.31999 | 0.0001 | 0.35456 | 0.63633 | 0.0001 | 0.024927
3008 | 1 | 0.0001198 | 0.0001214 | 0 | 0.00014685 | 0.00011416 | 0.052645 | 0.51855 | 0.0001 | 0.35494 | 0.63606 | 0.0001 | 0.17413
3009 | 1 | 0.0001312 | 8.7118e-05 | 0 | 0.00016448 | 0.00011416 | 0.12284 | 0.64324 | 0.0001 | 0.35535 | 0.63578 | 0.0001 | 0.3019
3010 | 1 | 0.0001351 | 5.5069e-05 | 0 | 0.00018797 | 0.00011416 | 0.21936 | 0.67965 | 0.0001 | 0.35575 | 0.63552 | 0.0001 | 0.39077
3011 | 1 | 0.0001408 | 2.6429e-05 | 0 | 0.00020677 | 0.00011416 | 0.2369 | 0.69059 | 0.0001 | 0.35614 | 0.63521 | 0.0001 | 0.40083
3012 | 1 | 0.0001475 | 1.047e-05 | 0 | 0.00018797 | 0.00011416 | 0.28955 | 0.69464 | 0.0001 | 0.35653 | 0.63494 | 0.0001 | 0.45499
3013 | 1 | 0.0001378 | 0 | 0 | 0.00019032 | 0.00011416 | 0.29832 | 0.66917 | 0.0001 | 0.35693 | 0.63467 | 0.0001 | 0.44882
3014 | 1 | 0.0001388 | 0 | 0 | 0.00021382 | 0.00011416 | 0.33342 | 0.63323 | 0.0001 | 0.35733 | 0.63439 | 0.0001 | 0.33619
3015 | 1 | 0.0001372 | 0 | 0 | 0.00022322 | 0.00011416 | 0.34219 | 0.56538 | 0.0001 | 0.35773 | 0.63412 | 0.0001 | 0.24505
3016 | 1 | 0.0001346 | 0 | 0 | 0.00022322 | 0.00011416 | 0.26323 | 0.49627 | 0.0001 | 0.35812 | 0.63382 | 0.0001 | 0.17019
3017 | 1 | 0.0001326 | 0 | 0 | 0.00016448 | 0.00011416 | 0.15794 | 0.41961 | 0.0001 | 0.35852 | 0.63355 | 0.0001 | 0.15145
3018 | 1 | 0.0001292 | 0 | 0 | 0.00011748 | 0.00011416 | 0.052645 | 0.35136 | 0.0001 | 0.35892 | 0.63327 | 0.0001 | 0.048894
3019 | 1 | 0.0001296 | 0 | 0 | 8.8113e-05 | 0.00011416 | 0 | 0.36681 | 0.0001 | 0.35932 | 0.63301 | 0.0001 | 0
3020 | 1 | 0.0001248 | 2.3179e-05 | 0 | 5.8742e-05 | 0.00011416 | 0 | 0.408 | 0.0001 | 0.35971 | 0.6327 | 0.0001 | 0
3021 | 1 | 0.0001215 | 3.7589e-05 | 0 | 3.7595e-05 | 0.00011416 | 0 | 0.41536 | 0.0001 | 0.3601 | 0.63243 | 0.0001 | 0
3022 | 1 | 0.0001212 | 5.5919e-05 | 0 | 2.3497e-05 | 0.00011416 | 0 | 0.40489 | 0.0001 | 0.3605 | 0.63216 | 0.0001 | 0
3023 | 1 | 0.000114 | 7.2728e-05 | 0 | 9.3987e-06 | 0.00011416 | 0 | 0.47499 | 0.0001 | 0.36091 | 0.63188 | 0.0001 | 0
3024 | 1 | 0.0001014 | 9.1008e-05 | 0 | 5.8742e-06 | 0.00011416 | 0 | 0.44268 | 0.0001 | 0.3613 | 0.63161 | 0.0001 | 0
3025 | 1 | 9.7357e-05 | 7.0898e-05 | 0 | 2.3497e-06 | 0.00011416 | 0 | 0.43499 | 0.0001 | 0.36169 | 0.63131 | 0.0001 | 0
3026 | 1 | 9.3157e-05 | 8.4298e-05 | 0 | 1.1748e-06 | 0.00011416 | 0 | 0.39667 | 0.0001 | 0.36197 | 0.63104 | 0.0001 | 0
3027 | 1 | 8.8897e-05 | 8.1448e-05 | 0 | 1.4098e-05 | 0.00011416 | 0 | 0.3708 | 0.0001 | 0.36205 | 0.63076 | 0.0001 | 0
3028 | 1 | 8.6887e-05 | 7.2418e-05 | 0 | 3.7595e-05 | 0.00011416 | 0 | 0.34453 | 0.0001 | 0.36212 | 0.6305 | 0.0001 | 0
3029 | 1 | 8.4757e-05 | 6.1908e-05 | 0 | 9.3987e-05 | 0.00011416 | 0 | 0.33405 | 0.0001 | 0.3622 | 0.63019 | 0.0001 | 0
3030 | 1 | 9.3427e-05 | 7.9188e-05 | 0 | 0.0001821 | 0.00011416 | 0.0087742 | 0.2162 | 0.0001 | 0.36227 | 0.62992 | 0.0001 | 0
3031 | 1 | 0.0001094 | 6.2968e-05 | 0 | 0.0001586 | 0.00011416 | 0.070194 | 0.18715 | 0.0001 | 0.36235 | 0.62965 | 0.0001 | 0
3032 | 1 | 0.0001261 | 6.0778e-05 | 0 | 0.00014685 | 0.00011416 | 0.12284 | 0.34248 | 0.0001 | 0.36242 | 0.62937 | 0.0001 | 0
3033 | 1 | 0.0001358 | 5.3449e-05 | 0 | 0.00016448 | 0.00011416 | 0.21058 | 0.35143 | 0.0001 | 0.3625 | 0.6291 | 0.0001 | 0.087674
3034 | 1 | 0.0001388 | 4.5009e-05 | 0 | 0.00018797 | 0.00011416 | 0.24568 | 0.30209 | 0.0001 | 0.36257 | 0.6288 | 0.0001 | 0.22596
3035 | 1 | 0.000144 | 2.8109e-05 | 0 | 0.00020677 | 0.00011416 | 0.21936 | 0.28557 | 0.0001 | 0.36265 | 0.62853 | 0.0001 | 0.27309
3036 | 1 | 0.0001494 | 1.639e-05 | 0 | 0.00018797 | 0.00011416 | 0.24568 | 0.2853 | 0.0001 | 0.36273 | 0.62825 | 0.0001 | 0.42217
3037 | 1 | 0.0001398 | 1.264e-05 | 0 | 0.00019032 | 0.00011416 | 0.26323 | 0.29864 | 0.0001 | 0.3628 | 0.62798 | 0.0001 | 0.56354
3038 | 1 | 0.0001408 | 0 | 0 | 0.00021382 | 0.00011416 | 0.25445 | 0.27935 | 0.0001 | 0.36287 | 0.62771 | 0.0001 | 0.59191
3039 | 1 | 0.0001379 | 0 | 0 | 0.00022322 | 0.00011416 | 0.2369 | 0.26117 | 0.0001 | 0.36295 | 0.62741 | 0.0001 | 0.63682
3040 | 1 | 0.0001348 | 0 | 0 | 0.00022322 | 0.00011416 | 0.22813 | 0.21236 | 0.0001 | 0.36303 | 0.62714 | 0.0001 | 0.39509
3041 | 1 | 0.0001317 | 0 | 0 | 0.00016448 | 0.00011416 | 0.17548 | 0.13622 | 0.0001 | 0.36311 | 0.62686 | 0.0001 | 0.22885
3042 | 1 | 0.0001284 | 0 | 0 | 0.00011748 | 0.00011416 | 0.070194 | 0.11421 | 0.0001 | 0.36317 | 0.62659 | 0.0001 | 0.13925
3043 | 1 | 0.0001279 | 0 | 0 | 8.8113e-05 | 0.00011416 | 0 | 0.098813 | 0.0001 | 0.36326 | 0.62629 | 0.0001 | 0.10473
3044 | 1 | 0.0001227 | 0 | 0 | 5.8742e-05 | 0.00011416 | 0 | 0.066854 | 0.0001 | 0.36333 | 0.62602 | 0.0001 | 0
3045 | 1 | 0.0001189 | 0 | 0 | 3.7595e-05 | 0.00011416 | 0 | 0.054318 | 0.0001 | 0.3634 | 0.62574 | 0.0001 | 0
3046 | 1 | 0.0001231 | 1.673e-05 | 0 | 2.3497e-05 | 0.00011416 | 0 | 0.047884 | 0.0001 | 0.36348 | 0.62547 | 0.0001 | 0
3047 | 1 | 0.000118 | 2.8279e-05 | 0 | 9.3987e-06 | 0.00011416 | 0 | 0.058092 | 0.0001 | 0.36355 | 0.6252 | 0.0001 | 0
3048 | 1 | 0.0001046 | 4.7419e-05 | 0 | 5.8742e-06 | 0.00011416 | 0 | 0.096231 | 0.0001 | 0.36364 | 0.6249 | 0.0001 | 0
3049 | 1 | 9.8507e-05 | 5.3519e-05 | 0 | 2.3497e-06 | 0.00011416 | 0 | 0.10996 | 0.0001 | 0.36371 | 0.62463 | 0.0001 | 0
3050 | 1 | 9.3437e-05 | 7.3058e-05 | 0 | 1.1748e-06 | 0.00011416 | 0 | 0.12614 | 0.0001 | 0.36378 | 0.62466 | 0.0001 | 0
3051 | 1 | 8.9387e-05 | 6.8028e-05 | 0 | 1.4098e-05 | 0.00011416 | 0 | 0.15399 | 0.0001 | 0.36386 | 0.62512 | 0.0001 | 0
3052 | 1 | 8.5767e-05 | 6.6908e-05 | 0 | 3.7595e-05 | 0.00011416 | 0 | 0.18185 | 0.0001 | 0.36393 | 0.62562 | 0.0001 | 0
3053 | 1 | 8.2457e-05 | 6.7358e-05 | 0 | 9.3987e-05 | 0.00011416 | 0 | 0.19637 | 0.0001 | 0.36402 | 0.62612 | 0.0001 | 0
3054 | 1 | 9.3957e-05 | 5.5009e-05 | 0 | 0.0001821 | 0.00011416 | 0.017548 | 0.179 | 0.0001 | 0.36408 | 0.62659 | 0.0001 | 0
3055 | 1 | 0.0001084 | 5.5279e-05 | 0 | 0.0001586 | 0.00011416 | 0.12284 | 0.10784 | 0.0001 | 0.36416 | 0.62709 | 0.0001 | 0.051881
3056 | 1 | 0.0001232 | 5.1439e-05 | 0 | 0.00014685 | 0.00011416 | 0.22813 | 0.070231 | 0.0001 | 0.36424 | 0.62759 | 0.0001 | 0.21315
3057 | 1 | 0.0001342 | 2.6779e-05 | 0 | 0.00016448 | 0.00011416 | 0.272 | 0.0195 | 0.0001 | 0.36431 | 0.62805 | 0.0001 | 0.38561
3058 | 1 | 0.0001386 | 0 | 0 | 0.00018797 | 0.00011416 | 0.34219 | 0.018308 | 0.0001 | 0.36438 | 0.62855 | 0.0001 | 0.52897
3059 | 1 | 0.0001419 | 0 | 0 | 0.00020677 | 0.00011416 | 0.33342 | 0.047089 | 0.0001 | 0.36446 | 0.62905 | 0.0001 | 0.66452
3060 | 1 | 0.0001467 | 0 | 0 | 0.00018797 | 0.00011416 | 0.42116 | 0.073354 | 0.0001 | 0.36454 | 0.62952 | 0.0001 | 0.73622
3061 | 1 | 0.0001367 | 0 | 0 | 0.00019032 | 0.00011416 | 0.39484 | 0.10293 | 0.0001 | 0.36462 | 0.63002 | 0.0001 | 0.77467
3062 | 1 | 0.0001378 | 0 | 0 | 0.00021382 | 0.00011416 | 0.39484 | 0.1349 | 0.0001 | 0.36469 | 0.63052 | 0.0001 | 0.76567
3063 | 1 | 0.000136 | 0 | 0 | 0.00022322 | 0.00011416 | 0.35974 | 0.15114 | 0.0001 | 0.36476 | 0.63101 | 0.0001 | 0.7004
3064 | 1 | 0.0001339 | 0 | 0 | 0.00022322 | 0.00011416 | 0.28955 | 0.15201 | 0.0001 | 0.36484 | 0.63149 | 0.0001 | 0.58843
3065 | 1 | 0.0001305 | 0 | 0 | 0.00016448 | 0.00011416 | 0.21058 | 0.14106 | 0.0001 | 0.36492 | 0.63199 | 0.0001 | 0.42986
3066 | 1 | 0.0001268 | 0 | 0 | 0.00011748 | 0.00011416 | 0.087742 | 0.21368 | 0.0001 | 0.365 | 0.63248 | 0.0001 | 0.26883
3067 | 1 | 0.0001245 | 0 | 0 | 8.8113e-05 | 0.00011416 | 0.0087742 | 0.24339 | 0.0001 | 0.36507 | 0.63295 | 0.0001 | 0.17575
3068 | 1 | 0.0001204 | 0 | 0 | 5.8742e-05 | 0.00011416 | 0 | 0.26873 | 0.0001 | 0.36514 | 0.63345 | 0.0001 | 0.016583
3069 | 1 | 0.0001177 | 0 | 0 | 3.7595e-05 | 0.00011416 | 0 | 0.25301 | 0.0001 | 0.36522 | 0.63394 | 0.0001 | 0
3070 | 1 | 0.0001231 | 0 | 0 | 2.3497e-05 | 0.00011416 | 0 | 0.19048 | 0.0001 | 0.3653 | 0.63442 | 0.0001 | 0
3071 | 1 | 0.0001202 | 0 | 0 | 9.3987e-06 | 0.00011416 | 0 | 0.15864 | 0.0001 | 0.36536 | 0.63492 | 0.0001 | 0
3072 | 1 | 0.000109 | 0 | 0 | 5.8742e-06 | 0.00011416 | 0 | 0.1288 | 0.0001 | 0.36545 | 0.63541 | 0.0001 | 0
3073 | 1 | 0.0001029 | 0 | 0 | 2.3497e-06 | 0.00011416 | 0 | 0.14989 | 0.0001 | 0.36552 | 0.63589 | 0.0001 | 0
3074 | 1 | 9.9377e-05 | 0 | 0 | 1.1748e-06 | 0.00011416 | 0 | 0.16441 | 0.0001 | 0.3656 | 0.63639 | 0.0001 | 0
3075 | 1 | 9.2937e-05 | 1.41e-05 | 0 | 1.4098e-05 | 0.00011416 | 0 | 0.17973 | 0.0001 | 0.36567 | 0.63688 | 0.0001 | 0
3076 | 1 | 8.8167e-05 | 2.6469e-05 | 0 | 3.7595e-05 | 0.00011416 | 0 | 0.17488 | 0.0001 | 0.36574 | 0.63735 | 0.0001 | 0
3077 | 1 | 8.2977e-05 | 4.0569e-05 | 0 | 9.3987e-05 | 0.00011416 | 0 | 0.18171 | 0.0001 | 0.36583 | 0.63785 | 0.0001 | 0
3078 | 1 | 9.1117e-05 | 5.4439e-05 | 0 | 0.0001821 | 0.00011416 | 0.052645 | 0.12442 | 0.0001 | 0.3659 | 0.63834 | 0.0001 | 0
3079 | 1 | 0.000106 | 4.7349e-05 | 0 | 0.0001586 | 0.00011416 | 0.19303 | 0.10194 | 0.0001 | 0.36598 | 0.63884 | 0.0001 | 0.04073
3080 | 1 | 0.0001238 | 2.4959e-05 | 0 | 0.00014685 | 0.00011416 | 0.3071 | 0.1662 | 0.0001 | 0.36605 | 0.63931 | 0.0001 | 0.20474
3081 | 1 | 0.0001363 | 0 | 0 | 0.00016448 | 0.00011416 | 0.39484 | 0.16414 | 0.0001 | 0.36612 | 0.63981 | 0.0001 | 0.38502
3082 | 1 | 0.0001385 | 0 | 0 | 0.00018797 | 0.00011416 | 0.42994 | 0.17011 | 0.0001 | 0.36621 | 0.64031 | 0.0001 | 0.55215
3083 | 1 | 0.0001426 | 0 | 0 | 0.00020677 | 0.00011416 | 0.45626 | 0.16965 | 0.0001 | 0.36627 | 0.64078 | 0.0001 | 0.66472
3084 | 1 | 0.0001467 | 0 | 0 | 0.00018797 | 0.00011416 | 0.44748 | 0.1983 | 0.0001 | 0.36635 | 0.64128 | 0.0001 | 0.7623
3085 | 1 | 0.000137 | 0 | 0 | 0.00019032 | 0.00011416 | 0.35974 | 0.19591 | 0.0001 | 0.36643 | 0.64178 | 0.0001 | 0.81518
3086 | 1 | 0.0001376 | 0 | 0 | 0.00021382 | 0.00011416 | 0.28955 | 0.17979 | 0.0001 | 0.36651 | 0.64224 | 0.0001 | 0.78944
3087 | 1 | 0.0001355 | 0 | 0 | 0.00022322 | 0.00011416 | 0.20181 | 0.16732 | 0.0001 | 0.36658 | 0.64274 | 0.0001 | 0.71953
3088 | 1 | 0.0001317 | 0 | 0 | 0.00022322 | 0.00011416 | 0.13161 | 0.13536 | 0.0001 | 0.36665 | 0.64324 | 0.0001 | 0.64143
3089 | 1 | 0.0001267 | 0 | 0 | 0.00016448 | 0.00011416 | 0.078968 | 0.11672 | 0.0001 | 0.36673 | 0.64371 | 0.0001 | 0.48112
3090 | 1 | 0.0001248 | 0 | 0 | 0.00011748 | 0.00011416 | 0.035097 | 0.10903 | 0.0001 | 0.36681 | 0.64421 | 0.0001 | 0.355
3091 | 1 | 0.0001237 | 0 | 0 | 8.8113e-05 | 0.00011416 | 0 | 0.10738 | 0.0001 | 0.36688 | 0.64471 | 0.0001 | 0.1829
3092 | 1 | 0.0001189 | 0 | 0 | 5.8742e-05 | 0.00011416 | 0 | 0.10771 | 0.0001 | 0.36696 | 0.6452 | 0.0001 | 0.015331
3093 | 1 | 0.0001146 | 0 | 0 | 3.7595e-05 | 0.00011416 | 0 | 0.13396 | 0.0001 | 0.36703 | 0.64568 | 0.0001 | 0
3094 | 1 | 0.00012 | 0 | 0 | 2.3497e-05 | 0.00011416 | 0 | 0.16587 | 0.0001 | 0.36711 | 0.64618 | 0.0001 | 0
3095 | 1 | 0.0001179 | 0 | 0 | 9.3987e-06 | 0.00011416 | 0 | 0.18204 | 0.0001 | 0.36718 | 0.64667 | 0.0001 | 0
3096 | 1 | 0.0001093 | 0 | 0 | 5.8742e-06 | 0.00011416 | 0 | 0.19094 | 0.0001 | 0.36726 | 0.64714 | 0.0001 | 0
3097 | 1 | 0.0001042 | 0 | 0 | 2.3497e-06 | 0.00011416 | 0 | 0.16507 | 0.0001 | 0.36733 | 0.64764 | 0.0001 | 0
3098 | 1 | 9.9547e-05 | 0 | 0 | 1.1748e-06 | 0.00011416 | 0 | 0.1469 | 0.0001 | 0.36741 | 0.64813 | 0.0001 | 0
3099 | 1 | 9.3837e-05 | 0 | 0 | 1.4098e-05 | 0.00011416 | 0 | 0.12349 | 0.0001 | 0.36748 | 0.64861 | 0.0001 | 0
3100 | 1 | 8.9257e-05 | 0 | 0 | 3.7595e-05 | 0.00011416 | 0 | 0.11421 | 0.0001 | 0.36756 | 0.64911 | 0.0001 | 0
3101 | 1 | 8.2387e-05 | 0 | 0 | 9.3987e-05 | 0.00011416 | 0 | 0.12071 | 0.0001 | 0.36764 | 0.6496 | 0.0001 | 0
3102 | 1 | 8.4347e-05 | 0 | 0 | 0.0001821 | 0.00011416 | 0.017548 | 0.096827 | 0.0001 | 0.36771 | 0.65008 | 0.0001 | 0
3103 | 1 | 8.7267e-05 | 0 | 0 | 0.0001586 | 0.00011416 | 0.078968 | 0.048678 | 0.0001 | 0.36779 | 0.65058 | 0.0001 | 0
3104 | 1 | 9.3537e-05 | 0 | 0 | 0.00014685 | 0.00011416 | 0.15794 | 0.025205 | 0.0001 | 0.36786 | 0.65107 | 0.0001 | 0
3105 | 1 | 0.0001032 | 0 | 0 | 0.00016448 | 0.00011416 | 0.2369 | 0.047553 | 0.0001 | 0.36794 | 0.65157 | 0.0001 | 0.018186
3106 | 1 | 0.00011 | 8.9558e-06 | 0 | 0.00018797 | 0.00011416 | 0.3071 | 0.054053 | 0.0001 | 0.36802 | 0.65204 | 0.0001 | 0.068423
3107 | 1 | 0.0001129 | 2.2879e-05 | 0 | 0.00020677 | 0.00011416 | 0.33342 | 0.064989 | 0.0001 | 0.36808 | 0.65253 | 0.0001 | 0.034087
3108 | 1 | 0.000115 | 3.1359e-05 | 0 | 0.00018797 | 0.00011416 | 0.41239 | 0.083959 | 0.0001 | 0.36817 | 0.65303 | 0.0001 | 0.079454
3109 | 1 | 0.000113 | 4.3269e-05 | 0 | 0.00019032 | 0.00011416 | 0.43871 | 0.11274 | 0.0001 | 0.36824 | 0.65351 | 0.0001 | 0.20604
3110 | 1 | 0.0001118 | 3.7969e-05 | 0 | 0.00021382 | 0.00011416 | 0.40361 | 0.1394 | 0.0001 | 0.36832 | 0.654 | 0.0001 | 0.18138
3111 | 1 | 0.0001092 | 4.5469e-05 | 0 | 0.00022322 | 0.00011416 | 0.37729 | 0.12647 | 0.0001 | 0.36839 | 0.6545 | 0.0001 | 0.016457
3112 | 1 | 0.0001047 | 6.5088e-05 | 0 | 0.00022322 | 0.00011416 | 0.28077 | 0.079986 | 0.0001 | 0.36847 | 0.65498 | 0.0001 | 0.0061661
3113 | 1 | 0.0001026 | 7.8568e-05 | 0 | 0.00016448 | 0.00011416 | 0.18426 | 0.061811 | 0.0001 | 0.36855 | 0.65547 | 0.0001 | 0.010689
3114 | 1 | 0.0001043 | 7.9818e-05 | 0 | 0.00011748 | 0.00011416 | 0.087742 | 0.08237 | 0.0001 | 0.36862 | 0.65597 | 0.0001 | 0.0023717
3115 | 1 | 0.0001062 | 6.9198e-05 | 0 | 8.8113e-05 | 0.00011416 | 0.0087742 | 0.12594 | 0.0001 | 0.36869 | 0.65644 | 0.0001 | 0
3116 | 1 | 0.0001037 | 6.8698e-05 | 0 | 5.8742e-05 | 0.00011416 | 0 | 0.13795 | 0.0001 | 0.36877 | 0.65693 | 0.0001 | 0
3117 | 1 | 0.0001001 | 7.3578e-05 | 0 | 3.7595e-05 | 0.00011416 | 0 | 0.14809 | 0.0001 | 0.36885 | 0.65743 | 0.0001 | 0
3118 | 1 | 0.0001011 | 9.3908e-05 | 0 | 2.3497e-05 | 0.00011416 | 0 | 0.12422 | 0.0001 | 0.36893 | 0.65794 | 0.0001 | 0
3119 | 1 | 9.7897e-05 | 0.0001151 | 0 | 9.3987e-06 | 0.00011416 | 0 | 0.11573 | 0.0001 | 0.36899 | 0.6584 | 0.0001 | 0
3120 | 1 | 8.8047e-05 | 0.0001476 | 0 | 5.8742e-06 | 0.00011416 | 0 | 0.098747 | 0.0001 | 0.36907 | 0.6589 | 0.0001 | 0
3121 | 1 | 8.3737e-05 | 0.0001548 | 0 | 2.3497e-06 | 0.00011416 | 0 | 0.07534 | 0.0001 | 0.36915 | 0.6594 | 0.0001 | 0
3122 | 1 | 7.8267e-05 | 0.0001657 | 0 | 1.1748e-06 | 0.00011416 | 0 | 0.083032 | 0.0001 | 0.36923 | 0.65987 | 0.0001 | 0
3123 | 1 | 7.7258e-05 | 0.0001466 | 0 | 1.4098e-05 | 0.00011416 | 0 | 0.089201 | 0.0001 | 0.36929 | 0.66037 | 0.0001 | 0
3124 | 1 | 7.4748e-05 | 0.0001525 | 0 | 3.7595e-05 | 0.00011416 | 0 | 0.11381 | 0.0001 | 0.36937 | 0.66087 | 0.0001 | 0
3125 | 1 | 6.8248e-05 | 0.0001763 | 0 | 9.3987e-05 | 0.00011416 | 0 | 0.13118 | 0.0001 | 0.36945 | 0.66133 | 0.0001 | 0
3126 | 1 | 6.7578e-05 | 0.0001869 | 0 | 0.0001821 | 0.00011416 | 0.061419 | 0.12833 | 0.0001 | 0.36953 | 0.66183 | 0.0001 | 0
3127 | 1 | 6.7558e-05 | 0.000166 | 0 | 0.0001586 | 0.00011416 | 0.21936 | 0.027192 | 0.0001 | 0.3696 | 0.66233 | 0.0001 | 0.037829
3128 | 1 | 7.1088e-05 | 0.0001293 | 0 | 0.00014685 | 0.00011416 | 0.35097 | 0.04145 | 0.0001 | 0.36967 | 0.6628 | 0.0001 | 0.20919
3129 | 1 | 7.8957e-05 | 0.000109 | 0 | 0.00016448 | 0.00011416 | 0.47381 | 0.056105 | 0.0001 | 0.36976 | 0.6633 | 0.0001 | 0.38801
3130 | 1 | 8.7147e-05 | 8.7038e-05 | 0 | 0.00018797 | 0.00011416 | 0.5791 | 0.068708 | 0.0001 | 0.36983 | 0.66379 | 0.0001 | 0.55311
3131 | 1 | 9.2897e-05 | 6.8688e-05 | 0 | 0.00020677 | 0.00011416 | 0.63174 | 0.077592 | 0.0001 | 0.36991 | 0.66429 | 0.0001 | 0.68136
3132 | 1 | 9.7377e-05 | 5.1139e-05 | 0 | 0.00018797 | 0.00011416 | 0.65807 | 0.099409 | 0.0001 | 0.36998 | 0.66477 | 0.0001 | 0.67049
3133 | 1 | 9.6637e-05 | 5.7188e-05 | 0 | 0.00019032 | 0.00011416 | 0.64929 | 0.11394 | 0.0001 | 0.37005 | 0.66526 | 0.0001 | 0.70761
3134 | 1 | 9.3647e-05 | 4.4049e-05 | 0.00067062 | 0.00021382 | 0.00011416 | 0.60542 | 0.10989 | 0.0001 | 0.37014 | 0.66576 | 0.0001 | 0.68933
3135 | 1 | 8.9917e-05 | 4.3879e-05 | 0.00098007 | 0.00022322 | 0.00011416 | 0.5089 | 0.096959 | 0.0001 | 0.3702 | 0.66623 | 0.0001 | 0.61159
3136 | 1 | 8.8187e-05 | 4.0719e-05 | 0.00065676 | 0.00022322 | 0.00011416 | 0.36852 | 0.094907 | 0.0001 | 0.37028 | 0.66672 | 0.0001 | 0.5157
3137 | 1 | 8.9177e-05 | 3.9799e-05 | 0 | 0.00016448 | 0.00011416 | 0.22813 | 0.08887 | 0.0001 | 0.37036 | 0.66722 | 0.0001 | 0.40556
3138 | 1 | 9.2767e-05 | 3.8839e-05 | 0 | 0.00011748 | 0.00011416 | 0.10529 | 0.053258 | 0.0001 | 0.37043 | 0.6677 | 0.0001 | 0.28692
3139 | 1 | 9.7607e-05 | 3.6219e-05 | 0 | 8.8113e-05 | 0.00011416 | 0.0087742 | 0.01545 | 0.0001 | 0.37052 | 0.66819 | 0.0001 | 0.13205
3140 | 1 | 9.8077e-05 | 4.1879e-05 | 0 | 5.8742e-05 | 0.00011416 | 0 | 0.0068973 | 0.0001 | 0.37058 | 0.66869 | 0.0001 | 0
3141 | 1 | 9.6867e-05 | 5.5309e-05 | 0 | 3.7595e-05 | 0.00011416 | 0 | 0.0195 | 0.0001 | 0.37066 | 0.66917 | 0.0001 | 0
3142 | 1 | 0.0001014 | 9.4078e-05 | 0 | 2.3497e-05 | 0.00011416 | 0 | 0.026861 | 0.0001 | 0.37074 | 0.66966 | 0.0001 | 0
3143 | 1 | 9.7147e-05 | 0.000132 | 0 | 9.3987e-06 | 0.00011416 | 0 | 0.036605 | 0.0001 | 0.37081 | 0.67016 | 0.0001 | 0
3144 | 1 | 8.3117e-05 | 0.0001781 | 0 | 5.8742e-06 | 0.00011416 | 0 | 0.036605 | 0.0001 | 0.37089 | 0.67066 | 0.0001 | 0
3145 | 1 | 7.7298e-05 | 0.00020159 | 0 | 2.3497e-06 | 0.00011416 | 0 | 0.036936 | 0.0001 | 0.37096 | 0.67112 | 0.0001 | 0
3146 | 1 | 7.3158e-05 | 0.00022829 | 0 | 1.1748e-06 | 0.00011416 | 0 | 0.046228 | 0.0001 | 0.30951 | 0.67162 | 0.0001 | 0
3147 | 1 | 7.3568e-05 | 0.00020739 | 0 | 1.4098e-05 | 0.00011416 | 0 | 0.057959 | 0.0001 | 0.30959 | 0.67212 | 0.0001 | 0
3148 | 1 | 7.1758e-05 | 0.00021749 | 0 | 3.7595e-05 | 0.00011416 | 0 | 0.05392 | 0.0001 | 0.30967 | 0.67259 | 0.0001 | 0
3149 | 1 | 6.7918e-05 | 0.00025189 | 0 | 9.3987e-05 | 0.00011416 | 0 | 0.07779 | 0.0001 | 0.30975 | 0.67309 | 0.0001 | 0
3150 | 1 | 7.6538e-05 | 0.00027439 | 0 | 0.0001821 | 0.00011416 | 0.061419 | 0.10048 | 0.0001 | 0.30982 | 0.67359 | 0.0001 | 0
3151 | 1 | 9.4467e-05 | 0.00024229 | 0 | 0.0001586 | 0.00011416 | 0.20181 | 0.021486 | 0.0001 | 0.30989 | 0.67406 | 0.0001 | 0.047248
3152 | 1 | 0.0001148 | 0.0001701 | 0 | 0.00014685 | 0.00011416 | 0.35097 | 0.0028472 | 0.0001 | 0.30997 | 0.67456 | 0.0001 | 0.23257
3153 | 1 | 0.0001266 | 0.000129 | 0 | 0.00016448 | 0.00011416 | 0.47381 | 0.017105 | 0.0001 | 0.31004 | 0.67506 | 0.0001 | 0.41166
3154 | 1 | 0.0001303 | 9.8577e-05 | 0 | 0.00018797 | 0.00011416 | 0.57032 | 0.037797 | 0.0001 | 0.31012 | 0.67552 | 0.0001 | 0.569
3155 | 1 | 0.0001359 | 7.0168e-05 | 0 | 0.00020677 | 0.00011416 | 0.64052 | 0.067384 | 0.0001 | 0.3102 | 0.67602 | 0.0001 | 0.70008
3156 | 1 | 0.0001427 | 4.8919e-05 | 0 | 0.00018797 | 0.00011416 | 0.65807 | 0.094112 | 0.0001 | 0.31027 | 0.67652 | 0.0001 | 0.79057
3157 | 1 | 0.0001339 | 4.3899e-05 | 0 | 0.00019032 | 0.00011416 | 0.64052 | 0.12283 | 0.0001 | 0.31035 | 0.67699 | 0.0001 | 0.834
3158 | 1 | 0.0001372 | 2.2089e-05 | 0 | 0.00021382 | 0.00011416 | 0.62297 | 0.1329 | 0.0001 | 0.31042 | 0.67749 | 0.0001 | 0.82516
3159 | 1 | 0.0001349 | 1.411e-05 | 0 | 0.00022322 | 0.00011416 | 0.51768 | 0.1333 | 0.0001 | 0.31049 | 0.67799 | 0.0001 | 0.76141
3160 | 1 | 0.0001337 | 0 | 0 | 0.00022322 | 0.00011416 | 0.41239 | 0.12554 | 0.0001 | 0.31058 | 0.67848 | 0.0001 | 0.66066
3161 | 1 | 0.0001304 | 0 | 0 | 0.00016448 | 0.00011416 | 0.272 | 0.11221 | 0.0001 | 0.31064 | 0.67896 | 0.0001 | 0.50915
3162 | 1 | 0.0001257 | 0 | 0 | 0.00011748 | 0.00011416 | 0.12284 | 0.10253 | 0.0001 | 0.31072 | 0.67946 | 0.0001 | 0.28818
3163 | 1 | 0.0001255 | 0 | 0 | 8.8113e-05 | 0.00011416 | 0.017548 | 0.049076 | 0.0001 | 0.3108 | 0.67995 | 0.0001 | 0.15666
3164 | 1 | 0.0001201 | 0 | 0 | 5.8742e-05 | 0.00011416 | 0 | 0.050598 | 0.0001 | 0.31087 | 0.68042 | 0.0001 | 0.020724
3165 | 1 | 0.0001164 | 2.2489e-05 | 0 | 3.7595e-05 | 0.00011416 | 0 | 0.057827 | 0.0001 | 0.31096 | 0.68092 | 0.0001 | 0
3166 | 1 | 0.000119 | 6.5058e-05 | 0 | 2.3497e-05 | 0.00011416 | 0 | 0.068046 | 0.0001 | 0.31102 | 0.68141 | 0.0001 | 0
3167 | 1 | 0.0001119 | 0.0001026 | 0 | 9.3987e-06 | 0.00011416 | 0 | 0.071688 | 0.0001 | 0.31111 | 0.68189 | 0.0001 | 0
3168 | 1 | 9.6127e-05 | 0.00015 | 0 | 5.8742e-06 | 0.00011416 | 0 | 0.079788 | 0.0001 | 0.31118 | 0.68239 | 0.0001 | 0
3169 | 1 | 8.8487e-05 | 0.0001761 | 0 | 2.3497e-06 | 0.00011416 | 0 | 0.074082 | 0.0001 | 0.31125 | 0.68288 | 0.0001 | 0
3170 | 1 | 8.2457e-05 | 0.00020039 | 0 | 1.1748e-06 | 0.00011416 | 0 | 0.074082 | 0.0001 | 0.31133 | 0.68336 | 0.0001 | 0
3171 | 1 | 8.0987e-05 | 0.0001793 | 0 | 1.4098e-05 | 0.00011416 | 0 | 0.07693 | 0.0001 | 0.3114 | 0.68386 | 0.0001 | 0
3172 | 1 | 7.7997e-05 | 0.00019159 | 0 | 3.7595e-05 | 0.00011416 | 0 | 0.098813 | 0.0001 | 0.31148 | 0.68435 | 0.0001 | 0
3173 | 1 | 7.4568e-05 | 0.00021079 | 0 | 9.3987e-05 | 0.00011416 | 0 | 0.13973 | 0.0001 | 0.31156 | 0.68485 | 0.0001 | 0
3174 | 1 | 8.2827e-05 | 0.00022029 | 0 | 0.0001821 | 0.00011416 | 0.017548 | 0.15187 | 0.0001 | 0.31163 | 0.68532 | 0.0001 | 0
3175 | 1 | 9.9197e-05 | 0.00019479 | 0 | 0.0001586 | 0.00011416 | 0.087742 | 0.10976 | 0.0001 | 0.31171 | 0.68581 | 0.0001 | 0.044891
3176 | 1 | 0.0001182 | 0.0001363 | 0 | 0.00014685 | 0.00011416 | 0.10529 | 0.15652 | 0.0001 | 0.31178 | 0.68631 | 0.0001 | 0.21654
3177 | 1 | 0.0001288 | 9.1998e-05 | 0 | 0.00016448 | 0.00011416 | 0.14039 | 0.16706 | 0.0001 | 0.31185 | 0.68679 | 0.0001 | 0.39599
3178 | 1 | 0.0001336 | 5.4469e-05 | 0 | 0.00018797 | 0.00011416 | 0.12284 | 0.17834 | 0.0001 | 0.31193 | 0.68728 | 0.0001 | 0.43826
3179 | 1 | 0.0001391 | 3.2509e-05 | 0 | 0.00020677 | 0.00011416 | 0.11406 | 0.18968 | 0.0001 | 0.31201 | 0.68778 | 0.0001 | 0.44518
3180 | 1 | 0.0001458 | 2.2929e-05 | 0 | 0.00018797 | 0.00011416 | 0.14039 | 0.20533 | 0.0001 | 0.31209 | 0.68826 | 0.0001 | 0.586
3181 | 1 | 0.0001369 | 1.69e-05 | 0 | 0.00019032 | 0.00011416 | 0.14039 | 0.1847 | 0.0001 | 0.31216 | 0.68875 | 0.0001 | 0.39781
3182 | 1 | 0.0001386 | 1.414e-05 | 0 | 0.00021382 | 0.00011416 | 0.14916 | 0.18954 | 0.0001 | 0.31223 | 0.68925 | 0.0001 | 0.51812
3183 | 1 | 0.0001364 | 1.684e-05 | 0 | 0.00022322 | 0.00011416 | 0.10529 | 0.19153 | 0.0001 | 0.31231 | 0.68972 | 0.0001 | 0.55814
3184 | 1 | 0.0001335 | 2.3959e-05 | 0 | 0.00022322 | 0.00011416 | 0.070194 | 0.21209 | 0.0001 | 0.31239 | 0.69021 | 0.0001 | 0.44246
3185 | 1 | 0.0001303 | 3.6969e-05 | 0 | 0.00016448 | 0.00011416 | 0.070194 | 0.29817 | 0.0001 | 0.31245 | 0.69071 | 0.0001 | 0.22097
3186 | 1 | 0.0001257 | 4.4179e-05 | 0 | 0.00011748 | 0.00011416 | 0.035097 | 0.41039 | 0.0001 | 0.31254 | 0.6912 | 0.0001 | 0.17401
3187 | 1 | 0.0001256 | 4.6199e-05 | 0 | 8.8113e-05 | 0.00011416 | 0.0087742 | 0.43871 | 0.0001 | 0.31261 | 0.69168 | 0.0001 | 0.034795
3188 | 1 | 0.0001212 | 5.5509e-05 | 0 | 5.8742e-05 | 0.00011416 | 0 | 0.43592 | 0.0001 | 0.31269 | 0.69218 | 0.0001 | 0
3189 | 1 | 0.0001167 | 8.4398e-05 | 0 | 3.7595e-05 | 0.00011416 | 0 | 0.44925 | 0.0001 | 0.31277 | 0.69267 | 0.0001 | 0
3190 | 1 | 0.0001163 | 0.0001271 | 0 | 2.3497e-05 | 0.00011416 | 0 | 0.48792 | 0.0001 | 0.31283 | 0.69315 | 0.0001 | 0
3191 | 1 | 0.0001073 | 0.0001697 | 0 | 9.3987e-06 | 0.00011416 | 0 | 0.55908 | 0.0001 | 0.31292 | 0.69365 | 0.0001 | 0
3192 | 1 | 9.2607e-05 | 0.00022169 | 0 | 5.8742e-06 | 0.00011416 | 0 | 0.55019 | 0.0001 | 0.31299 | 0.69414 | 0.0001 | 0
3193 | 1 | 9.1617e-05 | 0.0001725 | 0 | 2.3497e-06 | 0.00011416 | 0 | 0.55139 | 0.0001 | 0.31307 | 0.69461 | 0.0001 | 0
3194 | 1 | 8.4937e-05 | 0.00020929 | 0 | 1.1748e-06 | 0.00011416 | 0 | 0.62327 | 0.0001 | 0.31314 | 0.69511 | 0.0001 | 0
3195 | 1 | 8.2487e-05 | 0.00019869 | 0 | 1.4098e-05 | 0.00011416 | 0 | 0.6321 | 0.0001 | 0.31321 | 0.6956 | 0.0001 | 0
3196 | 1 | 8.2247e-05 | 0.0001808 | 0 | 3.7595e-05 | 0.00011416 | 0 | 0.60225 | 0.0001 | 0.31329 | 0.69608 | 0.0001 | 0
3197 | 1 | 8.2687e-05 | 0.0001544 | 0 | 9.3987e-05 | 0.00011416 | 0 | 0.5297 | 0.0001 | 0.31335 | 0.69658 | 0.0001 | 0
3198 | 1 | 8.7937e-05 | 0.00019279 | 0 | 0.0001821 | 0.00011416 | 0.052645 | 0.49176 | 0.0001 | 0.31343 | 0.69707 | 0.0001 | 0
3199 | 1 | 0.0001056 | 0.0001541 | 0 | 0.0001586 | 0.00011416 | 0.16671 | 0.47605 | 0.0001 | 0.3135 | 0.69757 | 0.0001 | 0
3200 | 1 | 0.0001197 | 0.0001628 | 0 | 0.00014685 | 0.00011416 | 0.28955 | 0.46384 | 0.0001 | 0.31357 | 0.69805 | 0.0001 | 0.017022
3201 | 1 | 0.0001303 | 0.0001541 | 0 | 0.00016448 | 0.00011416 | 0.38607 | 0.4468 | 0.0001 | 0.31365 | 0.69854 | 0.0001 | 0.10782
3202 | 1 | 0.000133 | 0.0001497 | 0 | 0.00018797 | 0.00011416 | 0.42994 | 0.42889 | 0.0001 | 0.31373 | 0.69904 | 0.0001 | 0.24496
3203 | 1 | 0.0001379 | 0.000134 | 0 | 0.00020677 | 0.00011416 | 0.40361 | 0.41476 | 0.0001 | 0.3138 | 0.69951 | 0.0001 | 0.13434
3204 | 1 | 0.0001425 | 0.000123 | 0 | 0.00018797 | 0.00011416 | 0.41239 | 0.43585 | 0.0001 | 0.31387 | 0.7 | 0.0001 | 0.38399
3205 | 1 | 0.0001335 | 0.0001275 | 0 | 0.00019032 | 0.00011416 | 0.38607 | 0.46172 | 0.0001 | 0.31394 | 0.7005 | 0.0001 | 0.41743
3206 | 1 | 0.0001341 | 0.0001069 | 0 | 0.00021382 | 0.00011416 | 0.39484 | 0.49601 | 0.0001 | 0.31402 | 0.70098 | 0.0001 | 0.43974
3207 | 1 | 0.0001307 | 0.0001133 | 0 | 0.00022322 | 0.00011416 | 0.35097 | 0.48785 | 0.0001 | 0.31408 | 0.70147 | 0.0001 | 0.31824
3208 | 1 | 0.0001242 | 0.000122 | 0 | 0.00022322 | 0.00011416 | 0.3071 | 0.50357 | 0.0001 | 0.31416 | 0.70197 | 0.0001 | 0.33254
3209 | 1 | 0.0001155 | 0.0001524 | 0 | 0.00016448 | 0.00011416 | 0.21058 | 0.49262 | 0.0001 | 0.31423 | 0.70245 | 0.0001 | 0.32123
3210 | 1 | 0.0001161 | 9.8837e-05 | 0 | 0.00011748 | 0.00011416 | 0.11406 | 0.42922 | 0.0001 | 0.3143 | 0.70294 | 0.0001 | 0.30598
3211 | 1 | 0.0001164 | 8.4328e-05 | 0 | 8.8113e-05 | 0.00011416 | 0.0087742 | 0.37717 | 0.0001 | 0.31438 | 0.70344 | 0.0001 | 0.11593
3212 | 1 | 0.000113 | 8.7078e-05 | 0 | 5.8742e-05 | 0.00011416 | 0 | 0.32391 | 0.0001 | 0.31445 | 0.70394 | 0.0001 | 0
3213 | 1 | 0.0001076 | 0.0001123 | 0 | 3.7595e-05 | 0.00011416 | 0 | 0.22821 | 0.0001 | 0.31452 | 0.7044 | 0.0001 | 0
3214 | 1 | 0.0001046 | 0.0001893 | 0 | 2.3497e-05 | 0.00011416 | 0 | 0.17005 | 0.0001 | 0.3146 | 0.7049 | 0.0001 | 0
3215 | 1 | 0.0001042 | 0.0001792 | 0 | 9.3987e-06 | 0.00011416 | 0 | 0.12847 | 0.0001 | 0.31467 | 0.7054 | 0.0001 | 0
3216 | 1 | 9.0897e-05 | 0.00023569 | 0 | 5.8742e-06 | 0.00011416 | 0 | 0.098416 | 0.0001 | 0.31474 | 0.70587 | 0.0001 | 0
3217 | 1 | 8.6027e-05 | 0.00023789 | 0 | 2.3497e-06 | 0.00011416 | 0 | 0.074612 | 0.0001 | 0.31481 | 0.70637 | 0.0001 | 0
3218 | 1 | 7.9437e-05 | 0.00027429 | 0 | 1.1748e-06 | 0.00011416 | 0 | 0.073751 | 0.0001 | 0.31488 | 0.70669 | 0.0001 | 0
3219 | 1 | 7.7458e-05 | 0.00025309 | 0 | 1.4098e-05 | 0.00011416 | 0 | 0.072085 | 0.0001 | 0.31495 | 0.70679 | 0.0001 | 0
3220 | 1 | 7.6238e-05 | 0.00023609 | 0 | 3.7595e-05 | 0.00011416 | 0 | 0.066854 | 0.0001 | 0.31503 | 0.70687 | 0.0001 | 0
3221 | 1 | 7.3688e-05 | 0.00021449 | 0 | 9.3987e-05 | 0.00011416 | 0 | 0.05392 | 0.0001 | 0.31511 | 0.70694 | 0.0001 | 0
3222 | 1 | 7.8127e-05 | 0.0001649 | 0 | 0.0001821 | 0.00011416 | 0.087742 | 0.075407 | 0.0001 | 0.31518 | 0.70702 | 0.0001 | 0
3223 | 1 | 7.5658e-05 | 0.0001635 | 0 | 0.0001586 | 0.00011416 | 0.25445 | 0.11467 | 0.0001 | 0.31525 | 0.70711 | 0.0001 | 0.053654
3224 | 1 | 7.3308e-05 | 0.0001692 | 0 | 0.00014685 | 0.00011416 | 0.40361 | 0.15745 | 0.0001 | 0.31532 | 0.70719 | 0.0001 | 0.23026
3225 | 1 | 7.7957e-05 | 0.0001596 | 0 | 0.00016448 | 0.00011416 | 0.53523 | 0.1526 | 0.0001 | 0.3154 | 0.70727 | 0.0001 | 0.40406
3226 | 1 | 8.5367e-05 | 0.0001261 | 0 | 0.00018797 | 0.00011416 | 0.64052 | 0.14173 | 0.0001 | 0.31546 | 0.70734 | 0.0001 | 0.57147
3227 | 1 | 9.1107e-05 | 9.9067e-05 | 0 | 0.00020677 | 0.00011416 | 0.70194 | 0.14696 | 0.0001 | 0.31554 | 0.70744 | 0.0001 | 0.69605
3228 | 1 | 9.5327e-05 | 7.6388e-05 | 0 | 0.00018797 | 0.00011416 | 0.73703 | 0.15227 | 0.0001 | 0.31561 | 0.70752 | 0.0001 | 0.78413
3229 | 1 | 9.7907e-05 | 5.9018e-05 | 0 | 0.00019032 | 0.00011416 | 0.71949 | 0.16481 | 0.0001 | 0.31568 | 0.70759 | 0.0001 | 0.83516
3230 | 1 | 9.4547e-05 | 4.3809e-05 | 0 | 0.00021382 | 0.00011416 | 0.67561 | 0.19392 | 0.0001 | 0.31576 | 0.70766 | 0.0001 | 0.76011
3231 | 1 | 9.0637e-05 | 3.9449e-05 | 0 | 0.00022322 | 0.00011416 | 0.5791 | 0.20088 | 0.0001 | 0.31584 | 0.70776 | 0.0001 | 0.75711
3232 | 1 | 8.9437e-05 | 2.1619e-05 | 0 | 0.00022322 | 0.00011416 | 0.43871 | 0.20174 | 0.0001 | 0.3159 | 0.70784 | 0.0001 | 0.57075
3233 | 1 | 9.1427e-05 | 1.31e-05 | 0 | 0.00016448 | 0.00011416 | 0.29832 | 0.18318 | 0.0001 | 0.31598 | 0.70791 | 0.0001 | 0.37648
3234 | 1 | 9.5407e-05 | 8.8958e-06 | 0 | 0.00011748 | 0.00011416 | 0.13161 | 0.23173 | 0.0001 | 0.31605 | 0.70798 | 0.0001 | 0.28597
3235 | 1 | 9.8897e-05 | 8.4898e-06 | 0 | 8.8113e-05 | 0.00011416 | 0.0087742 | 0.26349 | 0.0001 | 0.31612 | 0.70809 | 0.0001 | 0.12238
3236 | 1 | 9.8787e-05 | 1.499e-05 | 0 | 5.8742e-05 | 0.00011416 | 0 | 0.23782 | 0.0001 | 0.31619 | 0.70816 | 0.0001 | 0
3237 | 1 | 9.7507e-05 | 3.7919e-05 | 0 | 3.7595e-05 | 0.00011416 | 0 | 0.23856 | 0.0001 | 0.31627 | 0.70823 | 0.0001 | 0
3238 | 1 | 0.0001027 | 6.1578e-05 | 0 | 2.3497e-05 | 0.00011416 | 0 | 0.20705 | 0.0001 | 0.31633 | 0.70831 | 0.0001 | 0
3239 | 1 | 0.000104 | 6.2718e-05 | 0 | 9.3987e-06 | 0.00011416 | 0 | 0.17197 | 0.0001 | 0.31641 | 0.70841 | 0.0001 | 0
3240 | 1 | 9.2597e-05 | 9.7797e-05 | 0 | 5.8742e-06 | 0.00011416 | 0 | 0.1284 | 0.0001 | 0.31649 | 0.70848 | 0.0001 | 0
3241 | 1 | 8.6807e-05 | 0.000116 | 0 | 2.3497e-06 | 0.00011416 | 0 | 0.10002 | 0.0001 | 0.31656 | 0.70856 | 0.0001 | 0
3242 | 1 | 8.2367e-05 | 0.0001332 | 0 | 1.1748e-06 | 0.00011416 | 0 | 0.07693 | 0.0001 | 0.31663 | 0.70863 | 0.0001 | 0
3243 | 1 | 7.9207e-05 | 0.000118 | 0 | 1.4098e-05 | 0.00011416 | 0 | 0.082635 | 0.0001 | 0.3167 | 0.70873 | 0.0001 | 0
3244 | 1 | 7.6278e-05 | 0.000121 | 0 | 3.7595e-05 | 0.00011416 | 0 | 0.072559 | 0.0001 | 0.31678 | 0.7088 | 0.0001 | 0
3245 | 1 | 7.1318e-05 | 0.0001379 | 0 | 9.3987e-05 | 0.00011416 | 0 | 0.071357 | 0.0001 | 0.31684 | 0.70888 | 0.0001 | 0
3246 | 1 | 7.7308e-05 | 0.0001433 | 0 | 0.0001821 | 0.00011416 | 0.078968 | 0.046361 | 0.0001 | 0.31692 | 0.70896 | 0.0001 | 0
3247 | 1 | 8.5927e-05 | 0.0001284 | 0 | 0.0001586 | 0.00011416 | 0.2369 | 0.10698 | 0.0001 | 0.31699 | 0.70903 | 0.0001 | 0
3248 | 1 | 9.8137e-05 | 8.8838e-05 | 0 | 0.00014685 | 0.00011416 | 0.38607 | 0.12713 | 0.0001 | 0.31706 | 0.70913 | 0.0001 | 0
3249 | 1 | 0.000108 | 7.9708e-05 | 0 | 0.00016448 | 0.00011416 | 0.47381 | 0.10936 | 0.0001 | 0.31713 | 0.7092 | 0.0001 | 0.1524
3250 | 1 | 0.0001145 | 6.6118e-05 | 0 | 0.00018797 | 0.00011416 | 0.544 | 0.16925 | 0.0001 | 0.31722 | 0.70928 | 0.0001 | 0.11024
3251 | 1 | 0.0001188 | 5.1979e-05 | 0 | 0.00020677 | 0.00011416 | 0.53523 | 0.2298 | 0.0001 | 0.31729 | 0.70936 | 0.0001 | 0.13958
3252 | 1 | 0.000123 | 4.1299e-05 | 0 | 0.00018797 | 0.00011416 | 0.49136 | 0.30819 | 0.0001 | 0.31736 | 0.70945 | 0.0001 | 0.35516
3253 | 1 | 0.0001195 | 3.2629e-05 | 0 | 0.00019032 | 0.00011416 | 0.42994 | 0.3515 | 0.0001 | 0.31743 | 0.70953 | 0.0001 | 0.53204
3254 | 1 | 0.0001194 | 0 | 0 | 0.00021382 | 0.00011416 | 0.40361 | 0.39998 | 0.0001 | 0.31751 | 0.70961 | 0.0001 | 0.31798
3255 | 1 | 0.000116 | 0 | 0 | 0.00022322 | 0.00011416 | 0.32465 | 0.44839 | 0.0001 | 0.31757 | 0.70967 | 0.0001 | 0.23464
3256 | 1 | 0.0001145 | 0 | 0 | 0.00022322 | 0.00011416 | 0.24568 | 0.49601 | 0.0001 | 0.31765 | 0.70978 | 0.0001 | 0.19612
3257 | 1 | 0.0001133 | 0 | 0 | 0.00016448 | 0.00011416 | 0.12284 | 0.52307 | 0.0001 | 0.31772 | 0.70985 | 0.0001 | 0.18785
3258 | 1 | 0.0001141 | 0 | 0 | 0.00011748 | 0.00011416 | 0.078968 | 0.51663 | 0.0001 | 0.31779 | 0.70992 | 0.0001 | 0.14498
3259 | 1 | 0.0001154 | 0 | 0 | 8.8113e-05 | 0.00011416 | 0.0087742 | 0.44355 | 0.0001 | 0.31787 | 0.71 | 0.0001 | 0.045759
3260 | 1 | 0.0001124 | 0 | 0 | 5.8742e-05 | 0.00011416 | 0 | 0.44275 | 0.0001 | 0.31794 | 0.7101 | 0.0001 | 0
3261 | 1 | 0.0001086 | 8.0228e-06 | 0 | 3.7595e-05 | 0.00011416 | 0 | 0.47624 | 0.0001 | 0.31801 | 0.71017 | 0.0001 | 0
3262 | 1 | 0.0001111 | 2.4359e-05 | 0 | 2.3497e-05 | 0.00011416 | 0 | 0.54489 | 0.0001 | 0.31808 | 0.71024 | 0.0001 | 0
3263 | 1 | 0.000109 | 3.6279e-05 | 0 | 9.3987e-06 | 0.00011416 | 0 | 0.64828 | 0.0001 | 0.31816 | 0.71032 | 0.0001 | 0
3264 | 1 | 9.8567e-05 | 6.4388e-05 | 0 | 5.8742e-06 | 0.00011416 | 0 | 0.73675 | 0.0001 | 0.31823 | 0.71043 | 0.0001 | 0
3265 | 1 | 9.3757e-05 | 7.0048e-05 | 0 | 2.3497e-06 | 0.00011416 | 0 | 0.80181 | 0.0001 | 0.3183 | 0.71049 | 0.0001 | 0
3266 | 1 | 8.8317e-05 | 8.0688e-05 | 0 | 1.1748e-06 | 0.00011416 | 0 | 0.80267 | 0.0001 | 0.31837 | 0.71057 | 0.0001 | 0
3267 | 1 | 8.2177e-05 | 8.6068e-05 | 0 | 1.4098e-05 | 0.00011416 | 0 | 0.81554 | 0.0001 | 0.31844 | 0.71065 | 0.0001 | 0
3268 | 1 | 7.7428e-05 | 9.9897e-05 | 0 | 3.7595e-05 | 0.00011416 | 0 | 0.82728 | 0.0001 | 0.31852 | 0.71074 | 0.0001 | 0
3269 | 1 | 7.1008e-05 | 0.0001184 | 0 | 9.3987e-05 | 0.00011416 | 0 | 0.85566 | 0.0001 | 0.3186 | 0.71082 | 0.0001 | 0
3270 | 1 | 7.3328e-05 | 0.0001243 | 0 | 0.0001821 | 0.00011416 | 0.026323 | 0.83988 | 0.0001 | 0.31867 | 0.71089 | 0.0001 | 0
3271 | 1 | 7.6248e-05 | 0.0001076 | 0 | 0.0001586 | 0.00011416 | 0.052645 | 0.82051 | 0.0001 | 0.31874 | 0.71097 | 0.0001 | 0.041073
3272 | 1 | 8.2747e-05 | 7.1918e-05 | 0 | 0.00014685 | 0.00011416 | 0.11406 | 0.82144 | 0.0001 | 0.31881 | 0.71105 | 0.0001 | 0.17666
3273 | 1 | 9.2777e-05 | 4.7099e-05 | 0 | 0.00016448 | 0.00011416 | 0.16671 | 0.82144 | 0.0001 | 0.31889 | 0.71114 | 0.0001 | 0.21009
3274 | 1 | 0.0001003 | 2.5059e-05 | 0 | 0.00018797 | 0.00011416 | 0.21936 | 0.82144 | 0.0001 | 0.31895 | 0.71122 | 0.0001 | 0.27354
3275 | 1 | 0.0001043 | 9.9247e-06 | 0 | 0.00020677 | 0.00011416 | 0.29832 | 0.81859 | 0.0001 | 0.31903 | 0.71129 | 0.0001 | 0.41856
3276 | 1 | 0.0001082 | 0 | 0 | 0.00018797 | 0.00011416 | 0.29832 | 0.83431 | 0.0001 | 0.3191 | 0.71136 | 0.0001 | 0.43909
3277 | 1 | 0.0001076 | 0 | 0 | 0.00019032 | 0.00011416 | 0.26323 | 0.83431 | 0.0001 | 0.31917 | 0.71147 | 0.0001 | 0.39364
3278 | 1 | 0.0001066 | 0 | 0 | 0.00021382 | 0.00011416 | 0.28077 | 0.84034 | 0.0001 | 0.31924 | 0.71154 | 0.0001 | 0.42103
3279 | 1 | 0.000104 | 0 | 0 | 0.00022322 | 0.00011416 | 0.272 | 0.84559 | 0.0001 | 0.31933 | 0.71161 | 0.0001 | 0.44031
3280 | 1 | 0.0001022 | 0 | 0 | 0.00022322 | 0.00011416 | 0.25445 | 0.83749 | 0.0001 | 0.31939 | 0.71169 | 0.0001 | 0.43483
3281 | 1 | 0.0001002 | 0 | 0 | 0.00016448 | 0.00011416 | 0.16671 | 0.82741 | 0.0001 | 0.31947 | 0.71179 | 0.0001 | 0.42345
3282 | 1 | 0.0001002 | 0 | 0 | 0.00011748 | 0.00011416 | 0.087742 | 0.82741 | 0.0001 | 0.31954 | 0.71187 | 0.0001 | 0.18849
3283 | 1 | 0.0001016 | 0 | 0 | 8.8113e-05 | 0.00011416 | 0.0087742 | 0.80665 | 0.0001 | 0.31961 | 0.71193 | 0.0001 | 0.083365
3284 | 1 | 9.9967e-05 | 0 | 0 | 5.8742e-05 | 0.00011416 | 0 | 0.78808 | 0.0001 | 0.31968 | 0.71201 | 0.0001 | 0
3285 | 1 | 9.8047e-05 | 0 | 0 | 3.7595e-05 | 0.00011416 | 0 | 0.78808 | 0.0001 | 0.31976 | 0.71212 | 0.0001 | 0
3286 | 1 | 0.0001032 | 9.5407e-06 | 0 | 2.3497e-05 | 0.00011416 | 0 | 0.77681 | 0.0001 | 0.31982 | 0.71218 | 0.0001 | 0
3287 | 1 | 0.0001021 | 2.5119e-05 | 0 | 9.3987e-06 | 0.00011416 | 0 | 0.73277 | 0.0001 | 0.3199 | 0.71226 | 0.0001 | 0
3288 | 1 | 9.3997e-05 | 4.0459e-05 | 0 | 5.8742e-06 | 0.00011416 | 0 | 0.68111 | 0.0001 | 0.31998 | 0.71234 | 0.0001 | 0
3289 | 1 | 8.8637e-05 | 5.3709e-05 | 0 | 2.3497e-06 | 0.00011416 | 0 | 0.6254 | 0.0001 | 0.32005 | 0.71243 | 0.0001 | 0
3290 | 1 | 8.2677e-05 | 6.5618e-05 | 0 | 1.1748e-06 | 0.00011416 | 0 | 0.55165 | 0.0001 | 0.32012 | 0.71251 | 0.0001 | 0
3291 | 1 | 7.8227e-05 | 6.5448e-05 | 0 | 1.4098e-05 | 0.00011416 | 0 | 0.42995 | 0.0001 | 0.32019 | 0.71258 | 0.0001 | 0
3292 | 1 | 7.4208e-05 | 7.6698e-05 | 0 | 3.7595e-05 | 0.00011416 | 0 | 0.34885 | 0.0001 | 0.32027 | 0.71266 | 0.0001 | 0
3293 | 1 | 6.8158e-05 | 0.0001013 | 0 | 9.3987e-05 | 0.00011416 | 0 | 0.31256 | 0.0001 | 0.32033 | 0.71276 | 0.0001 | 0
3294 | 1 | 6.7458e-05 | 0.0001201 | 0 | 0.0001821 | 0.00011416 | 0.070194 | 0.25652 | 0.0001 | 0.32041 | 0.71283 | 0.0001 | 0
3295 | 1 | 6.7248e-05 | 0.0001063 | 0 | 0.0001586 | 0.00011416 | 0.21058 | 0.15273 | 0.0001 | 0.32048 | 0.71291 | 0.0001 | 0.052907
3296 | 1 | 7.1528e-05 | 6.8958e-05 | 0 | 0.00014685 | 0.00011416 | 0.33342 | 0.10943 | 0.0001 | 0.32055 | 0.71298 | 0.0001 | 0.23605
3297 | 1 | 7.9997e-05 | 3.2279e-05 | 0 | 0.00016448 | 0.00011416 | 0.42994 | 0.062142 | 0.0001 | 0.32062 | 0.71306 | 0.0001 | 0.30757
3298 | 1 | 8.8677e-05 | 0 | 0 | 0.00018797 | 0.00011416 | 0.51768 | 0.029708 | 0.0001 | 0.32071 | 0.71316 | 0.0001 | 0.36268
3299 | 1 | 9.2737e-05 | 0 | 0 | 0.00020677 | 0.00011416 | 0.58787 | 0.040192 | 0.0001 | 0.32078 | 0.71323 | 0.0001 | 0.60163
3300 | 1 | 9.6147e-05 | 0 | 0 | 0.00018797 | 0.00011416 | 0.64052 | 0.045831 | 0.0001 | 0.32085 | 0.71331 | 0.0001 | 0.65714
3301 | 1 | 9.6777e-05 | 0 | 0 | 0.00019032 | 0.00011416 | 0.64052 | 0.039331 | 0.0001 | 0.32092 | 0.71338 | 0.0001 | 0.66659
3302 | 1 | 9.3787e-05 | 0 | 0 | 0.00021382 | 0.00011416 | 0.62297 | 0.050731 | 0.0001 | 0.321 | 0.71348 | 0.0001 | 0.5164
3303 | 1 | 9.0267e-05 | 0 | 0 | 0.00022322 | 0.00011416 | 0.51768 | 0.064525 | 0.0001 | 0.32106 | 0.71356 | 0.0001 | 0.26362
3304 | 1 | 8.9717e-05 | 0 | 0 | 0.00022322 | 0.00011416 | 0.37729 | 0.078651 | 0.0001 | 0.32114 | 0.71362 | 0.0001 | 0.42057
3305 | 1 | 9.1277e-05 | 0 | 0 | 0.00016448 | 0.00011416 | 0.26323 | 0.081046 | 0.0001 | 0.3212 | 0.7137 | 0.0001 | 0.33684
3306 | 1 | 9.5717e-05 | 0 | 0 | 0.00011748 | 0.00011416 | 0.11406 | 0.10738 | 0.0001 | 0.32128 | 0.7138 | 0.0001 | 0.13128
3307 | 1 | 0.0001007 | 0 | 0 | 8.8113e-05 | 0.00011416 | 0.0087742 | 0.13775 | 0.0001 | 0.32135 | 0.71387 | 0.0001 | 0.032015
3308 | 1 | 0.000101 | 0 | 0 | 5.8742e-05 | 0.00011416 | 0 | 0.22071 | 0.0001 | 0.32143 | 0.71395 | 0.0001 | 0
3309 | 1 | 0.000101 | 0 | 0 | 3.7595e-05 | 0.00011416 | 0 | 0.26309 | 0.0001 | 0.3215 | 0.71402 | 0.0001 | 0
3310 | 1 | 0.0001058 | 0 | 0 | 2.3497e-05 | 0.00011416 | 0 | 0.29857 | 0.0001 | 0.32157 | 0.71413 | 0.0001 | 0
3311 | 1 | 0.0001041 | 0 | 0 | 9.3987e-06 | 0.00011416 | 0 | 0.2877 | 0.0001 | 0.32165 | 0.7142 | 0.0001 | 0
3312 | 1 | 9.4857e-05 | 0 | 0 | 5.8742e-06 | 0.00011416 | 0 | 0.33896 | 0.0001 | 0.32172 | 0.71427 | 0.0001 | 0
3313 | 1 | 9.1037e-05 | 0 | 0 | 2.3497e-06 | 0.00011416 | 0 | 0.36721 | 0.0001 | 0.32179 | 0.71435 | 0.0001 | 0
3314 | 1 | 8.5087e-05 | 2.7749e-05 | 0 | 1.1748e-06 | 0.00011416 | 0 | 0.36436 | 0.0001 | 0.44491 | 0.71444 | 0.0001 | 0
3315 | 1 | 8.1117e-05 | 4.2559e-05 | 0 | 1.4098e-05 | 0.00011416 | 0 | 0.43055 | 0.0001 | 0.44499 | 0.71452 | 0.0001 | 0
3316 | 1 | 7.8157e-05 | 5.6249e-05 | 0 | 3.7595e-05 | 0.00011416 | 0 | 0.40018 | 0.0001 | 0.44505 | 0.7146 | 0.0001 | 0
3317 | 1 | 7.5058e-05 | 6.9008e-05 | 0 | 9.3987e-05 | 0.00011416 | 0 | 0.3751 | 0.0001 | 0.44513 | 0.71467 | 0.0001 | 0
3318 | 1 | 8.5547e-05 | 8.1408e-05 | 0 | 0.0001821 | 0.00011416 | 0.026323 | 0.37338 | 0.0001 | 0.4452 | 0.71477 | 0.0001 | 0
3319 | 1 | 0.000103 | 7.5148e-05 | 0 | 0.0001586 | 0.00011416 | 0.078968 | 0.25892 | 0.0001 | 0.44528 | 0.71485 | 0.0001 | 0
3320 | 1 | 0.0001222 | 5.5789e-05 | 0 | 0.00014685 | 0.00011416 | 0.14039 | 0.24486 | 0.0001 | 0.44535 | 0.71492 | 0.0001 | 0.032739
3321 | 1 | 0.0001339 | 4.8979e-05 | 0 | 0.00016448 | 0.00011416 | 0.21936 | 0.31588 | 0.0001 | 0.44542 | 0.715 | 0.0001 | 0.11183
3322 | 1 | 0.0001367 | 3.9359e-05 | 0 | 0.00018797 | 0.00011416 | 0.33342 | 0.3143 | 0.0001 | 0.4455 | 0.71506 | 0.0001 | 0.35704
3323 | 1 | 0.0001414 | 2.3069e-05 | 0 | 0.00020677 | 0.00011416 | 0.40361 | 0.29008 | 0.0001 | 0.44557 | 0.71517 | 0.0001 | 0.45031
3324 | 1 | 0.0001478 | 1.042e-05 | 0 | 0.00018797 | 0.00011416 | 0.47381 | 0.25738 | 0.0001 | 0.44564 | 0.71525 | 0.0001 | 0.53301
3325 | 1 | 0.0001383 | 0 | 0 | 0.00019032 | 0.00011416 | 0.45626 | 0.23398 | 0.0001 | 0.44571 | 0.71532 | 0.0001 | 0.3505
3326 | 1 | 0.0001405 | 0 | 0 | 0.00021382 | 0.00011416 | 0.37729 | 0.20434 | 0.0001 | 0.44578 | 0.71539 | 0.0001 | 0.36234
3327 | 1 | 0.000139 | 0 | 0 | 0.00022322 | 0.00011416 | 0.32465 | 0.16514 | 0.0001 | 0.44585 | 0.71549 | 0.0001 | 0.14664
3328 | 1 | 0.0001365 | 1.046e-05 | 0 | 0.00022322 | 0.00011416 | 0.28077 | 0.12926 | 0.0001 | 0.44593 | 0.71557 | 0.0001 | 0.37295
3329 | 1 | 0.0001334 | 1.79e-05 | 0 | 0.00016448 | 0.00011416 | 0.20181 | 0.079115 | 0.0001 | 0.446 | 0.71564 | 0.0001 | 0.2338
3330 | 1 | 0.0001298 | 1.091e-05 | 0 | 0.00011748 | 0.00011416 | 0.10529 | 0.062473 | 0.0001 | 0.44608 | 0.71571 | 0.0001 | 0.099487
3331 | 1 | 0.0001297 | 1.182e-05 | 0 | 8.8113e-05 | 0.00011416 | 0.0087742 | 0.057562 | 0.0001 | 0.44615 | 0.71582 | 0.0001 | 0.042308
3332 | 1 | 0.0001248 | 1.9869e-05 | 0 | 5.8742e-05 | 0.00011416 | 0 | 0.059162 | 0.0001 | 0.44622 | 0.71589 | 0.0001 | 0
3333 | 1 | 0.0001211 | 2.6549e-05 | 0 | 3.7595e-05 | 0.00011416 | 0 | 0.068046 | 0.0001 | 0.44629 | 0.71596 | 0.0001 | 0
3334 | 1 | 0.0001204 | 4.5039e-05 | 0 | 2.3497e-05 | 0.00011416 | 0 | 0.07779 | 0.0001 | 0.44637 | 0.71604 | 0.0001 | 0
3335 | 1 | 0.0001137 | 6.2738e-05 | 0 | 9.3987e-06 | 0.00011416 | 0 | 0.067715 | 0.0001 | 0.44643 | 0.71613 | 0.0001 | 0
3336 | 1 | 0.0001008 | 8.3148e-05 | 0 | 5.8742e-06 | 0.00011416 | 0 | 0.051934 | 0.0001 | 0.44651 | 0.71621 | 0.0001 | 0
3337 | 1 | 9.5477e-05 | 8.9118e-05 | 0 | 2.3497e-06 | 0.00011416 | 0 | 0.050731 | 0.0001 | 0.44658 | 0.71629 | 0.0001 | 0
3338 | 1 | 9.1327e-05 | 9.4958e-05 | 0 | 1.1748e-06 | 0.00011416 | 0 | 0.076599 | 0.0001 | 0.44665 | 0.71636 | 0.0001 | 0
3339 | 1 | 8.7977e-05 | 8.6298e-05 | 0 | 1.4098e-05 | 0.00011416 | 0 | 0.10651 | 0.0001 | 0.44673 | 0.71646 | 0.0001 | 0
3340 | 1 | 8.4377e-05 | 9.3918e-05 | 0 | 3.7595e-05 | 0.00011416 | 0 | 0.11135 | 0.0001 | 0.44681 | 0.71653 | 0.0001 | 0
3341 | 1 | 8.0967e-05 | 0.000107 | 0 | 9.3987e-05 | 0.00011416 | 0 | 0.099277 | 0.0001 | 0.44688 | 0.71661 | 0.0001 | 0
3342 | 1 | 8.9567e-05 | 0.0001148 | 0 | 0.0001821 | 0.00011416 | 0.070194 | 0.074612 | 0.0001 | 0.44695 | 0.71669 | 0.0001 | 0
3343 | 1 | 0.0001048 | 0.0001049 | 0 | 0.0001586 | 0.00011416 | 0.21058 | 0.06532 | 0.0001 | 0.44702 | 0.71678 | 0.0001 | 0.0038336
3344 | 1 | 0.0001233 | 8.0988e-05 | 0 | 0.00014685 | 0.00011416 | 0.32465 | 0.11957 | 0.0001 | 0.4471 | 0.71686 | 0.0001 | 0.086782
3345 | 1 | 0.0001335 | 7.1178e-05 | 0 | 0.00016448 | 0.00011416 | 0.38607 | 0.13808 | 0.0001 | 0.44716 | 0.71694 | 0.0001 | 0.15406
3346 | 1 | 0.0001362 | 5.8808e-05 | 0 | 0.00018797 | 0.00011416 | 0.42116 | 0.15864 | 0.0001 | 0.44724 | 0.71701 | 0.0001 | 0.2473
3347 | 1 | 0.0001407 | 4.5379e-05 | 0 | 0.00020677 | 0.00011416 | 0.40361 | 0.16792 | 0.0001 | 0.44731 | 0.71711 | 0.0001 | 0.30243
3348 | 1 | 0.0001478 | 2.9339e-05 | 0 | 0.00018797 | 0.00011416 | 0.44748 | 0.20108 | 0.0001 | 0.44739 | 0.71718 | 0.0001 | 0.4558
3349 | 1 | 0.000137 | 2.2599e-05 | 0 | 0.00019032 | 0.00011416 | 0.41239 | 0.24718 | 0.0001 | 0.44746 | 0.71726 | 0.0001 | 0.50658
3350 | 1 | 0.0001391 | 9.1528e-06 | 0 | 0.00021382 | 0.00011416 | 0.40361 | 0.25765 | 0.0001 | 0.44753 | 0.71733 | 0.0001 | 0.49034
3351 | 1 | 0.000138 | 0 | 0 | 0.00022322 | 0.00011416 | 0.36852 | 0.24392 | 0.0001 | 0.4476 | 0.7174 | 0.0001 | 0.54628
3352 | 1 | 0.0001354 | 0 | 0 | 0.00022322 | 0.00011416 | 0.31587 | 0.23186 | 0.0001 | 0.44767 | 0.71751 | 0.0001 | 0.4634
3353 | 1 | 0.000133 | 0 | 0 | 0.00016448 | 0.00011416 | 0.2369 | 0.19352 | 0.0001 | 0.44775 | 0.71758 | 0.0001 | 0.3804
3354 | 1 | 0.000129 | 0 | 0 | 0.00011748 | 0.00011416 | 0.12284 | 0.19034 | 0.0001 | 0.44781 | 0.71765 | 0.0001 | 0.17537
3355 | 1 | 0.0001284 | 0 | 0 | 8.8113e-05 | 0.00011416 | 0.0087742 | 0.22257 | 0.0001 | 0.44789 | 0.71773 | 0.0001 | 0.025757
3356 | 1 | 0.0001247 | 0 | 0 | 5.8742e-05 | 0.00011416 | 0 | 0.2993 | 0.0001 | 0.44796 | 0.71783 | 0.0001 | 0
3357 | 1 | 0.0001217 | 0 | 0 | 3.7595e-05 | 0.00011416 | 0 | 0.36476 | 0.0001 | 0.44803 | 0.7179 | 0.0001 | 0
3358 | 1 | 0.0001228 | 1.459e-05 | 0 | 2.3497e-05 | 0.00011416 | 0 | 0.40031 | 0.0001 | 0.44811 | 0.71798 | 0.0001 | 0
3359 | 1 | 0.0001176 | 3.1639e-05 | 0 | 9.3987e-06 | 0.00011416 | 0 | 0.40959 | 0.0001 | 0.44819 | 0.71805 | 0.0001 | 0
3360 | 1 | 0.0001038 | 5.9018e-05 | 0 | 5.8742e-06 | 0.00011416 | 0 | 0.42087 | 0.0001 | 0.44826 | 0.71815 | 0.0001 | 0
3361 | 1 | 9.8897e-05 | 5.2049e-05 | 0 | 2.3497e-06 | 0.00011416 | 0 | 0.46159 | 0.0001 | 0.44833 | 0.71822 | 0.0001 | 0
3362 | 1 | 9.4277e-05 | 6.4878e-05 | 0 | 1.1748e-06 | 0.00011416 | 0 | 0.44667 | 0.0001 | 0.4484 | 0.7183 | 0.0001 | 0
3363 | 1 | 8.9367e-05 | 6.5838e-05 | 0 | 1.4098e-05 | 0.00011416 | 0 | 0.44627 | 0.0001 | 0.44848 | 0.71838 | 0.0001 | 0
3364 | 1 | 8.5907e-05 | 6.4158e-05 | 0 | 3.7595e-05 | 0.00011416 | 0 | 0.44958 | 0.0001 | 0.44856 | 0.71847 | 0.0001 | 0
3365 | 1 | 8.4387e-05 | 4.9139e-05 | 0 | 9.3987e-05 | 0.00011416 | 0 | 0.44872 | 0.0001 | 0.44863 | 0.71855 | 0.0001 | 0
3366 | 1 | 9.2587e-05 | 6.0008e-05 | 0 | 0.0001821 | 0.00011416 | 0.061419 | 0.33585 | 0.0001 | 0.44872 | 0.71862 | 0.0001 | 0
3367 | 1 | 0.0001099 | 4.5499e-05 | 0 | 0.0001586 | 0.00011416 | 0.18426 | 0.45602 | 0.0001 | 0.44879 | 0.7187 | 0.0001 | 0
3368 | 1 | 0.0001276 | 4.5749e-05 | 0 | 0.00014685 | 0.00011416 | 0.272 | 0.53347 | 0.0001 | 0.44887 | 0.7188 | 0.0001 | 0.014476
3369 | 1 | 0.0001386 | 3.8329e-05 | 0 | 0.00016448 | 0.00011416 | 0.34219 | 0.56895 | 0.0001 | 0.44895 | 0.71887 | 0.0001 | 0.12743
3370 | 1 | 0.0001411 | 3.0609e-05 | 0 | 0.00018797 | 0.00011416 | 0.44748 | 0.59442 | 0.0001 | 0.44902 | 0.71895 | 0.0001 | 0.17863
3371 | 1 | 0.0001462 | 1.9839e-05 | 0 | 0.00020677 | 0.00011416 | 0.5089 | 0.58275 | 0.0001 | 0.4491 | 0.71903 | 0.0001 | 0.26745
3372 | 1 | 0.0001528 | 1.231e-05 | 0 | 0.00018797 | 0.00011416 | 0.48258 | 0.63402 | 0.0001 | 0.44918 | 0.71912 | 0.0001 | 0.41583
3373 | 1 | 0.0001435 | 0 | 0 | 0.00019032 | 0.00011416 | 0.38607 | 0.60106 | 0.0001 | 0.44926 | 0.7192 | 0.0001 | 0.40501
3374 | 1 | 0.0001433 | 0 | 0 | 0.00021382 | 0.00011416 | 0.25445 | 0.52061 | 0.0001 | 0.44934 | 0.71927 | 0.0001 | 0.51116
3375 | 1 | 0.0001408 | 0 | 0 | 0.00022322 | 0.00011416 | 0.2369 | 0.47419 | 0.0001 | 0.44942 | 0.71934 | 0.0001 | 0.54612
3376 | 1 | 0.0001381 | 0 | 0 | 0.00022322 | 0.00011416 | 0.15794 | 0.41695 | 0.0001 | 0.44949 | 0.71942 | 0.0001 | 0.54241
3377 | 1 | 0.0001345 | 0 | 0 | 0.00016448 | 0.00011416 | 0.078968 | 0.39473 | 0.0001 | 0.44957 | 0.71952 | 0.0001 | 0.43929
3378 | 1 | 0.0001295 | 0 | 0 | 0.00011748 | 0.00011416 | 0.035097 | 0.37133 | 0.0001 | 0.44965 | 0.71959 | 0.0001 | 0.28289
3379 | 1 | 0.0001281 | 0 | 0 | 8.8113e-05 | 0.00011416 | 0 | 0.39832 | 0.0001 | 0.44973 | 0.71966 | 0.0001 | 0.10549
3380 | 1 | 0.0001234 | 0 | 0 | 5.8742e-05 | 0.00011416 | 0 | 0.43904 | 0.0001 | 0.44981 | 0.71974 | 0.0001 | 0.019314
3381 | 1 | 0.0001192 | 0 | 0 | 3.7595e-05 | 0.00011416 | 0 | 0.47452 | 0.0001 | 0.44988 | 0.71984 | 0.0001 | 0
3382 | 1 | 0.0001238 | 0 | 0 | 2.3497e-05 | 0.00011416 | 0 | 0.51571 | 0.0001 | 0.44996 | 0.71991 | 0.0001 | 0
3383 | 1 | 0.0001214 | 0 | 0 | 9.3987e-06 | 0.00011416 | 0 | 0.55895 | 0.0001 | 0.45004 | 0.71999 | 0.0001 | 0
3384 | 1 | 0.0001101 | 1.385e-05 | 0 | 5.8742e-06 | 0.00011416 | 0 | 0.59695 | 0.0001 | 0.45012 | 0.72007 | 0.0001 | 0
3385 | 1 | 0.0001031 | 2.1319e-05 | 0 | 2.3497e-06 | 0.00011416 | 0 | 0.59224 | 0.0001 | 0.4502 | 0.72016 | 0.0001 | 0
3386 | 1 | 9.8927e-05 | 2.8709e-05 | 0 | 1.1748e-06 | 0.00011416 | 0 | 0.58169 | 0.0001 | 0.45027 | 0.72016 | 0.0001 | 0
3387 | 1 | 9.3007e-05 | 4.3459e-05 | 0 | 1.4098e-05 | 0.00011416 | 0 | 0.60026 | 0.0001 | 0.45035 | 0.72004 | 0.0001 | 0
3388 | 1 | 8.9667e-05 | 4.0119e-05 | 0 | 3.7595e-05 | 0.00011416 | 0 | 0.62168 | 0.0001 | 0.45043 | 0.71991 | 0.0001 | 0
3389 | 1 | 8.5817e-05 | 4.1819e-05 | 0 | 9.3987e-05 | 0.00011416 | 0 | 0.58336 | 0.0001 | 0.45051 | 0.71982 | 0.0001 | 0
3390 | 1 | 9.5767e-05 | 3.2829e-05 | 0 | 0.0001821 | 0.00011416 | 0.026323 | 0.53938 | 0.0001 | 0.45059 | 0.71969 | 0.0001 | 0
3391 | 1 | 0.000111 | 3.2169e-05 | 0 | 0.0001586 | 0.00011416 | 0.087742 | 0.52327 | 0.0001 | 0.45066 | 0.71957 | 0.0001 | 0.0057804
3392 | 1 | 0.0001266 | 2.7399e-05 | 0 | 0.00014685 | 0.00011416 | 0.21936 | 0.56319 | 0.0001 | 0.45073 | 0.71945 | 0.0001 | 0.088391
3393 | 1 | 0.0001373 | 1.55e-05 | 0 | 0.00016448 | 0.00011416 | 0.33342 | 0.66751 | 0.0001 | 0.45082 | 0.71934 | 0.0001 | 0.17108
3394 | 1 | 0.0001405 | 0 | 0 | 0.00018797 | 0.00011416 | 0.38607 | 0.69775 | 0.0001 | 0.4509 | 0.71922 | 0.0001 | 0.47371
3395 | 1 | 0.0001435 | 0 | 0 | 0.00020677 | 0.00011416 | 0.37729 | 0.69583 | 0.0001 | 0.45097 | 0.71909 | 0.0001 | 0.6593
3396 | 1 | 0.0001482 | 0 | 0 | 0.00018797 | 0.00011416 | 0.33342 | 0.66062 | 0.0001 | 0.45106 | 0.719 | 0.0001 | 0.75616
3397 | 1 | 0.0001385 | 0 | 0 | 0.00019032 | 0.00011416 | 0.3071 | 0.50874 | 0.0001 | 0.45112 | 0.71887 | 0.0001 | 0.783
3398 | 1 | 0.0001401 | 0 | 0 | 0.00021382 | 0.00011416 | 0.22813 | 0.42644 | 0.0001 | 0.45121 | 0.71875 | 0.0001 | 0.68414
3399 | 1 | 0.000139 | 0 | 0 | 0.00022322 | 0.00011416 | 0.21058 | 0.30586 | 0.0001 | 0.45129 | 0.71862 | 0.0001 | 0.70784
3400 | 1 | 0.0001361 | 0 | 0 | 0.00022322 | 0.00011416 | 0.18426 | 0.21912 | 0.0001 | 0.45136 | 0.71852 | 0.0001 | 0.48404
3401 | 1 | 0.0001343 | 0 | 0 | 0.00016448 | 0.00011416 | 0.11406 | 0.13303 | 0.0001 | 0.45145 | 0.7184 | 0.0001 | 0.42552
3402 | 1 | 0.0001294 | 0 | 0 | 0.00011748 | 0.00011416 | 0.061419 | 0.10751 | 0.0001 | 0.45152 | 0.71827 | 0.0001 | 0.32256
3403 | 1 | 0.0001283 | 0 | 0 | 8.8113e-05 | 0.00011416 | 0 | 0.06532 | 0.0001 | 0.45159 | 0.71815 | 0.0001 | 0.12108
3404 | 1 | 0.0001249 | 0 | 0 | 5.8742e-05 | 0.00011416 | 0 | 0.042642 | 0.0001 | 0.45168 | 0.71805 | 0.0001 | 0
3405 | 1 | 0.0001196 | 0 | 0 | 3.7595e-05 | 0.00011416 | 0 | 0.037731 | 0.0001 | 0.45175 | 0.71793 | 0.0001 | 0
3406 | 1 | 0.0001223 | 0 | 0 | 2.3497e-05 | 0.00011416 | 0 | 0.035744 | 0.0001 | 0.45183 | 0.7178 | 0.0001 | 0
3407 | 1 | 0.0001198 | 0 | 0 | 9.3987e-06 | 0.00011416 | 0 | 0.029708 | 0.0001 | 0.45191 | 0.71768 | 0.0001 | 0
3408 | 1 | 0.0001096 | 0 | 0 | 5.8742e-06 | 0.00011416 | 0 | 0.032566 | 0.0001 | 0.45198 | 0.71758 | 0.0001 | 0
3409 | 1 | 0.0001049 | 0 | 0 | 2.3497e-06 | 0.00011416 | 0 | 0.0309 | 0.0001 | 0.45207 | 0.71745 | 0.0001 | 0
3410 | 1 | 9.9357e-05 | 1.753e-05 | 0 | 1.1748e-06 | 0.00011416 | 0 | 0.026 | 0.0001 | 0.45214 | 0.71733 | 0.0001 | 0
3411 | 1 | 9.4107e-05 | 2.3469e-05 | 0 | 1.4098e-05 | 0.00011416 | 0 | 0.022678 | 0.0001 | 0.45222 | 0.7172 | 0.0001 | 0
3412 | 1 | 8.9717e-05 | 2.9969e-05 | 0 | 3.7595e-05 | 0.00011416 | 0 | 0.011742 | 0.0001 | 0.4523 | 0.71711 | 0.0001 | 0
3413 | 1 | 8.3617e-05 | 5.0089e-05 | 0 | 9.3987e-05 | 0.00011416 | 0 | 0.014258 | 0.0001 | 0.45237 | 0.71698 | 0.0001 | 0
3414 | 1 | 9.0777e-05 | 6.4228e-05 | 0 | 0.0001821 | 0.00011416 | 0.052645 | 0 | 0.0001 | 0.45245 | 0.71686 | 0.0001 | 0
3415 | 1 | 0.0001054 | 5.9178e-05 | 0 | 0.0001586 | 0.00011416 | 0.15794 | 0 | 0.0001 | 0.45253 | 0.71676 | 0.0001 | 0.072762
3416 | 1 | 0.0001231 | 3.1359e-05 | 0 | 0.00014685 | 0.00011416 | 0.25445 | 0.011411 | 0.0001 | 0.45261 | 0.71664 | 0.0001 | 0.23407
3417 | 1 | 0.000135 | 0 | 0 | 0.00016448 | 0.00011416 | 0.35974 | 0.038603 | 0.0001 | 0.45269 | 0.71652 | 0.0001 | 0.40695
3418 | 1 | 0.0001377 | 0 | 0 | 0.00018797 | 0.00011416 | 0.42994 | 0.093185 | 0.0001 | 0.45276 | 0.71639 | 0.0001 | 0.56242
3419 | 1 | 0.0001401 | 0 | 0 | 0.00020677 | 0.00011416 | 0.45626 | 0.10897 | 0.0001 | 0.45284 | 0.71629 | 0.0001 | 0.69214
3420 | 1 | 0.0001454 | 0 | 0 | 0.00018797 | 0.00011416 | 0.51768 | 0.12428 | 0.0001 | 0.45293 | 0.71616 | 0.0001 | 0.77746
3421 | 1 | 0.0001359 | 0 | 0 | 0.00019032 | 0.00011416 | 0.51768 | 0.20811 | 0.0001 | 0.453 | 0.71604 | 0.0001 | 0.8115
3422 | 1 | 0.0001359 | 0 | 0 | 0.00021382 | 0.00011416 | 0.42994 | 0.24366 | 0.0001 | 0.45308 | 0.71591 | 0.0001 | 0.78169
3423 | 1 | 0.0001331 | 0 | 0 | 0.00022322 | 0.00011416 | 0.3071 | 0.21906 | 0.0001 | 0.45315 | 0.71582 | 0.0001 | 0.76263
3424 | 1 | 0.0001293 | 0 | 0 | 0.00022322 | 0.00011416 | 0.21058 | 0.19969 | 0.0001 | 0.45323 | 0.71569 | 0.0001 | 0.51649
3425 | 1 | 0.0001244 | 0 | 0 | 0.00016448 | 0.00011416 | 0.12284 | 0.22754 | 0.0001 | 0.45331 | 0.71557 | 0.0001 | 0.41595
3426 | 1 | 0.0001219 | 0 | 0 | 0.00011748 | 0.00011416 | 0.061419 | 0.24048 | 0.0001 | 0.45339 | 0.71545 | 0.0001 | 0.32633
3427 | 1 | 0.000121 | 0 | 0 | 8.8113e-05 | 0.00011416 | 0 | 0.26269 | 0.0001 | 0.45347 | 0.71534 | 0.0001 | 0.19318
3428 | 1 | 0.0001169 | 0 | 0 | 5.8742e-05 | 0.00011416 | 0 | 0.3251 | 0.0001 | 0.45354 | 0.71522 | 0.0001 | 0.041174
3429 | 1 | 0.0001124 | 0 | 0 | 3.7595e-05 | 0.00011416 | 0 | 0.4017 | 0.0001 | 0.45362 | 0.71509 | 0.0001 | 0
3430 | 1 | 0.0001153 | 0 | 0 | 2.3497e-05 | 0.00011416 | 0 | 0.46185 | 0.0001 | 0.4537 | 0.715 | 0.0001 | 0
3431 | 1 | 0.000116 | 0 | 0 | 9.3987e-06 | 0.00011416 | 0 | 0.4655 | 0.0001 | 0.45378 | 0.71487 | 0.0001 | 0
3432 | 1 | 0.0001082 | 0 | 0 | 5.8742e-06 | 0.00011416 | 0 | 0.43162 | 0.0001 | 0.45386 | 0.71475 | 0.0001 | 0
3433 | 1 | 9.9497e-05 | 3.4859e-05 | 0 | 2.3497e-06 | 0.00011416 | 0 | 0.3682 | 0.0001 | 0.45393 | 0.71463 | 0.0001 | 0
3434 | 1 | 9.4667e-05 | 4.8909e-05 | 0 | 1.1748e-06 | 0.00011416 | 0 | 0.32702 | 0.0001 | 0.45401 | 0.71452 | 0.0001 | 0
3435 | 1 | 8.8447e-05 | 5.2179e-05 | 0 | 1.4098e-05 | 0.00011416 | 0 | 0.30441 | 0.0001 | 0.45409 | 0.7144 | 0.0001 | 0
3436 | 1 | 8.2527e-05 | 6.9178e-05 | 0 | 3.7595e-05 | 0.00011416 | 0 | 0.31906 | 0.0001 | 0.45417 | 0.71427 | 0.0001 | 0
3437 | 1 | 7.4358e-05 | 9.5597e-05 | 0 | 9.3987e-05 | 0.00011416 | 0 | 0.34453 | 0.0001 | 0.45425 | 0.71415 | 0.0001 | 0
3438 | 1 | 7.4548e-05 | 0.0001113 | 0 | 0.0001821 | 0.00011416 | 0.026323 | 0.29134 | 0.0001 | 0.45431 | 0.71405 | 0.0001 | 0
3439 | 1 | 7.7917e-05 | 0.0001014 | 0 | 0.0001586 | 0.00011416 | 0.087742 | 0.25851 | 0.0001 | 0.4544 | 0.71393 | 0.0001 | 0.072519
3440 | 1 | 8.4497e-05 | 6.3868e-05 | 0 | 0.00014685 | 0.00011416 | 0.17548 | 0.31615 | 0.0001 | 0.45448 | 0.7138 | 0.0001 | 0.24321
3441 | 1 | 9.6397e-05 | 2.8789e-05 | 0 | 0.00016448 | 0.00011416 | 0.21936 | 0.31569 | 0.0001 | 0.45455 | 0.71368 | 0.0001 | 0.42253
3442 | 1 | 0.0001047 | 0 | 0 | 0.00018797 | 0.00011416 | 0.272 | 0.28464 | 0.0001 | 0.45464 | 0.71358 | 0.0001 | 0.57687
3443 | 1 | 0.0001075 | 0 | 0 | 0.00020677 | 0.00011416 | 0.28077 | 0.21355 | 0.0001 | 0.45472 | 0.71345 | 0.0001 | 0.70453
3444 | 1 | 0.0001091 | 0 | 0 | 0.00018797 | 0.00011416 | 0.35097 | 0.19777 | 0.0001 | 0.45479 | 0.71333 | 0.0001 | 0.77969
3445 | 1 | 0.0001084 | 0 | 0 | 0.00019032 | 0.00011416 | 0.37729 | 0.21023 | 0.0001 | 0.45487 | 0.7132 | 0.0001 | 0.81052
3446 | 1 | 0.0001078 | 0 | 0 | 0.00021382 | 0.00011416 | 0.42994 | 0.21706 | 0.0001 | 0.45494 | 0.71311 | 0.0001 | 0.81333
3447 | 1 | 0.0001057 | 0 | 0 | 0.00022322 | 0.00011416 | 0.42994 | 0.23199 | 0.0001 | 0.45503 | 0.71298 | 0.0001 | 0.73484
3448 | 1 | 0.0001037 | 0 | 0 | 0.00022322 | 0.00011416 | 0.36852 | 0.28014 | 0.0001 | 0.45511 | 0.71286 | 0.0001 | 0.57613
3449 | 1 | 0.0001016 | 0 | 0 | 0.00016448 | 0.00011416 | 0.2369 | 0.3121 | 0.0001 | 0.45518 | 0.71276 | 0.0001 | 0.47298
3450 | 1 | 0.0001012 | 0 | 0 | 0.00011748 | 0.00011416 | 0.10529 | 0.22503 | 0.0001 | 0.45526 | 0.71263 | 0.0001 | 0.221
3451 | 1 | 0.000102 | 0 | 0 | 8.8113e-05 | 0.00011416 | 0.0087742 | 0.2052 | 0.0001 | 0.45533 | 0.71251 | 0.0001 | 0.11869
3452 | 1 | 9.9877e-05 | 0 | 0 | 5.8742e-05 | 0.00011416 | 0 | 0.19233 | 0.0001 | 0.45541 | 0.71238 | 0.0001 | 0.041093
3453 | 1 | 9.7357e-05 | 0 | 0 | 3.7595e-05 | 0.00011416 | 0 | 0.1784 | 0.0001 | 0.4555 | 0.71229 | 0.0001 | 0
3454 | 1 | 0.000103 | 0 | 0 | 2.3497e-05 | 0.00011416 | 0 | 0.19213 | 0.0001 | 0.45556 | 0.71216 | 0.0001 | 0
3455 | 1 | 0.0001045 | 0 | 0 | 9.3987e-06 | 0.00011416 | 0 | 0.20513 | 0.0001 | 0.45565 | 0.71204 | 0.0001 | 0
3456 | 1 | 9.5387e-05 | 3.1039e-05 | 0 | 5.8742e-06 | 0.00011416 | 0 | 0.21773 | 0.0001 | 0.45572 | 0.71192 | 0.0001 | 0
3457 | 1 | 9.0607e-05 | 4.8719e-05 | 0 | 2.3497e-06 | 0.00011416 | 0 | 0.24638 | 0.0001 | 0.4558 | 0.71181 | 0.0001 | 0
3458 | 1 | 8.3147e-05 | 7.7228e-05 | 0 | 1.1748e-06 | 0.00011416 | 0 | 0.27536 | 0.0001 | 0.45589 | 0.71169 | 0.0001 | 0
3459 | 1 | 7.8217e-05 | 8.2618e-05 | 0 | 1.4098e-05 | 0.00011416 | 0 | 0.3056 | 0.0001 | 0.45595 | 0.71156 | 0.0001 | 0
3460 | 1 | 7.2438e-05 | 9.9487e-05 | 0 | 3.7595e-05 | 0.00011416 | 0 | 0.31933 | 0.0001 | 0.45604 | 0.71144 | 0.0001 | 0
3461 | 1 | 6.6158e-05 | 0.0001215 | 0 | 9.3987e-05 | 0.00011416 | 0 | 0.34765 | 0.0001 | 0.45611 | 0.71134 | 0.0001 | 0
3462 | 1 | 6.6138e-05 | 0.0001303 | 0 | 0.0001821 | 0.00011416 | 0.078968 | 0.29672 | 0.0001 | 0.45619 | 0.71122 | 0.0001 | 0
3463 | 1 | 6.6008e-05 | 0.0001158 | 0 | 0.0001586 | 0.00011416 | 0.22813 | 0.23039 | 0.0001 | 0.45627 | 0.71109 | 0.0001 | 0.035436
3464 | 1 | 7.1458e-05 | 7.4838e-05 | 0 | 0.00014685 | 0.00011416 | 0.36852 | 0.22549 | 0.0001 | 0.45634 | 0.71097 | 0.0001 | 0.21751
3465 | 1 | 8.0557e-05 | 3.5359e-05 | 0 | 0.00016448 | 0.00011416 | 0.50013 | 0.17574 | 0.0001 | 0.45642 | 0.71087 | 0.0001 | 0.31773
3466 | 1 | 8.8387e-05 | 1.389e-05 | 0 | 0.00018797 | 0.00011416 | 0.59665 | 0.16434 | 0.0001 | 0.45651 | 0.71074 | 0.0001 | 0.48241
3467 | 1 | 9.3097e-05 | 0 | 0 | 0.00020677 | 0.00011416 | 0.65807 | 0.16062 | 0.0001 | 0.45658 | 0.71062 | 0.0001 | 0.58823
3468 | 1 | 9.6017e-05 | 0 | 0 | 0.00018797 | 0.00011416 | 0.66684 | 0.16023 | 0.0001 | 0.45666 | 0.71052 | 0.0001 | 0.63354
3469 | 1 | 9.6497e-05 | 0 | 0 | 0.00019032 | 0.00011416 | 0.65807 | 0.16507 | 0.0001 | 0.45673 | 0.7104 | 0.0001 | 0.66322
3470 | 1 | 9.3637e-05 | 0 | 0 | 0.00021382 | 0.00011416 | 0.56155 | 0.17362 | 0.0001 | 0.45681 | 0.71027 | 0.0001 | 0.70834
3471 | 1 | 9.0727e-05 | 0 | 0 | 0.00022322 | 0.00011416 | 0.48258 | 0.17561 | 0.0001 | 0.4569 | 0.71015 | 0.0001 | 0.65259
3472 | 1 | 8.9147e-05 | 0 | 0 | 0.00022322 | 0.00011416 | 0.35974 | 0.17038 | 0.0001 | 0.45697 | 0.71004 | 0.0001 | 0.57026
3473 | 1 | 8.9187e-05 | 0 | 0 | 0.00016448 | 0.00011416 | 0.21936 | 0.13603 | 0.0001 | 0.45705 | 0.70992 | 0.0001 | 0.44297
3474 | 1 | 9.2667e-05 | 0 | 0 | 0.00011748 | 0.00011416 | 0.10529 | 0.10094 | 0.0001 | 0.45712 | 0.7098 | 0.0001 | 0.23637
3475 | 1 | 9.7047e-05 | 0 | 0 | 8.8113e-05 | 0.00011416 | 0.0087742 | 0.093715 | 0.0001 | 0.4572 | 0.70967 | 0.0001 | 0.13456
3476 | 1 | 9.6257e-05 | 0 | 0 | 5.8742e-05 | 0.00011416 | 0 | 0.087149 | 0.0001 | 0.45728 | 0.70958 | 0.0001 | 0.012555
3477 | 1 | 9.5227e-05 | 0 | 0 | 3.7595e-05 | 0.00011416 | 0 | 0.085482 | 0.0001 | 0.45736 | 0.70945 | 0.0001 | 0
3478 | 1 | 0.0001009 | 0 | 0 | 2.3497e-05 | 0.00011416 | 0 | 0.097357 | 0.0001 | 0.45744 | 0.70933 | 0.0001 | 0
3479 | 1 | 0.0001023 | 0 | 0 | 9.3987e-06 | 0.00011416 | 0 | 0.13343 | 0.0001 | 0.45751 | 0.7092 | 0.0001 | 0
3480 | 1 | 9.2617e-05 | 2.3709e-05 | 0 | 5.8742e-06 | 0.00011416 | 0 | 0.18218 | 0.0001 | 0.45759 | 0.7091 | 0.0001 | 0
3481 | 1 | 8.7507e-05 | 4.4699e-05 | 0 | 2.3497e-06 | 0.00011416 | 0 | 0.27994 | 0.0001 | 0.45767 | 0.70898 | 0.0001 | 0
3482 | 1 | 8.0237e-05 | 7.3438e-05 | 0 | 1.1748e-06 | 0.00011416 | 0 | 0.32232 | 0.0001 | 0.53268 | 0.70885 | 0.0001 | 0
3483 | 1 | 7.7068e-05 | 7.5358e-05 | 0 | 1.4098e-05 | 0.00011416 | 0 | 0.31661 | 0.0001 | 0.53275 | 0.70876 | 0.0001 | 0
3484 | 1 | 7.3488e-05 | 8.2918e-05 | 0 | 3.7595e-05 | 0.00011416 | 0 | 0.29114 | 0.0001 | 0.53283 | 0.70863 | 0.0001 | 0
3485 | 1 | 6.8988e-05 | 9.2268e-05 | 0 | 9.3987e-05 | 0.00011416 | 0 | 0.25115 | 0.0001 | 0.53291 | 0.70851 | 0.0001 | 0
3486 | 1 | 6.9448e-05 | 0.0001019 | 0 | 0.0001821 | 0.00011416 | 0.087742 | 0.17521 | 0.0001 | 0.53299 | 0.70838 | 0.0001 | 0
3487 | 1 | 7.0288e-05 | 9.3978e-05 | 0 | 0.0001586 | 0.00011416 | 0.24568 | 0.098813 | 0.0001 | 0.53307 | 0.70829 | 0.0001 | 0.062519
3488 | 1 | 7.5628e-05 | 6.1328e-05 | 0 | 0.00014685 | 0.00011416 | 0.40361 | 0.11911 | 0.0001 | 0.53314 | 0.70816 | 0.0001 | 0.23792
3489 | 1 | 8.4747e-05 | 2.8289e-05 | 0 | 0.00016448 | 0.00011416 | 0.544 | 0.18178 | 0.0001 | 0.53322 | 0.70804 | 0.0001 | 0.41461
3490 | 1 | 9.3857e-05 | 0 | 0 | 0.00018797 | 0.00011416 | 0.64929 | 0.22423 | 0.0001 | 0.5333 | 0.70791 | 0.0001 | 0.56918
3491 | 1 | 9.7807e-05 | 0 | 0 | 0.00020677 | 0.00011416 | 0.70194 | 0.27271 | 0.0001 | 0.53338 | 0.70781 | 0.0001 | 0.68742
3492 | 1 | 0.0001004 | 0 | 0 | 0.00018797 | 0.00011416 | 0.73703 | 0.32636 | 0.0001 | 0.53346 | 0.70769 | 0.0001 | 0.72494
3493 | 1 | 0.0001007 | 0 | 0 | 0.00019032 | 0.00011416 | 0.71071 | 0.34208 | 0.0001 | 0.53352 | 0.70756 | 0.0001 | 0.74688
3494 | 1 | 9.7977e-05 | 0 | 0 | 0.00021382 | 0.00011416 | 0.65807 | 0.31992 | 0.0001 | 0.53361 | 0.70744 | 0.0001 | 0.71108
3495 | 1 | 9.5057e-05 | 0 | 0 | 0.00022322 | 0.00011416 | 0.56155 | 0.28969 | 0.0001 | 0.53369 | 0.70734 | 0.0001 | 0.63226
3496 | 1 | 9.3627e-05 | 0 | 0 | 0.00022322 | 0.00011416 | 0.44748 | 0.27437 | 0.0001 | 0.53376 | 0.70722 | 0.0001 | 0.66971
3497 | 1 | 9.4147e-05 | 0 | 0 | 0.00016448 | 0.00011416 | 0.28955 | 0.30057 | 0.0001 | 0.53385 | 0.7071 | 0.0001 | 0.48115
3498 | 1 | 9.7297e-05 | 0 | 0 | 0.00011748 | 0.00011416 | 0.14039 | 0.31469 | 0.0001 | 0.53391 | 0.70697 | 0.0001 | 0.23973
3499 | 1 | 0.0001008 | 0 | 0 | 8.8113e-05 | 0.00011416 | 0.0087742 | 0.37644 | 0.0001 | 0.534 | 0.70687 | 0.0001 | 0.16035
3500 | 1 | 0.0001002 | 0 | 0 | 5.8742e-05 | 0.00011416 | 0 | 0.31986 | 0.0001 | 0.53408 | 0.70674 | 0.0001 | 0.042436
3501 | 1 | 9.9557e-05 | 0 | 0 | 3.7595e-05 | 0.00011416 | 0 | 0.30043 | 0.0001 | 0.53415 | 0.70662 | 0.0001 | 0
3502 | 1 | 0.000106 | 0 | 0 | 2.3497e-05 | 0.00011416 | 0 | 0.24996 | 0.0001 | 0.53424 | 0.70652 | 0.0001 | 0
3503 | 1 | 0.0001083 | 0 | 0 | 9.3987e-06 | 0.00011416 | 0 | 0.23922 | 0.0001 | 0.5343 | 0.7064 | 0.0001 | 0
3504 | 1 | 9.8077e-05 | 1.683e-05 | 0 | 5.8742e-06 | 0.00011416 | 0 | 0.20546 | 0.0001 | 0.53438 | 0.70627 | 0.0001 | 0
3505 | 1 | 9.3417e-05 | 2.4759e-05 | 0 | 2.3497e-06 | 0.00011416 | 0 | 0.23404 | 0.0001 | 0.53447 | 0.70615 | 0.0001 | 0
3506 | 1 | 8.9607e-05 | 3.5929e-05 | 0 | 1.1748e-06 | 0.00011416 | 0 | 0.31276 | 0.0001 | 0.53454 | 0.70605 | 0.0001 | 0
3507 | 1 | 8.4647e-05 | 4.5869e-05 | 0 | 1.4098e-05 | 0.00011416 | 0 | 0.33704 | 0.0001 | 0.53462 | 0.70592 | 0.0001 | 0
3508 | 1 | 8.0967e-05 | 5.6269e-05 | 0 | 3.7595e-05 | 0.00011416 | 0 | 0.31117 | 0.0001 | 0.53471 | 0.7058 | 0.0001 | 0
3509 | 1 | 7.5618e-05 | 7.2148e-05 | 0 | 9.3987e-05 | 0.00011416 | 0.0087742 | 0.24313 | 0.0001 | 0.53477 | 0.70567 | 0.0001 | 0
3510 | 1 | 8.3877e-05 | 7.8328e-05 | 0 | 0.0001821 | 0.00011416 | 0.078968 | 0.10784 | 0.0001 | 0.53486 | 0.70558 | 0.0001 | 0
3511 | 1 | 0.0001003 | 7.7098e-05 | 0 | 0.0001586 | 0.00011416 | 0.2369 | 0.072217 | 0.0001 | 0.53493 | 0.70545 | 0.0001 | 0.054344
3512 | 1 | 0.0001201 | 4.7799e-05 | 0 | 0.00014685 | 0.00011416 | 0.39484 | 0.10147 | 0.0001 | 0.53501 | 0.70533 | 0.0001 | 0.21518
3513 | 1 | 0.0001327 | 2.0619e-05 | 0 | 0.00016448 | 0.00011416 | 0.52645 | 0.1524 | 0.0001 | 0.5351 | 0.70521 | 0.0001 | 0.39773
3514 | 1 | 0.0001385 | 0 | 0 | 0.00018797 | 0.00011416 | 0.62297 | 0.16122 | 0.0001 | 0.53516 | 0.7051 | 0.0001 | 0.54886
3515 | 1 | 0.0001427 | 0 | 0 | 0.00020677 | 0.00011416 | 0.68439 | 0.18894 | 0.0001 | 0.53524 | 0.70498 | 0.0001 | 0.68936
3516 | 1 | 0.0001485 | 0 | 0 | 0.00018797 | 0.00011416 | 0.71949 | 0.20473 | 0.0001 | 0.53532 | 0.70485 | 0.0001 | 0.76352
3517 | 1 | 0.000139 | 0 | 0 | 0.00019032 | 0.00011416 | 0.69316 | 0.22257 | 0.0001 | 0.5354 | 0.70473 | 0.0001 | 0.68653
3518 | 1 | 0.000141 | 0 | 0 | 0.00021382 | 0.00011416 | 0.64929 | 0.22058 | 0.0001 | 0.53548 | 0.70463 | 0.0001 | 0.7251
3519 | 1 | 0.00014 | 0 | 0 | 0.00022322 | 0.00011416 | 0.56155 | 0.22913 | 0.0001 | 0.53555 | 0.70451 | 0.0001 | 0.56951
3520 | 1 | 0.0001371 | 0 | 0 | 0.00022322 | 0.00011416 | 0.44748 | 0.2247 | 0.0001 | 0.53563 | 0.70439 | 0.0001 | 0.53605
3521 | 1 | 0.0001343 | 0 | 0 | 0.00016448 | 0.00011416 | 0.3071 | 0.22675 | 0.0001 | 0.53571 | 0.70428 | 0.0001 | 0.37954
3522 | 1 | 0.0001292 | 0 | 0 | 0.00011748 | 0.00011416 | 0.14916 | 0.24771 | 0.0001 | 0.53579 | 0.70416 | 0.0001 | 0.2894
3523 | 1 | 0.0001272 | 0 | 0 | 8.8113e-05 | 0.00011416 | 0.0087742 | 0.27391 | 0.0001 | 0.53587 | 0.70403 | 0.0001 | 0.1595
3524 | 1 | 0.0001215 | 0 | 0 | 5.8742e-05 | 0.00011416 | 0 | 0.26608 | 0.0001 | 0.53594 | 0.70391 | 0.0001 | 0.040862
3525 | 1 | 0.0001168 | 0 | 0 | 3.7595e-05 | 0.00011416 | 0 | 0.26077 | 0.0001 | 0.53602 | 0.70381 | 0.0001 | 0
3526 | 1 | 0.0001213 | 0 | 0 | 2.3497e-05 | 0.00011416 | 0 | 0.25958 | 0.0001 | 0.5361 | 0.70369 | 0.0001 | 0
3527 | 1 | 0.0001204 | 0 | 0 | 9.3987e-06 | 0.00011416 | 0 | 0.25354 | 0.0001 | 0.53618 | 0.70356 | 0.0001 | 0
3528 | 1 | 0.0001091 | 0 | 0 | 5.8742e-06 | 0.00011416 | 0 | 0.23259 | 0.0001 | 0.53626 | 0.70344 | 0.0001 | 0
3529 | 1 | 0.0001009 | 2.1089e-05 | 0 | 2.3497e-06 | 0.00011416 | 0 | 0.22821 | 0.0001 | 0.53633 | 0.70334 | 0.0001 | 0
3530 | 1 | 9.4757e-05 | 4.2209e-05 | 0 | 1.1748e-06 | 0.00011416 | 0 | 0.21527 | 0.0001 | 0.53645 | 0.70321 | 0.0001 | 0
3531 | 1 | 8.9217e-05 | 5.3359e-05 | 0 | 1.4098e-05 | 0.00011416 | 0 | 0.22336 | 0.0001 | 0.53663 | 0.70309 | 0.0001 | 0
3532 | 1 | 8.5077e-05 | 6.0048e-05 | 0 | 3.7595e-05 | 0.00011416 | 0 | 0.20387 | 0.0001 | 0.5368 | 0.70296 | 0.0001 | 0
3533 | 1 | 8.1197e-05 | 5.5789e-05 | 0 | 9.3987e-05 | 0.00011416 | 0.0087742 | 0.19458 | 0.0001 | 0.53697 | 0.70287 | 0.0001 | 0
3534 | 1 | 8.7537e-05 | 7.6008e-05 | 0 | 0.0001821 | 0.00011416 | 0.070194 | 0.089532 | 0.0001 | 0.53716 | 0.70274 | 0.0001 | 0
3535 | 1 | 0.0001028 | 6.4948e-05 | 0 | 0.0001586 | 0.00011416 | 0.21058 | 0.048347 | 0.0001 | 0.53734 | 0.70262 | 0.0001 | 0.089517
3536 | 1 | 0.0001212 | 4.5379e-05 | 0 | 0.00014685 | 0.00011416 | 0.34219 | 0.043436 | 0.0001 | 0.53751 | 0.70251 | 0.0001 | 0.25914
3537 | 1 | 0.0001337 | 1.336e-05 | 0 | 0.00016448 | 0.00011416 | 0.45626 | 0.064128 | 0.0001 | 0.53769 | 0.70239 | 0.0001 | 0.42952
3538 | 1 | 0.0001375 | 0 | 0 | 0.00018797 | 0.00011416 | 0.56155 | 0.075076 | 0.0001 | 0.53787 | 0.70227 | 0.0001 | 0.57282
3539 | 1 | 0.000142 | 0 | 0 | 0.00020677 | 0.00011416 | 0.59665 | 0.088009 | 0.0001 | 0.53804 | 0.70214 | 0.0001 | 0.69197
3540 | 1 | 0.0001474 | 0 | 0 | 0.00018797 | 0.00011416 | 0.63174 | 0.11997 | 0.0001 | 0.53822 | 0.70205 | 0.0001 | 0.77841
3541 | 1 | 0.0001382 | 0 | 0 | 0.00019032 | 0.00011416 | 0.55278 | 0.16368 | 0.0001 | 0.5384 | 0.70192 | 0.0001 | 0.81582
3542 | 1 | 0.0001397 | 0 | 0 | 0.00021382 | 0.00011416 | 0.46503 | 0.17541 | 0.0001 | 0.53857 | 0.7018 | 0.0001 | 0.81303
3543 | 1 | 0.0001383 | 0 | 0 | 0.00022322 | 0.00011416 | 0.39484 | 0.17468 | 0.0001 | 0.53874 | 0.70167 | 0.0001 | 0.68515
3544 | 1 | 0.0001357 | 0 | 0 | 0.00022322 | 0.00011416 | 0.272 | 0.13914 | 0.0001 | 0.53893 | 0.70157 | 0.0001 | 0.61122
3545 | 1 | 0.0001325 | 0 | 0 | 0.00016448 | 0.00011416 | 0.16671 | 0.10631 | 0.0001 | 0.53911 | 0.70145 | 0.0001 | 0.52434
3546 | 1 | 0.0001292 | 0 | 0 | 0.00011748 | 0.00011416 | 0.096516 | 0.094576 | 0.0001 | 0.53928 | 0.70132 | 0.0001 | 0.32119
3547 | 1 | 0.0001279 | 0 | 0 | 8.8113e-05 | 0.00011416 | 0.0087742 | 0.060089 | 0.0001 | 0.53946 | 0.7012 | 0.0001 | 0.091222
3548 | 1 | 0.000123 | 0 | 0 | 5.8742e-05 | 0.00011416 | 0 | 0.042642 | 0.0001 | 0.53964 | 0.7011 | 0.0001 | 0.051051
3549 | 1 | 0.0001181 | 0 | 0 | 3.7595e-05 | 0.00011416 | 0 | 0.028847 | 0.0001 | 0.53981 | 0.70098 | 0.0001 | 0
3550 | 1 | 0.0001217 | 0 | 0 | 2.3497e-05 | 0.00011416 | 0 | 0.020295 | 0.0001 | 0.53999 | 0.70085 | 0.0001 | 0
3551 | 1 | 0.0001199 | 0 | 0 | 9.3987e-06 | 0.00011416 | 0 | 0.012603 | 0.0001 | 0.54016 | 0.70073 | 0.0001 | 0
3552 | 1 | 0.0001089 | 0 | 0 | 5.8742e-06 | 0.00011416 | 0 | 0.0085526 | 0.0001 | 0.54034 | 0.70062 | 0.0001 | 0
3553 | 1 | 0.0001037 | 0 | 0 | 2.3497e-06 | 0.00011416 | 0 | 0.01545 | 0.0001 | 0.54051 | 0.7005 | 0.0001 | 0
3554 | 1 | 9.9547e-05 | 0 | 0 | 1.1748e-06 | 0.00011416 | 0 | 0.018308 | 0.0001 | 0.5407 | 0.70058 | 0.0001 | 0
3555 | 1 | 9.3537e-05 | 1.639e-05 | 0 | 1.4098e-05 | 0.00011416 | 0 | 0.024003 | 0.0001 | 0.54088 | 0.70101 | 0.0001 | 0
3556 | 1 | 8.9347e-05 | 2.1799e-05 | 0 | 3.7595e-05 | 0.00011416 | 0 | 0.028053 | 0.0001 | 0.54105 | 0.70143 | 0.0001 | 0
3557 | 1 | 8.5257e-05 | 2.0599e-05 | 0 | 9.3987e-05 | 0.00011416 | 0.0087742 | 0.028053 | 0.0001 | 0.54123 | 0.70185 | 0.0001 | 0
3558 | 1 | 9.2647e-05 | 2.0089e-05 | 0 | 0.0001821 | 0.00011416 | 0.061419 | 0.037797 | 0.0001 | 0.54141 | 0.70227 | 0.0001 | 0
3559 | 1 | 0.0001077 | 2.2749e-05 | 0 | 0.0001586 | 0.00011416 | 0.20181 | 0.12761 | 0.0001 | 0.54158 | 0.7027 | 0.0001 | 0.0032082
3560 | 1 | 0.0001254 | 2.1269e-05 | 0 | 0.00014685 | 0.00011416 | 0.32465 | 0.14292 | 0.0001 | 0.54176 | 0.70312 | 0.0001 | 0.13569
3561 | 1 | 0.0001363 | 1.057e-05 | 0 | 0.00016448 | 0.00011416 | 0.44748 | 0.16222 | 0.0001 | 0.54193 | 0.70354 | 0.0001 | 0.33876
3562 | 1 | 0.0001401 | 0 | 0 | 0.00018797 | 0.00011416 | 0.544 | 0.1723 | 0.0001 | 0.54212 | 0.70396 | 0.0001 | 0.4626
3563 | 1 | 0.0001448 | 0 | 0 | 0.00020677 | 0.00011416 | 0.5791 | 0.19008 | 0.0001 | 0.54229 | 0.70439 | 0.0001 | 0.63418
3564 | 1 | 0.0001496 | 0 | 0 | 0.00018797 | 0.00011416 | 0.58787 | 0.205 | 0.0001 | 0.54247 | 0.7048 | 0.0001 | 0.70735
3565 | 1 | 0.0001398 | 0 | 0 | 0.00019032 | 0.00011416 | 0.57032 | 0.22363 | 0.0001 | 0.54265 | 0.70522 | 0.0001 | 0.61852
3566 | 1 | 0.0001415 | 0 | 0 | 0.00021382 | 0.00011416 | 0.52645 | 0.26316 | 0.0001 | 0.54282 | 0.70565 | 0.0001 | 0.54913
3567 | 1 | 0.0001403 | 0 | 0 | 0.00022322 | 0.00011416 | 0.43871 | 0.29387 | 0.0001 | 0.543 | 0.70607 | 0.0001 | 0.44767
3568 | 1 | 0.0001379 | 0 | 0 | 0.00022322 | 0.00011416 | 0.37729 | 0.31893 | 0.0001 | 0.54318 | 0.70649 | 0.0001 | 0.35359
3569 | 1 | 0.0001344 | 0 | 0 | 0.00016448 | 0.00011416 | 0.25445 | 0.31058 | 0.0001 | 0.54335 | 0.70691 | 0.0001 | 0.29771
3570 | 1 | 0.00013 | 0 | 0 | 0.00011748 | 0.00011416 | 0.13161 | 0.31157 | 0.0001 | 0.54352 | 0.70734 | 0.0001 | 0.24767
3571 | 1 | 0.0001288 | 0 | 0 | 8.8113e-05 | 0.00011416 | 0.0087742 | 0.32404 | 0.0001 | 0.54371 | 0.70776 | 0.0001 | 0.092582
3572 | 1 | 0.0001249 | 0 | 0 | 5.8742e-05 | 0.00011416 | 0 | 0.32032 | 0.0001 | 0.54389 | 0.70816 | 0.0001 | 0.0092929
3573 | 1 | 0.0001211 | 0 | 0 | 3.7595e-05 | 0.00011416 | 0 | 0.28438 | 0.0001 | 0.54406 | 0.70858 | 0.0001 | 0
3574 | 1 | 0.000123 | 0 | 0 | 2.3497e-05 | 0.00011416 | 0 | 0.242 | 0.0001 | 0.54424 | 0.709 | 0.0001 | 0
3575 | 1 | 0.00012 | 0 | 0 | 9.3987e-06 | 0.00011416 | 0 | 0.21302 | 0.0001 | 0.54442 | 0.70942 | 0.0001 | 0
3576 | 1 | 0.0001094 | 0 | 0 | 5.8742e-06 | 0.00011416 | 0 | 0.20174 | 0.0001 | 0.54459 | 0.70985 | 0.0001 | 0
3577 | 1 | 0.0001037 | 0 | 0 | 2.3497e-06 | 0.00011416 | 0 | 0.21912 | 0.0001 | 0.54477 | 0.71027 | 0.0001 | 0
3578 | 1 | 0.0001001 | 0 | 0 | 1.1748e-06 | 0.00011416 | 0 | 0.21143 | 0.0001 | 0.54494 | 0.71069 | 0.0001 | 0
3579 | 1 | 9.5987e-05 | 0 | 0 | 1.4098e-05 | 0.00011416 | 0 | 0.2227 | 0.0001 | 0.54512 | 0.71111 | 0.0001 | 0
3580 | 1 | 9.2087e-05 | 0 | 0 | 3.7595e-05 | 0.00011416 | 0 | 0.23279 | 0.0001 | 0.54529 | 0.71154 | 0.0001 | 0
3581 | 1 | 8.7317e-05 | 0 | 0 | 9.3987e-05 | 0.00011416 | 0.0087742 | 0.22913 | 0.0001 | 0.54548 | 0.71196 | 0.0001 | 0
3582 | 1 | 9.2987e-05 | 2.2459e-05 | 0 | 0.0001821 | 0.00011416 | 0.061419 | 0.17468 | 0.0001 | 0.54566 | 0.71238 | 0.0001 | 0
3583 | 1 | 0.0001064 | 2.7489e-05 | 0 | 0.0001586 | 0.00011416 | 0.20181 | 0.19041 | 0.0001 | 0.54583 | 0.7128 | 0.0001 | 0.023233
3584 | 1 | 0.0001256 | 1.583e-05 | 0 | 0.00014685 | 0.00011416 | 0.32465 | 0.12733 | 0.0001 | 0.54601 | 0.71323 | 0.0001 | 0.11024
3585 | 1 | 0.0001384 | 0 | 0 | 0.00016448 | 0.00011416 | 0.42116 | 0.083165 | 0.0001 | 0.54619 | 0.71365 | 0.0001 | 0.21845
3586 | 1 | 0.0001418 | 0 | 0 | 0.00018797 | 0.00011416 | 0.52645 | 0.082304 | 0.0001 | 0.54636 | 0.71407 | 0.0001 | 0.33896
3587 | 1 | 0.0001458 | 0 | 0 | 0.00020677 | 0.00011416 | 0.55278 | 0.10651 | 0.0001 | 0.54654 | 0.7145 | 0.0001 | 0.45207
3588 | 1 | 0.0001506 | 0 | 0 | 0.00018797 | 0.00011416 | 0.61419 | 0.13768 | 0.0001 | 0.54671 | 0.71492 | 0.0001 | 0.52695
3589 | 1 | 0.0001401 | 0 | 0 | 0.00019032 | 0.00011416 | 0.63174 | 0.19909 | 0.0001 | 0.54689 | 0.71534 | 0.0001 | 0.58026
3590 | 1 | 0.0001399 | 0 | 0 | 0.00021382 | 0.00011416 | 0.58787 | 0.22456 | 0.0001 | 0.54706 | 0.71576 | 0.0001 | 0.66118
3591 | 1 | 0.0001375 | 0 | 0 | 0.00022322 | 0.00011416 | 0.51768 | 0.26216 | 0.0001 | 0.54725 | 0.71619 | 0.0001 | 0.59013
3592 | 1 | 0.000134 | 0 | 0 | 0.00022322 | 0.00011416 | 0.40361 | 0.30872 | 0.0001 | 0.54743 | 0.71658 | 0.0001 | 0.51374
3593 | 1 | 0.0001292 | 0 | 0 | 0.00016448 | 0.00011416 | 0.26323 | 0.34062 | 0.0001 | 0.5476 | 0.71701 | 0.0001 | 0.38704
3594 | 1 | 0.0001257 | 0 | 0 | 0.00011748 | 0.00011416 | 0.14039 | 0.33292 | 0.0001 | 0.54778 | 0.71743 | 0.0001 | 0.2574
3595 | 1 | 0.0001248 | 0 | 0 | 8.8113e-05 | 0.00011416 | 0.017548 | 0.38618 | 0.0001 | 0.54795 | 0.71785 | 0.0001 | 0.13997
3596 | 1 | 0.0001202 | 0 | 0 | 5.8742e-05 | 0.00011416 | 0 | 0.34725 | 0.0001 | 0.54813 | 0.71827 | 0.0001 | 0.020285
3597 | 1 | 0.0001154 | 0 | 0 | 3.7595e-05 | 0.00011416 | 0 | 0.24791 | 0.0001 | 0.54831 | 0.7187 | 0.0001 | 0
3598 | 1 | 0.0001179 | 0 | 0 | 2.3497e-05 | 0.00011416 | 0 | 0.18098 | 0.0001 | 0.54848 | 0.71912 | 0.0001 | 0
3599 | 1 | 0.0001176 | 0 | 0 | 9.3987e-06 | 0.00011416 | 0 | 0.17615 | 0.0001 | 0.54867 | 0.71954 | 0.0001 | 0
3600 | 1 | 0.0001097 | 0 | 0 | 5.8742e-06 | 0.00011416 | 0 | 0.1652 | 0.0001 | 0.54884 | 0.71997 | 0.0001 | 0
3601 | 1 | 0.0001045 | 0 | 0 | 2.3497e-06 | 0.00011416 | 0 | 0.15426 | 0.0001 | 0.54902 | 0.72039 | 0.0001 | 0
3602 | 1 | 9.7007e-05 | 2.9849e-05 | 0 | 1.1748e-06 | 0.00011416 | 0 | 0.16229 | 0.0001 | 0.5492 | 0.72081 | 0.0001 | 0
3603 | 1 | 9.0777e-05 | 3.6399e-05 | 0 | 1.4098e-05 | 0.00011416 | 0 | 0.18251 | 0.0001 | 0.54937 | 0.72123 | 0.0001 | 0
3604 | 1 | 8.5137e-05 | 4.5269e-05 | 0 | 3.7595e-05 | 0.00011416 | 0 | 0.17561 | 0.0001 | 0.54955 | 0.72166 | 0.0001 | 0
3605 | 1 | 7.6488e-05 | 6.4808e-05 | 0 | 9.3987e-05 | 0.00011416 | 0.017548 | 0.20665 | 0.0001 | 0.54972 | 0.72208 | 0.0001 | 0
3606 | 1 | 7.6828e-05 | 7.5048e-05 | 0 | 0.0001821 | 0.00011416 | 0.096516 | 0.11613 | 0.0001 | 0.5499 | 0.7225 | 0.0001 | 0
3607 | 1 | 8.1687e-05 | 6.4018e-05 | 0 | 0.0001586 | 0.00011416 | 0.272 | 0.023539 | 0.0001 | 0.55009 | 0.72292 | 0.0001 | 0.083563
3608 | 1 | 9.0137e-05 | 3.2929e-05 | 0 | 0.00014685 | 0.00011416 | 0.43871 | 0.018308 | 0.0001 | 0.55026 | 0.72335 | 0.0001 | 0.26083
3609 | 1 | 0.0001016 | 0 | 0 | 0.00016448 | 0.00011416 | 0.57032 | 0.047884 | 0.0001 | 0.55044 | 0.72377 | 0.0001 | 0.38888
3610 | 1 | 0.0001076 | 0 | 0 | 0.00018797 | 0.00011416 | 0.65807 | 0.076267 | 0.0001 | 0.55061 | 0.72419 | 0.0001 | 0.57382
3611 | 1 | 0.0001106 | 0 | 0 | 0.00020677 | 0.00011416 | 0.69316 | 0.1345 | 0.0001 | 0.55079 | 0.72461 | 0.0001 | 0.6636
3612 | 1 | 0.0001128 | 0 | 0 | 0.00018797 | 0.00011416 | 0.70194 | 0.16282 | 0.0001 | 0.55097 | 0.72501 | 0.0001 | 0.75264
3613 | 1 | 0.0001107 | 0 | 0 | 0.00019032 | 0.00011416 | 0.67561 | 0.20718 | 0.0001 | 0.55114 | 0.72543 | 0.0001 | 0.83184
3614 | 1 | 0.0001104 | 0 | 0 | 0.00021382 | 0.00011416 | 0.61419 | 0.23026 | 0.0001 | 0.55132 | 0.72586 | 0.0001 | 0.83079
3615 | 1 | 0.0001082 | 0 | 0 | 0.00022322 | 0.00011416 | 0.544 | 0.2788 | 0.0001 | 0.55149 | 0.72628 | 0.0001 | 0.76432
3616 | 1 | 0.0001054 | 0 | 0 | 0.00022322 | 0.00011416 | 0.41239 | 0.29101 | 0.0001 | 0.55167 | 0.7267 | 0.0001 | 0.6228
3617 | 1 | 0.0001031 | 0 | 0 | 0.00016448 | 0.00011416 | 0.25445 | 0.30474 | 0.0001 | 0.55186 | 0.72713 | 0.0001 | 0.55151
3618 | 1 | 0.0001025 | 0 | 0 | 0.00011748 | 0.00011416 | 0.13161 | 0.26601 | 0.0001 | 0.55203 | 0.72755 | 0.0001 | 0.35609
3619 | 1 | 0.0001029 | 0 | 0 | 8.8113e-05 | 0.00011416 | 0.017548 | 0.26455 | 0.0001 | 0.55221 | 0.72797 | 0.0001 | 0.15111
3620 | 1 | 0.0001008 | 0 | 0 | 5.8742e-05 | 0.00011416 | 0 | 0.23497 | 0.0001 | 0.55238 | 0.72839 | 0.0001 | 0.027158
3621 | 1 | 9.8177e-05 | 0 | 0 | 3.7595e-05 | 0.00011416 | 0 | 0.18649 | 0.0001 | 0.55256 | 0.72882 | 0.0001 | 0
3622 | 1 | 0.0001029 | 0 | 0 | 2.3497e-05 | 0.00011416 | 0 | 0.12706 | 0.0001 | 0.55273 | 0.72924 | 0.0001 | 0
3623 | 1 | 0.0001053 | 0 | 0 | 9.3987e-06 | 0.00011416 | 0 | 0.12017 | 0.0001 | 0.55291 | 0.72966 | 0.0001 | 0
3624 | 1 | 9.9177e-05 | 0 | 0 | 5.8742e-06 | 0.00011416 | 0 | 0.091453 | 0.0001 | 0.55309 | 0.73008 | 0.0001 | 0
3625 | 1 | 8.9937e-05 | 0 | 0 | 2.3497e-06 | 0.00011416 | 0 | 0.085019 | 0.0001 | 0.35336 | 0.65487 | 0.0001 | 0
3626 | 1 | 7.9387e-05 | 8.3668e-05 | 0 | 1.1748e-06 | 0.00011416 | 0 | 0.07693 | 0.0001 | 0.35337 | 0.65541 | 0.0001 | 0
3627 | 1 | 7.6868e-05 | 8.1148e-05 | 0 | 1.4098e-05 | 0.00011416 | 0 | 0.066854 | 0.0001 | 0.3534 | 0.65591 | 0.0001 | 0
3628 | 1 | 7.2618e-05 | 8.2818e-05 | 0 | 3.7595e-05 | 0.00011416 | 0 | 0.042178 | 0.0001 | 0.35341 | 0.65642 | 0.0001 | 0
3629 | 1 | 7.1868e-05 | 9.2418e-05 | 0 | 9.3987e-05 | 0.00011416 | 0.0087742 | 0.031705 | 0.0001 | 0.35343 | 0.65693 | 0.0001 | 0
3630 | 1 | 7.2158e-05 | 9.0268e-05 | 0 | 0.0001821 | 0.00011416 | 0.061419 | 0.039464 | 0.0001 | 0.35345 | 0.65744 | 0.0001 | 0.034586
3631 | 1 | 7.6588e-05 | 6.2378e-05 | 0 | 0.0001586 | 0.00011416 | 0.17548 | 0.054053 | 0.0001 | 0.35346 | 0.65794 | 0.0001 | 0.18839
3632 | 1 | 8.4577e-05 | 3.3769e-05 | 0 | 0.00014685 | 0.00011416 | 0.25445 | 0.0569 | 0.0001 | 0.35348 | 0.65846 | 0.0001 | 0.37258
3633 | 1 | 8.9517e-05 | 1.43e-05 | 0 | 0.00016448 | 0.00011416 | 0.40361 | 0.036936 | 0.0001 | 0.3535 | 0.65898 | 0.0001 | 0.55016
3634 | 1 | 9.5127e-05 | 0 | 0 | 0.00018797 | 0.00011416 | 0.53523 | 0.0455 | 0.0001 | 0.35351 | 0.6595 | 0.0001 | 0.66178
3635 | 1 | 9.8397e-05 | 0 | 0 | 0.00020677 | 0.00011416 | 0.53523 | 0.064525 | 0.0001 | 0.35353 | 0.66001 | 0.0001 | 0.72933
3636 | 1 | 9.9497e-05 | 0 | 0 | 0.00018797 | 0.00011416 | 0.53523 | 0.096959 | 0.0001 | 0.35355 | 0.66051 | 0.0001 | 0.75577
3637 | 1 | 9.6097e-05 | 0 | 0 | 0.00019032 | 0.00011416 | 0.46503 | 0.14259 | 0.0001 | 0.35356 | 0.66103 | 0.0001 | 0.73437
3638 | 1 | 9.2517e-05 | 0 | 0 | 0.00021382 | 0.00011416 | 0.38607 | 0.16155 | 0.0001 | 0.35358 | 0.66153 | 0.0001 | 0.66593
3639 | 1 | 9.1347e-05 | 0 | 0 | 0.00022322 | 0.00011416 | 0.38607 | 0.15028 | 0.0001 | 0.3536 | 0.66204 | 0.0001 | 0.61895
3640 | 1 | 9.2367e-05 | 0 | 0 | 0.00022322 | 0.00011416 | 0.31587 | 0.12164 | 0.0001 | 0.35361 | 0.66257 | 0.0001 | 0.43934
3641 | 1 | 9.6127e-05 | 0 | 0 | 0.00016448 | 0.00011416 | 0.20181 | 0.11487 | 0.0001 | 0.35364 | 0.66308 | 0.0001 | 0.34189
3642 | 1 | 0.000101 | 0 | 0 | 0.00011748 | 0.00011416 | 0.087742 | 0.10664 | 0.0001 | 0.35365 | 0.66359 | 0.0001 | 0.21554
3643 | 1 | 0.0001015 | 0 | 0 | 8.8113e-05 | 0.00011416 | 0.0087742 | 0.12847 | 0.0001 | 0.35367 | 0.6641 | 0.0001 | 0.058715
3644 | 1 | 0.0001007 | 0 | 0 | 5.8742e-05 | 0.00011416 | 0 | 0.15831 | 0.0001 | 0.35369 | 0.66461 | 0.0001 | 0
3645 | 1 | 0.000105 | 0 | 0 | 3.7595e-05 | 0.00011416 | 0 | 0.2117 | 0.0001 | 0.35371 | 0.66511 | 0.0001 | 0
3646 | 1 | 0.0001052 | 0 | 0 | 2.3497e-05 | 0.00011416 | 0 | 0.26296 | 0.0001 | 0.35372 | 0.66563 | 0.0001 | 0
3647 | 1 | 9.6777e-05 | 0 | 0 | 9.3987e-06 | 0.00011416 | 0 | 0.31177 | 0.0001 | 0.35374 | 0.66616 | 0.0001 | 0
3648 | 1 | 8.9317e-05 | 3.2059e-05 | 0 | 5.8742e-06 | 0.00011416 | 0 | 0.32636 | 0.0001 | 0.35376 | 0.66667 | 0.0001 | 0
3649 | 1 | 8.5827e-05 | 3.8599e-05 | 0 | 2.3497e-06 | 0.00011416 | 0 | 0.36476 | 0.0001 | 0.63309 | 0.66717 | 0.0001 | 0
3650 | 1 | 8.4247e-05 | 3.7979e-05 | 0 | 1.1748e-06 | 0.00011416 | 0 | 0.38373 | 0.0001 | 0.6331 | 0.66768 | 0.0001 | 0
3651 | 1 | 8.2287e-05 | 4.2399e-05 | 0 | 1.4098e-05 | 0.00011416 | 0 | 0.37644 | 0.0001 | 0.63312 | 0.66819 | 0.0001 | 0
3652 | 1 | 8.0387e-05 | 4.3289e-05 | 0 | 3.7595e-05 | 0.00011416 | 0 | 0.38207 | 0.0001 | 0.63313 | 0.6687 | 0.0001 | 0
3653 | 1 | 8.7207e-05 | 6.2438e-05 | 0 | 9.3987e-05 | 0.00011416 | 0 | 0.34891 | 0.0001 | 0.63316 | 0.66921 | 0.0001 | 0
3654 | 1 | 0.0001027 | 6.8388e-05 | 0 | 0.0001821 | 0.00011416 | 0.026323 | 0.25262 | 0.0001 | 0.63317 | 0.66972 | 0.0001 | 0.075935
3655 | 1 | 0.0001219 | 3.3239e-05 | 0 | 0.0001586 | 0.00011416 | 0.087742 | 0.33452 | 0.0001 | 0.63318 | 0.67025 | 0.0001 | 0.23113
3656 | 1 | 0.0001343 | 0 | 0 | 0.00014685 | 0.00011416 | 0.14916 | 0.38651 | 0.0001 | 0.63321 | 0.67076 | 0.0001 | 0.38149
3657 | 1 | 0.0001364 | 0 | 0 | 0.00016448 | 0.00011416 | 0.21058 | 0.44832 | 0.0001 | 0.63322 | 0.67127 | 0.0001 | 0.52512
3658 | 1 | 0.0001408 | 0 | 0 | 0.00018797 | 0.00011416 | 0.272 | 0.48865 | 0.0001 | 0.63324 | 0.67177 | 0.0001 | 0.55179
3659 | 1 | 0.0001463 | 0 | 0 | 0.00020677 | 0.00011416 | 0.3071 | 0.48579 | 0.0001 | 0.63326 | 0.67229 | 0.0001 | 0.53432
3660 | 1 | 0.0001368 | 0 | 0 | 0.00018797 | 0.00011416 | 0.35974 | 0.46882 | 0.0001 | 0.63327 | 0.67279 | 0.0001 | 0.62637
3661 | 1 | 0.000139 | 0 | 0 | 0.00019032 | 0.00011416 | 0.37729 | 0.45184 | 0.0001 | 0.63329 | 0.6733 | 0.0001 | 0.51186
3662 | 1 | 0.0001374 | 0 | 0 | 0.00021382 | 0.00011416 | 0.38607 | 0.44865 | 0.0001 | 0.63331 | 0.67384 | 0.0001 | 0.39847
3663 | 1 | 0.0001344 | 0 | 0 | 0.00022322 | 0.00011416 | 0.35974 | 0.47087 | 0.0001 | 0.63333 | 0.67434 | 0.0001 | 0.37077
3664 | 1 | 0.0001317 | 0 | 0 | 0.00022322 | 0.00011416 | 0.29832 | 0.47127 | 0.0001 | 0.63334 | 0.67485 | 0.0001 | 0.25356
3665 | 1 | 0.0001284 | 0 | 0 | 0.00016448 | 0.00011416 | 0.21058 | 0.48539 | 0.0001 | 0.63337 | 0.67536 | 0.0001 | 0.24566
3666 | 1 | 0.0001273 | 0 | 0 | 0.00011748 | 0.00011416 | 0.11406 | 0.45887 | 0.0001 | 0.63337 | 0.67587 | 0.0001 | 0.10334
3667 | 1 | 0.0001207 | 0 | 0 | 8.8113e-05 | 0.00011416 | 0.0087742 | 0.41901 | 0.0001 | 0.6334 | 0.67637 | 0.0001 | 0.01147
3668 | 1 | 0.0001158 | 0 | 0 | 5.8742e-05 | 0.00011416 | 0 | 0.37113 | 0.0001 | 0.63342 | 0.67689 | 0.0001 | 0
3669 | 1 | 0.0001177 | 0 | 0 | 3.7595e-05 | 0.00011416 | 0 | 0.3013 | 0.0001 | 0.63342 | 0.67741 | 0.0001 | 0
3670 | 1 | 0.0001164 | 0 | 0 | 2.3497e-05 | 0.00011416 | 0 | 0.24028 | 0.0001 | 0.63345 | 0.67793 | 0.0001 | 0
3671 | 1 | 0.0001055 | 1.037e-05 | 0 | 9.3987e-06 | 0.00011416 | 0 | 0.20546 | 0.0001 | 0.63347 | 0.67844 | 0.0001 | 0
3672 | 1 | 9.9687e-05 | 1.556e-05 | 0 | 5.8742e-06 | 0.00011416 | 0 | 0.18285 | 0.0001 | 0.63349 | 0.67894 | 0.0001 | 0
3673 | 1 | 9.5597e-05 | 1.757e-05 | 0 | 2.3497e-06 | 0.00011416 | 0 | 0.17356 | 0.0001 | 0.6335 | 0.67946 | 0.0001 | 0
3674 | 1 | 9.2457e-05 | 2.6999e-05 | 0 | 1.1748e-06 | 0.00011416 | 0 | 0.15379 | 0.0001 | 0.63352 | 0.67996 | 0.0001 | 0
3675 | 1 | 9.0517e-05 | 2.3469e-05 | 0 | 1.4098e-05 | 0.00011416 | 0 | 0.14132 | 0.0001 | 0.63354 | 0.68047 | 0.0001 | 0
3676 | 1 | 8.5967e-05 | 2.6539e-05 | 0 | 3.7595e-05 | 0.00011416 | 0 | 0.12587 | 0.0001 | 0.63355 | 0.681 | 0.0001 | 0
3677 | 1 | 9.3457e-05 | 2.8439e-05 | 0 | 9.3987e-05 | 0.00011416 | 0.017548 | 0.091121 | 0.0001 | 0.63357 | 0.68151 | 0.0001 | 0
3678 | 1 | 0.0001077 | 3.5359e-05 | 0 | 0.0001821 | 0.00011416 | 0.087742 | 0.050334 | 0.0001 | 0.63359 | 0.68202 | 0.0001 | 0.0032321
3679 | 1 | 0.0001256 | 2.1259e-05 | 0 | 0.0001586 | 0.00011416 | 0.24568 | 0.078585 | 0.0001 | 0.63361 | 0.68253 | 0.0001 | 0.12528
3680 | 1 | 0.0001353 | 8.9058e-06 | 0 | 0.00014685 | 0.00011416 | 0.37729 | 0.11148 | 0.0001 | 0.63362 | 0.68304 | 0.0001 | 0.30298
3681 | 1 | 0.0001379 | 0 | 0 | 0.00016448 | 0.00011416 | 0.5089 | 0.14345 | 0.0001 | 0.63365 | 0.68354 | 0.0001 | 0.40617
3682 | 1 | 0.0001417 | 0 | 0 | 0.00018797 | 0.00011416 | 0.60542 | 0.18065 | 0.0001 | 0.63366 | 0.68406 | 0.0001 | 0.59737
3683 | 1 | 0.0001475 | 0 | 0 | 0.00020677 | 0.00011416 | 0.67561 | 0.24645 | 0.0001 | 0.63367 | 0.68459 | 0.0001 | 0.70892
3684 | 1 | 0.0001372 | 0 | 0 | 0.00018797 | 0.00011416 | 0.69316 | 0.26422 | 0.0001 | 0.6337 | 0.6851 | 0.0001 | 0.77703
3685 | 1 | 0.000139 | 0 | 0 | 0.00019032 | 0.00011416 | 0.68439 | 0.27635 | 0.0001 | 0.63371 | 0.6856 | 0.0001 | 0.74207
3686 | 1 | 0.0001372 | 0 | 0 | 0.00021382 | 0.00011416 | 0.64052 | 0.29579 | 0.0001 | 0.63373 | 0.68611 | 0.0001 | 0.69182
3687 | 1 | 0.0001353 | 0 | 0 | 0.00022322 | 0.00011416 | 0.544 | 0.28372 | 0.0001 | 0.63375 | 0.68662 | 0.0001 | 0.62835
3688 | 1 | 0.0001336 | 0 | 0 | 0.00022322 | 0.00011416 | 0.42994 | 0.27204 | 0.0001 | 0.63376 | 0.68713 | 0.0001 | 0.51475
3689 | 1 | 0.0001296 | 0 | 0 | 0.00016448 | 0.00011416 | 0.29832 | 0.27125 | 0.0001 | 0.63378 | 0.68764 | 0.0001 | 0.3732
3690 | 1 | 0.0001273 | 0 | 0 | 0.00011748 | 0.00011416 | 0.15794 | 0.3003 | 0.0001 | 0.6338 | 0.68815 | 0.0001 | 0.2175
3691 | 1 | 0.0001209 | 0 | 0 | 8.8113e-05 | 0.00011416 | 0.017548 | 0.33532 | 0.0001 | 0.63381 | 0.68868 | 0.0001 | 0.066197
3692 | 1 | 0.0001158 | 0 | 0 | 5.8742e-05 | 0.00011416 | 0 | 0.32994 | 0.0001 | 0.63383 | 0.68919 | 0.0001 | 0
3693 | 1 | 0.0001183 | 0 | 0 | 3.7595e-05 | 0.00011416 | 0 | 0.30693 | 0.0001 | 0.63385 | 0.6897 | 0.0001 | 0
3694 | 1 | 0.0001173 | 0 | 0 | 2.3497e-05 | 0.00011416 | 0 | 0.27032 | 0.0001 | 0.63386 | 0.6902 | 0.0001 | 0
3695 | 1 | 0.0001085 | 0 | 0 | 9.3987e-06 | 0.00011416 | 0 | 0.23929 | 0.0001 | 0.63389 | 0.69071 | 0.0001 | 0
3696 | 1 | 0.000102 | 0 | 0 | 5.8742e-06 | 0.00011416 | 0 | 0.18954 | 0.0001 | 0.6339 | 0.69122 | 0.0001 | 0
3697 | 1 | 9.7697e-05 | 1.313e-05 | 0 | 2.3497e-06 | 0.00011416 | 0 | 0.18907 | 0.0001 | 0.63402 | 0.69173 | 0.0001 | 0
3698 | 1 | 9.2887e-05 | 2.6749e-05 | 0 | 1.1748e-06 | 0.00011416 | 0 | 0.19346 | 0.0001 | 0.63431 | 0.69226 | 0.0001 | 0
3699 | 1 | 8.9307e-05 | 3.3609e-05 | 0 | 1.4098e-05 | 0.00011416 | 0 | 0.19544 | 0.0001 | 0.63461 | 0.69277 | 0.0001 | 0
3700 | 1 | 8.4047e-05 | 3.6669e-05 | 0 | 3.7595e-05 | 0.00011416 | 0 | 0.20354 | 0.0001 | 0.6349 | 0.69328 | 0.0001 | 0
3701 | 1 | 9.1427e-05 | 3.6079e-05 | 0 | 9.3987e-05 | 0.00011416 | 0 | 0.26004 | 0.0001 | 0.63519 | 0.69379 | 0.0001 | 0
3702 | 1 | 0.0001073 | 2.6109e-05 | 0 | 0.0001821 | 0.00011416 | 0.017548 | 0.26615 | 0.0001 | 0.63548 | 0.6943 | 0.0001 | 0.090714
3703 | 1 | 0.0001255 | 9.6607e-06 | 0 | 0.0001586 | 0.00011416 | 0.035097 | 0.22582 | 0.0001 | 0.63578 | 0.6948 | 0.0001 | 0.2536
3704 | 1 | 0.0001343 | 0 | 0 | 0.00014685 | 0.00011416 | 0.10529 | 0.23438 | 0.0001 | 0.63607 | 0.69532 | 0.0001 | 0.42158
3705 | 1 | 0.0001372 | 0 | 0 | 0.00016448 | 0.00011416 | 0.20181 | 0.34905 | 0.0001 | 0.63637 | 0.69584 | 0.0001 | 0.57546
3706 | 1 | 0.000141 | 0 | 0 | 0.00018797 | 0.00011416 | 0.24568 | 0.4208 | 0.0001 | 0.63666 | 0.69636 | 0.0001 | 0.69546
3707 | 1 | 0.0001446 | 0 | 0 | 0.00020677 | 0.00011416 | 0.28077 | 0.5411 | 0.0001 | 0.63696 | 0.69686 | 0.0001 | 0.77477
3708 | 1 | 0.0001364 | 0 | 0 | 0.00018797 | 0.00011416 | 0.20181 | 0.6429 | 0.0001 | 0.63725 | 0.69737 | 0.0001 | 0.83216
3709 | 1 | 0.0001377 | 0 | 0 | 0.00019032 | 0.00011416 | 0.15794 | 0.72992 | 0.0001 | 0.63753 | 0.69789 | 0.0001 | 0.82202
3710 | 1 | 0.000136 | 0 | 0 | 0.00021382 | 0.00011416 | 0.10529 | 0.74849 | 0.0001 | 0.63783 | 0.69839 | 0.0001 | 0.77033
3711 | 1 | 0.000134 | 0 | 0 | 0.00022322 | 0.00011416 | 0.087742 | 0.7089 | 0.0001 | 0.63813 | 0.6989 | 0.0001 | 0.66795
3712 | 1 | 0.0001314 | 0 | 0 | 0.00022322 | 0.00011416 | 0.078968 | 0.63541 | 0.0001 | 0.63842 | 0.69943 | 0.0001 | 0.52744
3713 | 1 | 0.0001268 | 0 | 0 | 0.00016448 | 0.00011416 | 0.052645 | 0.56425 | 0.0001 | 0.63871 | 0.69994 | 0.0001 | 0.33165
3714 | 1 | 0.0001255 | 0 | 0 | 0.00011748 | 0.00011416 | 0.026323 | 0.44918 | 0.0001 | 0.639 | 0.70045 | 0.0001 | 0.19894
3715 | 1 | 0.0001203 | 0 | 0 | 8.8113e-05 | 0.00011416 | 0 | 0.36921 | 0.0001 | 0.6393 | 0.70096 | 0.0001 | 0.072245
3716 | 1 | 0.0001157 | 0 | 0 | 5.8742e-05 | 0.00011416 | 0 | 0.36038 | 0.0001 | 0.63959 | 0.70146 | 0.0001 | 0
3717 | 1 | 0.0001173 | 0 | 0 | 3.7595e-05 | 0.00011416 | 0 | 0.28312 | 0.0001 | 0.63988 | 0.70197 | 0.0001 | 0
3718 | 1 | 0.0001172 | 0 | 0 | 2.3497e-05 | 0.00011416 | 0 | 0.2099 | 0.0001 | 0.64017 | 0.70249 | 0.0001 | 0
3719 | 1 | 0.0001074 | 0 | 0 | 9.3987e-06 | 0.00011416 | 0 | 0.17986 | 0.0001 | 0.64046 | 0.70302 | 0.0001 | 0
3720 | 1 | 0.0001024 | 0 | 0 | 5.8742e-06 | 0.00011416 | 0 | 0.17867 | 0.0001 | 0.64077 | 0.70353 | 0.0001 | 0
3721 | 1 | 9.7587e-05 | 0 | 0 | 2.3497e-06 | 0.00011416 | 0 | 0.16858 | 0.0001 | 0.64106 | 0.70403 | 0.0001 | 0
3722 | 1 | 9.4317e-05 | 0 | 0 | 1.1748e-06 | 0.00011416 | 0 | 0.15406 | 0.0001 | 0.64135 | 0.70454 | 0.0001 | 0
3723 | 1 | 9.0867e-05 | 0 | 0 | 1.4098e-05 | 0.00011416 | 0 | 0.12992 | 0.0001 | 0.64164 | 0.70505 | 0.0001 | 0
3724 | 1 | 8.3637e-05 | 1.9509e-05 | 0 | 3.7595e-05 | 0.00011416 | 0 | 0.15996 | 0.0001 | 0.64194 | 0.70556 | 0.0001 | 0
3725 | 1 | 8.6737e-05 | 3.4709e-05 | 0 | 9.3987e-05 | 0.00011416 | 0 | 0.21329 | 0.0001 | 0.64223 | 0.70606 | 0.0001 | 0
3726 | 1 | 9.7507e-05 | 3.5559e-05 | 0 | 0.0001821 | 0.00011416 | 0.026323 | 0.18224 | 0.0001 | 0.64252 | 0.7066 | 0.0001 | 0.097869
3727 | 1 | 0.0001131 | 0 | 0 | 0.0001586 | 0.00011416 | 0.078968 | 0.24187 | 0.0001 | 0.64281 | 0.70711 | 0.0001 | 0.26166
3728 | 1 | 0.0001214 | 0 | 0 | 0.00014685 | 0.00011416 | 0.15794 | 0.28737 | 0.0001 | 0.64312 | 0.70762 | 0.0001 | 0.42687
3729 | 1 | 0.0001244 | 0 | 0.0014124 | 0.00016448 | 0.00011416 | 0.25445 | 0.34281 | 0.0001 | 0.64341 | 0.70813 | 0.0001 | 0.57981
3730 | 1 | 0.0001275 | 0 | 0.0036348 | 0.00018797 | 0.00011416 | 0.3071 | 0.30375 | 0.0001 | 0.6437 | 0.70863 | 0.0001 | 0.69575
3731 | 1 | 0.0001317 | 0 | 0.0049992 | 0.00020677 | 0.00011416 | 0.29832 | 0.28836 | 0.0001 | 0.64399 | 0.70914 | 0.0001 | 0.77059
3732 | 1 | 0.0001272 | 0 | 0.0056947 | 0.00018797 | 0.00011416 | 0.3071 | 0.26528 | 0.0001 | 0.64427 | 0.70965 | 0.0001 | 0.82979
3733 | 1 | 0.0001266 | 0 | 0.005958 | 0.00019032 | 0.00011416 | 0.28955 | 0.26408 | 0.0001 | 0.64458 | 0.71016 | 0.0001 | 0.8018
3734 | 1 | 0.0001255 | 0 | 0.0058739 | 0.00021382 | 0.00011416 | 0.29832 | 0.28942 | 0.0001 | 0.64487 | 0.71069 | 0.0001 | 0.7401
3735 | 1 | 0.0001241 | 0 | 0.0056421 | 0.00022322 | 0.00011416 | 0.272 | 0.31807 | 0.0001 | 0.64516 | 0.7112 | 0.0001 | 0.64028
3736 | 1 | 0.0001231 | 0 | 0.0051156 | 0.00022322 | 0.00011416 | 0.2369 | 0.31283 | 0.0001 | 0.64545 | 0.71171 | 0.0001 | 0.51971
3737 | 1 | 0.0001221 | 0 | 0.0039406 | 0.00016448 | 0.00011416 | 0.17548 | 0.26481 | 0.0001 | 0.64575 | 0.71222 | 0.0001 | 0.37357
3738 | 1 | 0.0001219 | 0 | 0.0021938 | 0.00011748 | 0.00011416 | 0.096516 | 0.20996 | 0.0001 | 0.64604 | 0.71273 | 0.0001 | 0.13146
3739 | 1 | 0.0001181 | 0 | 1.8474e-05 | 8.8113e-05 | 0.00011416 | 0.0087742 | 0.18351 | 0.0001 | 0.64633 | 0.71323 | 0.0001 | 0.057208
3740 | 1 | 0.0001139 | 0 | 0 | 5.8742e-05 | 0.00011416 | 0 | 0.15725 | 0.0001 | 0.64662 | 0.71375 | 0.0001 | 0
3741 | 1 | 0.0001163 | 0 | 0 | 3.7595e-05 | 0.00011416 | 0 | 0.16606 | 0.0001 | 0.64692 | 0.71427 | 0.0001 | 0
3742 | 1 | 0.0001171 | 0 | 0 | 2.3497e-05 | 0.00011416 | 0 | 0.15439 | 0.0001 | 0.64721 | 0.71479 | 0.0001 | 0
3743 | 1 | 0.0001083 | 0 | 0 | 9.3987e-06 | 0.00011416 | 0 | 0.20487 | 0.0001 | 0.64751 | 0.71529 | 0.0001 | 0
3744 | 1 | 0.0001018 | 0 | 0 | 5.8742e-06 | 0.00011416 | 0 | 0.26097 | 0.0001 | 0.6478 | 0.7158 | 0.0001 | 0
3745 | 1 | 9.8677e-05 | 0 | 0 | 2.3497e-06 | 0.00011416 | 0 | 0.26595 | 0.0001 | 0.6481 | 0.71631 | 0.0001 | 0
3746 | 1 | 9.5257e-05 | 0 | 0 | 1.1748e-06 | 0.00011416 | 0 | 0.28497 | 0.0001 | 0.64838 | 0.71682 | 0.0001 | 0
3747 | 1 | 9.2057e-05 | 0 | 0 | 1.4098e-05 | 0.00011416 | 0 | 0.26117 | 0.0001 | 0.64867 | 0.71733 | 0.0001 | 0
3748 | 1 | 8.7107e-05 | 0 | 0 | 3.7595e-05 | 0.00011416 | 0 | 0.28863 | 0.0001 | 0.64897 | 0.71786 | 0.0001 | 0
3749 | 1 | 9.2247e-05 | 0 | 0 | 9.3987e-05 | 0.00011416 | 0.0087742 | 0.30799 | 0.0001 | 0.64926 | 0.71837 | 0.0001 | 0
3750 | 1 | 0.0001066 | 0 | 0 | 0.0001821 | 0.00011416 | 0.052645 | 0.30103 | 0.0001 | 0.64956 | 0.71888 | 0.0001 | 0.094986
3751 | 1 | 0.0001219 | 0 | 0 | 0.0001586 | 0.00011416 | 0.15794 | 0.32106 | 0.0001 | 0.64985 | 0.71939 | 0.0001 | 0.25674
3752 | 1 | 0.000132 | 0 | 0 | 0.00014685 | 0.00011416 | 0.26323 | 0.32351 | 0.0001 | 0.65014 | 0.71989 | 0.0001 | 0.41583
3753 | 1 | 0.0001345 | 0 | 0 | 0.00016448 | 0.00011416 | 0.35974 | 0.28186 | 0.0001 | 0.65044 | 0.7204 | 0.0001 | 0.56937
3754 | 1 | 0.0001391 | 0 | 0 | 0.00018797 | 0.00011416 | 0.45626 | 0.23099 | 0.0001 | 0.65073 | 0.72092 | 0.0001 | 0.6903
3755 | 1 | 0.0001424 | 0 | 0 | 0.00020677 | 0.00011416 | 0.52645 | 0.18257 | 0.0001 | 0.65102 | 0.72144 | 0.0001 | 0.74419
3756 | 1 | 0.0001358 | 0 | 0 | 0.00018797 | 0.00011416 | 0.56155 | 0.18623 | 0.0001 | 0.65131 | 0.72196 | 0.0001 | 0.80705
3757 | 1 | 0.0001361 | 0 | 0 | 0.00019032 | 0.00011416 | 0.58787 | 0.17091 | 0.0001 | 0.6516 | 0.72246 | 0.0001 | 0.81195
3758 | 1 | 0.000134 | 0 | 0 | 0.00021382 | 0.00011416 | 0.544 | 0.16772 | 0.0001 | 0.65191 | 0.72297 | 0.0001 | 0.74136
3759 | 1 | 0.0001312 | 0 | 0 | 0.00022322 | 0.00011416 | 0.49136 | 0.16699 | 0.0001 | 0.6522 | 0.72348 | 0.0001 | 0.62737
3760 | 1 | 0.0001269 | 0 | 0 | 0.00022322 | 0.00011416 | 0.40361 | 0.18112 | 0.0001 | 0.65249 | 0.72399 | 0.0001 | 0.53459
3761 | 1 | 0.0001264 | 0 | 0 | 0.00016448 | 0.00011416 | 0.28077 | 0.18682 | 0.0001 | 0.65278 | 0.72449 | 0.0001 | 0.30954
3762 | 1 | 0.0001244 | 0 | 0 | 0.00011748 | 0.00011416 | 0.14039 | 0.21256 | 0.0001 | 0.65308 | 0.72503 | 0.0001 | 0.11884
3763 | 1 | 0.0001205 | 0 | 0 | 8.8113e-05 | 0.00011416 | 0.0087742 | 0.19903 | 0.0001 | 0.65337 | 0.72553 | 0.0001 | 0.0093179
3764 | 1 | 0.0001153 | 0 | 0 | 5.8742e-05 | 0.00011416 | 0 | 0.21919 | 0.0001 | 0.65366 | 0.72605 | 0.0001 | 0
3765 | 1 | 0.0001161 | 0 | 0 | 3.7595e-05 | 0.00011416 | 0 | 0.20062 | 0.0001 | 0.65395 | 0.72656 | 0.0001 | 0
3766 | 1 | 0.000116 | 0 | 0 | 2.3497e-05 | 0.00011416 | 0 | 0.16388 | 0.0001 | 0.65424 | 0.72706 | 0.0001 | 0
3767 | 1 | 0.0001082 | 0 | 0 | 9.3987e-06 | 0.00011416 | 0 | 0.16673 | 0.0001 | 0.65455 | 0.72757 | 0.0001 | 0
3768 | 1 | 0.000103 | 0 | 0 | 5.8742e-06 | 0.00011416 | 0 | 0.16148 | 0.0001 | 0.65484 | 0.72808 | 0.0001 | 0
3769 | 1 | 9.9157e-05 | 0 | 0 | 2.3497e-06 | 0.00011416 | 0 | 0.17695 | 0.0001 | 0.65512 | 0.72859 | 0.0001 | 0
3770 | 1 | 9.4747e-05 | 0 | 0 | 1.1748e-06 | 0.00011416 | 0 | 0.21666 | 0.0001 | 0.65541 | 0.72912 | 0.0001 | 0
3771 | 1 | 9.0237e-05 | 0 | 0 | 1.4098e-05 | 0.00011416 | 0 | 0.27927 | 0.0001 | 0.65571 | 0.72963 | 0.0001 | 0
3772 | 1 | 8.4577e-05 | 0 | 0 | 3.7595e-05 | 0.00011416 | 0 | 0.31721 | 0.0001 | 0.65601 | 0.73013 | 0.0001 | 0
3773 | 1 | 8.3937e-05 | 0 | 0 | 9.3987e-05 | 0.00011416 | 0 | 0.38618 | 0.0001 | 0.6563 | 0.73065 | 0.0001 | 0
3774 | 1 | 8.7037e-05 | 0 | 0 | 0.0001821 | 0.00011416 | 0.026323 | 0.25831 | 0.0001 | 0.65659 | 0.73116 | 0.0001 | 0.070528
3775 | 1 | 9.2957e-05 | 0 | 0 | 0.0001586 | 0.00011416 | 0.061419 | 0.218 | 0.0001 | 0.65689 | 0.73166 | 0.0001 | 0.20706
3776 | 1 | 0.0001023 | 0 | 0 | 0.00014685 | 0.00011416 | 0.087742 | 0.25229 | 0.0001 | 0.65718 | 0.73218 | 0.0001 | 0.39201
3777 | 1 | 0.0001084 | 0 | 0 | 0.00016448 | 0.00011416 | 0.12284 | 0.27278 | 0.0001 | 0.65747 | 0.7327 | 0.0001 | 0.55446
3778 | 1 | 0.0001109 | 0 | 0 | 0.00018797 | 0.00011416 | 0.17548 | 0.29286 | 0.0001 | 0.65776 | 0.73322 | 0.0001 | 0.69602
3779 | 1 | 0.000112 | 0 | 0 | 0.00020677 | 0.00011416 | 0.17548 | 0.2948 | 0.0001 | 0.65805 | 0.73372 | 0.0001 | 0.7746
3780 | 1 | 0.0001109 | 0 | 0 | 0.00018797 | 0.00011416 | 0.12284 | 0.29075 | 0.0001 | 0.65835 | 0.73423 | 0.0001 | 0.83132
3781 | 1 | 0.0001104 | 0 | 0 | 0.00019032 | 0.00011416 | 0.10529 | 0.27669 | 0.0001 | 0.65864 | 0.73474 | 0.0001 | 0.80889
3782 | 1 | 0.0001082 | 0 | 0 | 0.00021382 | 0.00011416 | 0.096516 | 0.3009 | 0.0001 | 0.65894 | 0.73525 | 0.0001 | 0.74996
3783 | 1 | 0.0001072 | 0 | 0 | 0.00022322 | 0.00011416 | 0.12284 | 0.28677 | 0.0001 | 0.65923 | 0.73576 | 0.0001 | 0.66833
3784 | 1 | 0.0001057 | 0 | 0 | 0.00022322 | 0.00011416 | 0.13161 | 0.21454 | 0.0001 | 0.65952 | 0.73629 | 0.0001 | 0.51153
3785 | 1 | 0.0001062 | 0 | 0 | 0.00016448 | 0.00011416 | 0.11406 | 0.16474 | 0.0001 | 0.65981 | 0.7368 | 0.0001 | 0.30366
3786 | 1 | 0.0001075 | 0 | 0 | 0.00011748 | 0.00011416 | 0.070194 | 0.16838 | 0.0001 | 0.6601 | 0.73731 | 0.0001 | 0.13117
3787 | 1 | 0.0001066 | 0 | 0 | 8.8113e-05 | 0.00011416 | 0.0087742 | 0.2044 | 0.0001 | 0.6604 | 0.73782 | 0.0001 | 0
3788 | 1 | 0.0001045 | 0 | 0 | 5.8742e-05 | 0.00011416 | 0 | 0.18941 | 0.0001 | 0.6607 | 0.73832 | 0.0001 | 0
3789 | 1 | 0.0001053 | 0 | 0 | 3.7595e-05 | 0.00011416 | 0 | 0.17316 | 0.0001 | 0.66099 | 0.73883 | 0.0001 | 0
3790 | 1 | 0.000105 | 0 | 0 | 2.3497e-05 | 0.00011416 | 0 | 0.14643 | 0.0001 | 0.66128 | 0.73934 | 0.0001 | 0
3791 | 1 | 9.8817e-05 | 0 | 0 | 9.3987e-06 | 0.00011416 | 0 | 0.12017 | 0.0001 | 0.66157 | 0.73987 | 0.0001 | 0
3792 | 1 | 9.3347e-05 | 0 | 0 | 5.8742e-06 | 0.00011416 | 0 | 0.094178 | 0.0001 | 0.66187 | 0.74038 | 0.0001 | 0
3793 | 1 | 8.9257e-05 | 0 | 0 | 2.3497e-06 | 0.00011416 | 0 | 0.089797 | 0.0001 | 0.66216 | 0.74089 | 0.0001 | 0
3794 | 1 | 8.5937e-05 | 0 | 0 | 1.1748e-06 | 0.00011416 | 0 | 0.10002 | 0.0001 | 0.66245 | 0.7414 | 0.0001 | 0
3795 | 1 | 8.2547e-05 | 0 | 0 | 1.4098e-05 | 0.00011416 | 0 | 0.11261 | 0.0001 | 0.66274 | 0.74191 | 0.0001 | 0
3796 | 1 | 7.7258e-05 | 0 | 0 | 3.7595e-05 | 0.00011416 | 0 | 0.15751 | 0.0001 | 0.66303 | 0.74242 | 0.0001 | 0
3797 | 1 | 7.5758e-05 | 0 | 0 | 9.3987e-05 | 0.00011416 | 0.0087742 | 0.21767 | 0.0001 | 0.66334 | 0.74292 | 0.0001 | 0
3798 | 1 | 7.6178e-05 | 0 | 0 | 0.0001821 | 0.00011416 | 0.061419 | 0.17164 | 0.0001 | 0.66363 | 0.74346 | 0.0001 | 0.097589
3799 | 1 | 7.9887e-05 | 0 | 0 | 0.0001586 | 0.00011416 | 0.15794 | 0.22463 | 0.0001 | 0.66392 | 0.74396 | 0.0001 | 0.25876
3800 | 1 | 8.5077e-05 | 0 | 0 | 0.00014685 | 0.00011416 | 0.2369 | 0.32437 | 0.0001 | 0.6642 | 0.74448 | 0.0001 | 0.41847
3801 | 1 | 9.1547e-05 | 0 | 0 | 0.00016448 | 0.00011416 | 0.28077 | 0.41231 | 0.0001 | 0.66451 | 0.74498 | 0.0001 | 0.58262
3802 | 1 | 9.4887e-05 | 0 | 0 | 0.00018797 | 0.00011416 | 0.34219 | 0.53056 | 0.0001 | 0.6648 | 0.74549 | 0.0001 | 0.70048
3803 | 1 | 9.7257e-05 | 0 | 0 | 0.00020677 | 0.00011416 | 0.43871 | 0.57181 | 0.0001 | 0.66509 | 0.746 | 0.0001 | 0.77271
3804 | 1 | 9.8047e-05 | 0 | 0 | 0.00018797 | 0.00011416 | 0.56155 | 0.61545 | 0.0001 | 0.66538 | 0.74651 | 0.0001 | 0.86177
3805 | 1 | 9.5967e-05 | 0 | 0 | 0.00019032 | 0.00011416 | 0.53523 | 0.61545 | 0.0001 | 0.66569 | 0.74702 | 0.0001 | 0.81898
3806 | 1 | 9.3727e-05 | 0 | 0 | 0.00021382 | 0.00011416 | 0.50013 | 0.62712 | 0.0001 | 0.66597 | 0.74755 | 0.0001 | 0.74164
3807 | 1 | 9.3037e-05 | 0 | 0 | 0.00022322 | 0.00011416 | 0.39484 | 0.59927 | 0.0001 | 0.66626 | 0.74806 | 0.0001 | 0.53077
3808 | 1 | 9.4887e-05 | 0 | 0 | 0.00022322 | 0.00011416 | 0.272 | 0.53387 | 0.0001 | 0.66655 | 0.74856 | 0.0001 | 0.29648
3809 | 1 | 9.9187e-05 | 0 | 0 | 0.00016448 | 0.00011416 | 0.14916 | 0.45403 | 0.0001 | 0.66685 | 0.74908 | 0.0001 | 0.15686
3810 | 1 | 0.0001024 | 0 | 0 | 0.00011748 | 0.00011416 | 0.061419 | 0.34062 | 0.0001 | 0.66715 | 0.74958 | 0.0001 | 0.088306
3811 | 1 | 0.0001032 | 0 | 0 | 8.8113e-05 | 0.00011416 | 0.0087742 | 0.30421 | 0.0001 | 0.66744 | 0.75009 | 0.0001 | 0
3812 | 1 | 0.0001024 | 0 | 0 | 5.8742e-05 | 0.00011416 | 0 | 0.37033 | 0.0001 | 0.66773 | 0.75061 | 0.0001 | 0
3813 | 1 | 0.0001051 | 0 | 0 | 3.7595e-05 | 0.00011416 | 0 | 0.3905 | 0.0001 | 0.66802 | 0.75113 | 0.0001 | 0
3814 | 1 | 0.0001036 | 0 | 0 | 2.3497e-05 | 0.00011416 | 0 | 0.34771 | 0.0001 | 0.66832 | 0.75165 | 0.0001 | 0
3815 | 1 | 9.6217e-05 | 0 | 0 | 9.3987e-06 | 0.00011416 | 0 | 0.24969 | 0.0001 | 0.66861 | 0.75215 | 0.0001 | 0
3816 | 1 | 9.0347e-05 | 0 | 0 | 5.8742e-06 | 0.00011416 | 0 | 0.21084 | 0.0001 | 0.6689 | 0.75266 | 0.0001 | 0
3817 | 1 | 8.7817e-05 | 0 | 0 | 2.3497e-06 | 0.00011416 | 0 | 0.20798 | 0.0001 | 0.68773 | 0.75317 | 0.0001 | 0
3818 | 1 | 8.6067e-05 | 0 | 0 | 1.1748e-06 | 0.00011416 | 0 | 0.19346 | 0.0001 | 0.68802 | 0.75368 | 0.0001 | 0
3819 | 1 | 8.4827e-05 | 0 | 0 | 1.4098e-05 | 0.00011416 | 0 | 0.22655 | 0.0001 | 0.68832 | 0.75418 | 0.0001 | 0
3820 | 1 | 8.1037e-05 | 0 | 0 | 3.7595e-05 | 0.00011416 | 0 | 0.29081 | 0.0001 | 0.68862 | 0.75472 | 0.0001 | 0
3821 | 1 | 8.9337e-05 | 0 | 0 | 9.3987e-05 | 0.00011416 | 0 | 0.34645 | 0.0001 | 0.68891 | 0.75523 | 0.0001 | 0
3822 | 1 | 0.0001059 | 0 | 0 | 0.0001821 | 0.00011416 | 0.026323 | 0.2686 | 0.0001 | 0.6892 | 0.75573 | 0.0001 | 0.027518
3823 | 1 | 0.0001237 | 0 | 0 | 0.0001586 | 0.00011416 | 0.061419 | 0.19187 | 0.0001 | 0.68949 | 0.75625 | 0.0001 | 0.13381
3824 | 1 | 0.0001351 | 0 | 0 | 0.00014685 | 0.00011416 | 0.10529 | 0.24021 | 0.0001 | 0.68978 | 0.75675 | 0.0001 | 0.21221
3825 | 1 | 0.000138 | 0 | 0 | 0.00016448 | 0.00011416 | 0.13161 | 0.23371 | 0.0001 | 0.69008 | 0.75726 | 0.0001 | 0.31808
3826 | 1 | 0.0001424 | 0 | 0 | 0.00018797 | 0.00011416 | 0.14039 | 0.22369 | 0.0001 | 0.69037 | 0.75777 | 0.0001 | 0.55425
3827 | 1 | 0.000147 | 0 | 0 | 0.00020677 | 0.00011416 | 0.12284 | 0.21727 | 0.0001 | 0.69066 | 0.7583 | 0.0001 | 0.6081
3828 | 1 | 0.0001379 | 0 | 0 | 0.00018797 | 0.00011416 | 0.13161 | 0.22695 | 0.0001 | 0.69096 | 0.75881 | 0.0001 | 0.43674
3829 | 1 | 0.0001385 | 0 | 0 | 0.00019032 | 0.00011416 | 0.17548 | 0.25599 | 0.0001 | 0.69125 | 0.75932 | 0.0001 | 0.3472
3830 | 1 | 0.000138 | 0 | 0 | 0.00021382 | 0.00011416 | 0.14039 | 0.27298 | 0.0001 | 0.69155 | 0.75983 | 0.0001 | 0.4187
3831 | 1 | 0.0001357 | 0 | 0 | 0.00022322 | 0.00011416 | 0.14916 | 0.27171 | 0.0001 | 0.69183 | 0.76034 | 0.0001 | 0.41074
3832 | 1 | 0.0001335 | 0 | 0 | 0.00022322 | 0.00011416 | 0.10529 | 0.25513 | 0.0001 | 0.69213 | 0.76085 | 0.0001 | 0.43854
3833 | 1 | 0.0001283 | 0 | 0 | 0.00016448 | 0.00011416 | 0.087742 | 0.25242 | 0.0001 | 0.69242 | 0.76135 | 0.0001 | 0.25148
3834 | 1 | 0.0001259 | 0 | 0 | 0.00011748 | 0.00011416 | 0.043871 | 0.21899 | 0.0001 | 0.69271 | 0.76189 | 0.0001 | 0.13231
3835 | 1 | 0.0001199 | 0 | 0 | 8.8113e-05 | 0.00011416 | 0.0087742 | 0.26933 | 0.0001 | 0.69301 | 0.76239 | 0.0001 | 0.027236
3836 | 1 | 0.0001148 | 0 | 0 | 5.8742e-05 | 0.00011416 | 0 | 0.2871 | 0.0001 | 0.69331 | 0.76291 | 0.0001 | 0
3837 | 1 | 0.0001158 | 0 | 0 | 3.7595e-05 | 0.00011416 | 0 | 0.25354 | 0.0001 | 0.6936 | 0.76341 | 0.0001 | 0
3838 | 1 | 0.0001136 | 0 | 0 | 2.3497e-05 | 0.00011416 | 0 | 0.26966 | 0.0001 | 0.69389 | 0.76392 | 0.0001 | 0
3839 | 1 | 0.0001024 | 1.388e-05 | 0 | 9.3987e-06 | 0.00011416 | 0 | 0.29154 | 0.0001 | 0.69418 | 0.76443 | 0.0001 | 0
3840 | 1 | 9.6117e-05 | 2.3139e-05 | 0 | 5.8742e-06 | 0.00011416 | 0 | 0.28259 | 0.0001 | 0.69448 | 0.76494 | 0.0001 | 0
3841 | 1 | 9.3247e-05 | 2.4369e-05 | 0 | 2.3497e-06 | 0.00011416 | 0 | 0.23696 | 0.0001 | 0.69477 | 0.76545 | 0.0001 | 0
3842 | 1 | 8.9407e-05 | 3.6339e-05 | 0 | 1.1748e-06 | 0.00011416 | 0 | 0.2095 | 0.0001 | 0.69506 | 0.76598 | 0.0001 | 0
3843 | 1 | 8.6327e-05 | 3.9959e-05 | 0 | 1.4098e-05 | 0.00011416 | 0 | 0.19691 | 0.0001 | 0.69535 | 0.76649 | 0.0001 | 0
3844 | 1 | 8.2327e-05 | 3.9539e-05 | 0 | 3.7595e-05 | 0.00011416 | 0 | 0.18151 | 0.0001 | 0.69564 | 0.76699 | 0.0001 | 0
3845 | 1 | 9.0137e-05 | 3.7229e-05 | 0 | 9.3987e-05 | 0.00011416 | 0 | 0.18437 | 0.0001 | 0.69594 | 0.76751 | 0.0001 | 0
3846 | 1 | 0.0001062 | 4.9099e-05 | 0 | 0.0001821 | 0.00011416 | 0.035097 | 0.10008 | 0.0001 | 0.69623 | 0.76801 | 0.0001 | 0
3847 | 1 | 0.0001243 | 3.7529e-05 | 0 | 0.0001586 | 0.00011416 | 0.11406 | 0.066986 | 0.0001 | 0.69652 | 0.76852 | 0.0001 | 0.005901
3848 | 1 | 0.0001354 | 3.4499e-05 | 0 | 0.00014685 | 0.00011416 | 0.19303 | 0.048347 | 0.0001 | 0.69681 | 0.76904 | 0.0001 | 0.072615
3849 | 1 | 0.0001383 | 2.7249e-05 | 0 | 0.00016448 | 0.00011416 | 0.26323 | 0.069304 | 0.0001 | 0.69712 | 0.76956 | 0.0001 | 0.1952
3850 | 1 | 0.0001424 | 2.0879e-05 | 0 | 0.00018797 | 0.00011416 | 0.32465 | 0.09238 | 0.0001 | 0.69741 | 0.77008 | 0.0001 | 0.26942
3851 | 1 | 0.0001482 | 1.214e-05 | 0 | 0.00020677 | 0.00011416 | 0.38607 | 0.094046 | 0.0001 | 0.6977 | 0.77058 | 0.0001 | 0.37128
3852 | 1 | 0.0001387 | 0 | 0 | 0.00018797 | 0.00011416 | 0.42116 | 0.096165 | 0.0001 | 0.69799 | 0.77109 | 0.0001 | 0.36018
3853 | 1 | 0.0001398 | 0 | 0 | 0.00019032 | 0.00011416 | 0.43871 | 0.1095 | 0.0001 | 0.69829 | 0.7716 | 0.0001 | 0.32848
3854 | 1 | 0.0001385 | 0 | 0 | 0.00021382 | 0.00011416 | 0.38607 | 0.11758 | 0.0001 | 0.69858 | 0.77211 | 0.0001 | 0.31475
3855 | 1 | 0.0001366 | 0 | 0 | 0.00022322 | 0.00011416 | 0.32465 | 0.10339 | 0.0001 | 0.69887 | 0.77261 | 0.0001 | 0.21378
3856 | 1 | 0.0001337 | 0 | 0 | 0.00022322 | 0.00011416 | 0.21936 | 0.13006 | 0.0001 | 0.69916 | 0.77315 | 0.0001 | 0.16257
3857 | 1 | 0.0001291 | 0 | 0 | 0.00016448 | 0.00011416 | 0.12284 | 0.14869 | 0.0001 | 0.69946 | 0.77365 | 0.0001 | 0.10061
3858 | 1 | 0.0001272 | 0 | 0 | 0.00011748 | 0.00011416 | 0.043871 | 0.14782 | 0.0001 | 0.69976 | 0.77416 | 0.0001 | 0.049174
3859 | 1 | 0.0001213 | 8.0718e-06 | 0 | 8.8113e-05 | 0.00011416 | 0 | 0.1987 | 0.0001 | 0.70005 | 0.77468 | 0.0001 | 0
3860 | 1 | 0.0001157 | 1.373e-05 | 0 | 5.8742e-05 | 0.00011416 | 0 | 0.26528 | 0.0001 | 0.70034 | 0.77518 | 0.0001 | 0
3861 | 1 | 0.0001151 | 2.1469e-05 | 0 | 3.7595e-05 | 0.00011416 | 0 | 0.32629 | 0.0001 | 0.70063 | 0.77569 | 0.0001 | 0
3862 | 1 | 0.0001096 | 3.8739e-05 | 0 | 2.3497e-05 | 0.00011416 | 0 | 0.37305 | 0.0001 | 0.70092 | 0.7762 | 0.0001 | 0
3863 | 1 | 9.9907e-05 | 3.8549e-05 | 0 | 9.3987e-06 | 0.00011416 | 0 | 0.34321 | 0.0001 | 0.70122 | 0.77673 | 0.0001 | 0
3864 | 1 | 9.3147e-05 | 5.3929e-05 | 0 | 5.8742e-06 | 0.00011416 | 0 | 0.32351 | 0.0001 | 0.70151 | 0.77724 | 0.0001 | 0
3865 | 1 | 9.0627e-05 | 5.4509e-05 | 0 | 2.3497e-06 | 0.00011416 | 0 | 0.29645 | 0.0001 | 0.70156 | 0.77775 | 0.0001 | 0
3866 | 1 | 8.7107e-05 | 6.6078e-05 | 0 | 1.1748e-06 | 0.00011416 | 0 | 0.22622 | 0.0001 | 0.7012 | 0.77825 | 0.0001 | 0
3867 | 1 | 8.4657e-05 | 6.1708e-05 | 0 | 1.4098e-05 | 0.00011416 | 0 | 0.16322 | 0.0001 | 0.70083 | 0.77877 | 0.0001 | 0
3868 | 1 | 8.1287e-05 | 5.5299e-05 | 0 | 3.7595e-05 | 0.00011416 | 0 | 0.16448 | 0.0001 | 0.70047 | 0.77928 | 0.0001 | 0
3869 | 1 | 8.9317e-05 | 4.9609e-05 | 0 | 9.3987e-05 | 0.00011416 | 0 | 0.16036 | 0.0001 | 0.7001 | 0.77978 | 0.0001 | 0
3870 | 1 | 0.0001068 | 3.8249e-05 | 0 | 0.0001821 | 0.00011416 | 0.035097 | 0.115 | 0.0001 | 0.69974 | 0.78032 | 0.0001 | 0
3871 | 1 | 0.0001247 | 3.4029e-05 | 0 | 0.0001586 | 0.00011416 | 0.078968 | 0.1416 | 0.0001 | 0.69938 | 0.78082 | 0.0001 | 0.039614
3872 | 1 | 0.0001344 | 3.1559e-05 | 0 | 0.00014685 | 0.00011416 | 0.19303 | 0.12389 | 0.0001 | 0.69901 | 0.78134 | 0.0001 | 0.14361
3873 | 1 | 0.0001374 | 2.3019e-05 | 0 | 0.00016448 | 0.00011416 | 0.33342 | 0.028053 | 0.0001 | 0.69866 | 0.78184 | 0.0001 | 0.27295
3874 | 1 | 0.0001416 | 9.1438e-06 | 0 | 0.00018797 | 0.00011416 | 0.42116 | 0.028053 | 0.0001 | 0.69829 | 0.78235 | 0.0001 | 0.28312
3875 | 1 | 0.0001468 | 0 | 0 | 0.00020677 | 0.00011416 | 0.42116 | 0.065662 | 0.0001 | 0.69793 | 0.78285 | 0.0001 | 0.35413
3876 | 1 | 0.0001377 | 0 | 0.00069279 | 0.00018797 | 0.00011416 | 0.42116 | 0.12647 | 0.0001 | 0.69757 | 0.78337 | 0.0001 | 0.41902
3877 | 1 | 0.0001379 | 0 | 0.0012452 | 0.00019032 | 0.00011416 | 0.40361 | 0.17018 | 0.0001 | 0.6972 | 0.78388 | 0.0001 | 0.56652
3878 | 1 | 0.0001357 | 0 | 0.0015712 | 0.00021382 | 0.00011416 | 0.34219 | 0.18431 | 0.0001 | 0.69684 | 0.78441 | 0.0001 | 0.51647
3879 | 1 | 0.0001334 | 0 | 0.001671 | 0.00022322 | 0.00011416 | 0.2369 | 0.21143 | 0.0001 | 0.69647 | 0.78492 | 0.0001 | 0.37076
3880 | 1 | 0.0001309 | 0 | 0.0015288 | 0.00022322 | 0.00011416 | 0.14039 | 0.21787 | 0.0001 | 0.69611 | 0.78542 | 0.0001 | 0.25578
3881 | 1 | 0.0001264 | 0 | 0.0011094 | 0.00016448 | 0.00011416 | 0.070194 | 0.21541 | 0.0001 | 0.69575 | 0.78594 | 0.0001 | 0.23667
3882 | 1 | 0.0001254 | 0 | 0.0002494 | 0.00011748 | 0.00011416 | 0.035097 | 0.17296 | 0.0001 | 0.69538 | 0.78644 | 0.0001 | 0.10379
3883 | 1 | 0.0001207 | 0 | 0 | 8.8113e-05 | 0.00011416 | 0.0087742 | 0.13854 | 0.0001 | 0.69502 | 0.78695 | 0.0001 | 0.0043143
3884 | 1 | 0.0001161 | 0 | 0 | 5.8742e-05 | 0.00011416 | 0 | 0.10571 | 0.0001 | 0.69465 | 0.78746 | 0.0001 | 0
3885 | 1 | 0.0001178 | 0 | 0 | 3.7595e-05 | 0.00011416 | 0 | 0.055112 | 0.0001 | 0.69429 | 0.78799 | 0.0001 | 0
3886 | 1 | 0.000116 | 0 | 0 | 2.3497e-05 | 0.00011416 | 0 | 0.038934 | 0.0001 | 0.69393 | 0.7885 | 0.0001 | 0
3887 | 1 | 0.0001067 | 0 | 0 | 9.3987e-06 | 0.00011416 | 0 | 0.047884 | 0.0001 | 0.69356 | 0.78901 | 0.0001 | 0
3888 | 1 | 9.8387e-05 | 0 | 0 | 5.8742e-06 | 0.00011416 | 0 | 0.067847 | 0.0001 | 0.6932 | 0.78952 | 0.0001 | 0
3889 | 1 | 9.4657e-05 | 1.737e-05 | 0 | 2.3497e-06 | 0.00011416 | 0 | 0.067384 | 0.0001 | 0.69284 | 0.78983 | 0.0001 | 0
3890 | 1 | 9.0087e-05 | 3.8039e-05 | 0 | 1.1748e-06 | 0.00011416 | 0 | 0.055245 | 0.0001 | 0.69248 | 0.78981 | 0.0001 | 0
3891 | 1 | 8.6537e-05 | 4.3539e-05 | 0 | 1.4098e-05 | 0.00011416 | 0 | 0.035744 | 0.0001 | 0.69212 | 0.78978 | 0.0001 | 0
3892 | 1 | 8.1597e-05 | 5.1429e-05 | 0 | 3.7595e-05 | 0.00011416 | 0 | 0.035744 | 0.0001 | 0.69175 | 0.78978 | 0.0001 | 0
3893 | 1 | 8.7477e-05 | 6.0428e-05 | 0 | 9.3987e-05 | 0.00011416 | 0.0087742 | 0.055576 | 0.0001 | 0.69139 | 0.78976 | 0.0001 | 0
3894 | 1 | 0.000103 | 6.2618e-05 | 0 | 0.0001821 | 0.00011416 | 0.043871 | 0.060818 | 0.0001 | 0.69102 | 0.78974 | 0.0001 | 0.054985
3895 | 1 | 0.0001213 | 3.0539e-05 | 0 | 0.0001586 | 0.00011416 | 0.14039 | 0.11334 | 0.0001 | 0.69066 | 0.78974 | 0.0001 | 0.15735
3896 | 1 | 0.000134 | 0 | 0 | 0.00014685 | 0.00011416 | 0.21936 | 0.12906 | 0.0001 | 0.6903 | 0.78971 | 0.0001 | 0.24853
3897 | 1 | 0.0001359 | 0 | 0.00032238 | 0.00016448 | 0.00011416 | 0.31587 | 0.10326 | 0.0001 | 0.68994 | 0.78969 | 0.0001 | 0.48573
3898 | 1 | 0.0001394 | 0 | 0.0014336 | 0.00018797 | 0.00011416 | 0.34219 | 0.12966 | 0.0001 | 0.68958 | 0.78966 | 0.0001 | 0.67508
3899 | 1 | 0.0001442 | 0 | 0.0022114 | 0.00020677 | 0.00011416 | 0.35097 | 0.14584 | 0.0001 | 0.68921 | 0.78966 | 0.0001 | 0.69408
3900 | 1 | 0.000135 | 0 | 0.0029153 | 0.00018797 | 0.00011416 | 0.37729 | 0.14306 | 0.0001 | 0.68886 | 0.78964 | 0.0001 | 0.79728
3901 | 1 | 0.0001362 | 0 | 0.0034704 | 0.00019032 | 0.00011416 | 0.35974 | 0.15678 | 0.0001 | 0.68849 | 0.78961 | 0.0001 | 0.78315
3902 | 1 | 0.0001351 | 0 | 0.0038787 | 0.00021382 | 0.00011416 | 0.29832 | 0.16891 | 0.0001 | 0.68813 | 0.78959 | 0.0001 | 0.77397
3903 | 1 | 0.000133 | 0 | 0.0040662 | 0.00022322 | 0.00011416 | 0.29832 | 0.17011 | 0.0001 | 0.68777 | 0.78959 | 0.0001 | 0.57467
3904 | 1 | 0.0001307 | 0 | 0.0037826 | 0.00022322 | 0.00011416 | 0.24568 | 0.19637 | 0.0001 | 0.6874 | 0.78956 | 0.0001 | 0.41013
3905 | 1 | 0.000127 | 0 | 0.0030141 | 0.00016448 | 0.00011416 | 0.19303 | 0.20963 | 0.0001 | 0.68704 | 0.78954 | 0.0001 | 0.38881
3906 | 1 | 0.0001253 | 0 | 0.0017098 | 0.00011748 | 0.00011416 | 0.11406 | 0.21209 | 0.0001 | 0.68667 | 0.78954 | 0.0001 | 0.21986
3907 | 1 | 0.0001208 | 0 | 0.00015518 | 8.8113e-05 | 0.00011416 | 0.017548 | 0.23424 | 0.0001 | 0.68631 | 0.78952 | 0.0001 | 0.052068
3908 | 1 | 0.0001157 | 0 | 0 | 5.8742e-05 | 0.00011416 | 0 | 0.28173 | 0.0001 | 0.68595 | 0.7895 | 0.0001 | 0
3909 | 1 | 0.0001168 | 0 | 0 | 3.7595e-05 | 0.00011416 | 0 | 0.28299 | 0.0001 | 0.68558 | 0.78947 | 0.0001 | 0
3910 | 1 | 0.000117 | 0 | 0 | 2.3497e-05 | 0.00011416 | 0 | 0.2859 | 0.0001 | 0.68522 | 0.78947 | 0.0001 | 0
3911 | 1 | 0.0001073 | 0 | 0 | 9.3987e-06 | 0.00011416 | 0 | 0.2883 | 0.0001 | 0.68485 | 0.78945 | 0.0001 | 0
3912 | 1 | 0.0001006 | 0 | 0 | 5.8742e-06 | 0.00011416 | 0 | 0.2619 | 0.0001 | 0.68449 | 0.78942 | 0.0001 | 0
3913 | 1 | 9.7787e-05 | 0 | 0 | 2.3497e-06 | 0.00011416 | 0 | 0.26635 | 0.0001 | 0.68413 | 0.7894 | 0.0001 | 0
3914 | 1 | 9.4497e-05 | 0 | 0 | 1.1748e-06 | 0.00011416 | 0 | 0.28093 | 0.0001 | 0.68376 | 0.7894 | 0.0001 | 0
3915 | 1 | 9.0067e-05 | 1.554e-05 | 0 | 1.4098e-05 | 0.00011416 | 0 | 0.2991 | 0.0001 | 0.6834 | 0.78937 | 0.0001 | 0
3916 | 1 | 8.4677e-05 | 2.5089e-05 | 0 | 3.7595e-05 | 0.00011416 | 0 | 0.31608 | 0.0001 | 0.68304 | 0.78934 | 0.0001 | 0
3917 | 1 | 8.9037e-05 | 3.6299e-05 | 0 | 9.3987e-05 | 0.00011416 | 0 | 0.27576 | 0.0001 | 0.68268 | 0.78934 | 0.0001 | 0
3918 | 1 | 0.0001047 | 3.0899e-05 | 0 | 0.0001821 | 0.00011416 | 0.0087742 | 0.22138 | 0.0001 | 0.68232 | 0.78933 | 0.0001 | 0.051769
3919 | 1 | 0.0001242 | 0 | 0 | 0.0001586 | 0.00011416 | 0.026323 | 0.3192 | 0.0001 | 0.68195 | 0.7893 | 0.0001 | 0.19065
3920 | 1 | 0.0001336 | 0 | 0 | 0.00014685 | 0.00011416 | 0.043871 | 0.40879 | 0.0001 | 0.68159 | 0.78928 | 0.0001 | 0.30065
3921 | 1 | 0.0001359 | 0 | 0 | 0.00016448 | 0.00011416 | 0.070194 | 0.48546 | 0.0001 | 0.68122 | 0.78928 | 0.0001 | 0.39328
3922 | 1 | 0.0001398 | 0 | 0 | 0.00018797 | 0.00011416 | 0.10529 | 0.48713 | 0.0001 | 0.68086 | 0.78925 | 0.0001 | 0.48512
3923 | 1 | 0.0001441 | 0 | 0 | 0.00020677 | 0.00011416 | 0.16671 | 0.48666 | 0.0001 | 0.6805 | 0.78923 | 0.0001 | 0.47016
3924 | 1 | 0.0001364 | 0 | 0 | 0.00018797 | 0.00011416 | 0.21058 | 0.53951 | 0.0001 | 0.68013 | 0.7892 | 0.0001 | 0.47069
3925 | 1 | 0.0001371 | 0 | 0 | 0.00019032 | 0.00011416 | 0.24568 | 0.57699 | 0.0001 | 0.67977 | 0.7892 | 0.0001 | 0.43169
3926 | 1 | 0.0001358 | 0 | 0 | 0.00021382 | 0.00011416 | 0.21058 | 0.58176 | 0.0001 | 0.6794 | 0.78918 | 0.0001 | 0.63949
3927 | 1 | 0.0001318 | 0 | 0 | 0.00022322 | 0.00011416 | 0.17548 | 0.54707 | 0.0001 | 0.67904 | 0.78915 | 0.0001 | 0.41304
3928 | 1 | 0.000128 | 0 | 0 | 0.00022322 | 0.00011416 | 0.14916 | 0.44136 | 0.0001 | 0.67868 | 0.78915 | 0.0001 | 0.29095
3929 | 1 | 0.000125 | 0 | 0 | 0.00016448 | 0.00011416 | 0.096516 | 0.34938 | 0.0001 | 0.67831 | 0.78913 | 0.0001 | 0.22354
3930 | 1 | 0.0001231 | 0 | 0 | 0.00011748 | 0.00011416 | 0.052645 | 0.24293 | 0.0001 | 0.67795 | 0.78911 | 0.0001 | 0.089905
3931 | 1 | 0.0001187 | 0 | 0 | 8.8113e-05 | 0.00011416 | 0.0087742 | 0.18358 | 0.0001 | 0.67759 | 0.78909 | 0.0001 | 0.018838
3932 | 1 | 0.0001127 | 0 | 0 | 5.8742e-05 | 0.00011416 | 0 | 0.16381 | 0.0001 | 0.67723 | 0.78909 | 0.0001 | 0
3933 | 1 | 0.0001136 | 0 | 0 | 3.7595e-05 | 0.00011416 | 0 | 0.14802 | 0.0001 | 0.67687 | 0.78906 | 0.0001 | 0
3934 | 1 | 0.0001143 | 0 | 0 | 2.3497e-05 | 0.00011416 | 0 | 0.17343 | 0.0001 | 0.6765 | 0.78903 | 0.0001 | 0
3935 | 1 | 0.0001068 | 0 | 0 | 9.3987e-06 | 0.00011416 | 0 | 0.2091 | 0.0001 | 0.67614 | 0.78901 | 0.0001 | 0
3936 | 1 | 0.0001013 | 0 | 0 | 5.8742e-06 | 0.00011416 | 0 | 0.24339 | 0.0001 | 0.67577 | 0.78901 | 0.0001 | 0
3937 | 1 | 9.8107e-05 | 0 | 0 | 2.3497e-06 | 0.00011416 | 0 | 0.26349 | 0.0001 | 0.67541 | 0.78898 | 0.0001 | 0
3938 | 1 | 9.3427e-05 | 0 | 0 | 1.1748e-06 | 0.00011416 | 0 | 0.28651 | 0.0001 | 0.67506 | 0.78896 | 0.0001 | 0
3939 | 1 | 8.8987e-05 | 0 | 0 | 1.4098e-05 | 0.00011416 | 0 | 0.30222 | 0.0001 | 0.67469 | 0.78896 | 0.0001 | 0
3940 | 1 | 8.3077e-05 | 0 | 0 | 3.7595e-05 | 0.00011416 | 0 | 0.29705 | 0.0001 | 0.67433 | 0.78893 | 0.0001 | 0
3941 | 1 | 8.3177e-05 | 0 | 0 | 9.3987e-05 | 0.00011416 | 0.0087742 | 0.28444 | 0.0001 | 0.67396 | 0.78892 | 0.0001 | 0
3942 | 1 | 8.6747e-05 | 0 | 0 | 0.0001821 | 0.00011416 | 0.043871 | 0.2109 | 0.0001 | 0.6736 | 0.78889 | 0.0001 | 0.024615
3943 | 1 | 9.3057e-05 | 0 | 0 | 0.0001586 | 0.00011416 | 0.12284 | 0.13457 | 0.0001 | 0.67324 | 0.78889 | 0.0001 | 0.11611
3944 | 1 | 0.0001015 | 0 | 0 | 0.00014685 | 0.00011416 | 0.21058 | 0.083959 | 0.0001 | 0.67288 | 0.78887 | 0.0001 | 0.31944
3945 | 1 | 0.0001076 | 0 | 0 | 0.00016448 | 0.00011416 | 0.26323 | 0.041781 | 0.0001 | 0.67252 | 0.78884 | 0.0001 | 0.47816
3946 | 1 | 0.0001108 | 0 | 0 | 0.00018797 | 0.00011416 | 0.29832 | 0.057099 | 0.0001 | 0.67215 | 0.78882 | 0.0001 | 0.64967
3947 | 1 | 0.0001122 | 0 | 0 | 0.00020677 | 0.00011416 | 0.33342 | 0.088274 | 0.0001 | 0.67179 | 0.78882 | 0.0001 | 0.67794
3948 | 1 | 0.0001107 | 0 | 0 | 0.00018797 | 0.00011416 | 0.3071 | 0.11831 | 0.0001 | 0.67142 | 0.78879 | 0.0001 | 0.74335
3949 | 1 | 0.0001092 | 0 | 0 | 0.00019032 | 0.00011416 | 0.3071 | 0.14663 | 0.0001 | 0.67106 | 0.78877 | 0.0001 | 0.83778
3950 | 1 | 0.0001064 | 0 | 0 | 0.00021382 | 0.00011416 | 0.31587 | 0.17448 | 0.0001 | 0.6707 | 0.78874 | 0.0001 | 0.74763
3951 | 1 | 0.0001041 | 0 | 0 | 0.00022322 | 0.00011416 | 0.24568 | 0.18417 | 0.0001 | 0.67033 | 0.78874 | 0.0001 | 0.65663
3952 | 1 | 0.0001027 | 0 | 0 | 0.00022322 | 0.00011416 | 0.21936 | 0.18012 | 0.0001 | 0.66997 | 0.78871 | 0.0001 | 0.39802
3953 | 1 | 0.0001037 | 0 | 0 | 0.00016448 | 0.00011416 | 0.14916 | 0.16122 | 0.0001 | 0.66961 | 0.7887 | 0.0001 | 0.34466
3954 | 1 | 0.0001044 | 0 | 0 | 0.00011748 | 0.00011416 | 0.087742 | 0.12693 | 0.0001 | 0.66924 | 0.7887 | 0.0001 | 0.19601
3955 | 1 | 0.0001018 | 0 | 0 | 8.8113e-05 | 0.00011416 | 0.017548 | 0.14577 | 0.0001 | 0.66888 | 0.78867 | 0.0001 | 0.01296
3956 | 1 | 9.9857e-05 | 0 | 0 | 5.8742e-05 | 0.00011416 | 0 | 0.17933 | 0.0001 | 0.66851 | 0.78865 | 0.0001 | 0
3957 | 1 | 0.0001022 | 0 | 0 | 3.7595e-05 | 0.00011416 | 0 | 0.17521 | 0.0001 | 0.66815 | 0.78862 | 0.0001 | 0
3958 | 1 | 0.0001031 | 0 | 0 | 2.3497e-05 | 0.00011416 | 0 | 0.1534 | 0.0001 | 0.66779 | 0.78862 | 0.0001 | 0
3959 | 1 | 9.6847e-05 | 0 | 0 | 9.3987e-06 | 0.00011416 | 0 | 0.14491 | 0.0001 | 0.66742 | 0.7886 | 0.0001 | 0
3960 | 1 | 9.2317e-05 | 0 | 0 | 5.8742e-06 | 0.00011416 | 0 | 0.12873 | 0.0001 | 0.66707 | 0.78857 | 0.0001 | 0
3961 | 1 | 8.7487e-05 | 0 | 0 | 2.3497e-06 | 0.00011416 | 0 | 0.09484 | 0.0001 | 0.6667 | 0.78855 | 0.0001 | 0
3962 | 1 | 8.4257e-05 | 0 | 0 | 1.1748e-06 | 0.00011416 | 0 | 0.089201 | 0.0001 | 0.66634 | 0.78855 | 0.0001 | 0
3963 | 1 | 8.0797e-05 | 0 | 0 | 1.4098e-05 | 0.00011416 | 0 | 0.086354 | 0.0001 | 0.66597 | 0.78852 | 0.0001 | 0
3964 | 1 | 7.6118e-05 | 0 | 0 | 3.7595e-05 | 0.00011416 | 0 | 0.070628 | 0.0001 | 0.66561 | 0.7885 | 0.0001 | 0
3965 | 1 | 7.4218e-05 | 0 | 0 | 9.3987e-05 | 0.00011416 | 0.017548 | 0.074678 | 0.0001 | 0.66525 | 0.7885 | 0.0001 | 0
3966 | 1 | 7.2428e-05 | 1.863e-05 | 0 | 0.0001821 | 0.00011416 | 0.096516 | 0.039 | 0.0001 | 0.66488 | 0.78848 | 0.0001 | 0.05415
3967 | 1 | 7.7667e-05 | 0 | 0 | 0.0001586 | 0.00011416 | 0.2369 | 0.045169 | 0.0001 | 0.66452 | 0.78846 | 0.0001 | 0.1452
3968 | 1 | 8.2767e-05 | 0 | 0 | 0.00014685 | 0.00011416 | 0.35974 | 0.10545 | 0.0001 | 0.66416 | 0.78843 | 0.0001 | 0.34339
3969 | 1 | 8.8017e-05 | 0 | 0 | 0.00016448 | 0.00011416 | 0.45626 | 0.1394 | 0.0001 | 0.66379 | 0.78843 | 0.0001 | 0.51908
3970 | 1 | 9.2897e-05 | 0 | 0 | 0.00018797 | 0.00011416 | 0.55278 | 0.13251 | 0.0001 | 0.66343 | 0.7884 | 0.0001 | 0.55725
3971 | 1 | 9.7817e-05 | 0 | 0 | 0.00020677 | 0.00011416 | 0.60542 | 0.1414 | 0.0001 | 0.66306 | 0.78838 | 0.0001 | 0.52526
3972 | 1 | 9.9027e-05 | 0 | 0 | 0.00018797 | 0.00011416 | 0.61419 | 0.1414 | 0.0001 | 0.6627 | 0.78835 | 0.0001 | 0.50388
3973 | 1 | 9.6387e-05 | 0 | 0 | 0.00019032 | 0.00011416 | 0.59665 | 0.14949 | 0.0001 | 0.66234 | 0.78835 | 0.0001 | 0.27449
3974 | 1 | 9.4057e-05 | 0 | 0 | 0.00021382 | 0.00011416 | 0.56155 | 0.14789 | 0.0001 | 0.66197 | 0.78833 | 0.0001 | 0.25507
3975 | 1 | 9.2107e-05 | 0 | 0 | 0.00022322 | 0.00011416 | 0.51768 | 0.13861 | 0.0001 | 0.66162 | 0.7883 | 0.0001 | 0.29517
3976 | 1 | 9.4277e-05 | 0 | 0 | 0.00022322 | 0.00011416 | 0.42994 | 0.12926 | 0.0001 | 0.66125 | 0.7883 | 0.0001 | 0.15197
3977 | 1 | 0.0001001 | 0 | 0 | 0.00016448 | 0.00011416 | 0.3071 | 0.081576 | 0.0001 | 0.66089 | 0.78829 | 0.0001 | 0.082086
3978 | 1 | 0.0001053 | 0 | 0 | 0.00011748 | 0.00011416 | 0.16671 | 0.071026 | 0.0001 | 0.66053 | 0.78826 | 0.0001 | 0.037571
3979 | 1 | 0.0001058 | 0 | 0 | 8.8113e-05 | 0.00011416 | 0.035097 | 0.079854 | 0.0001 | 0.66017 | 0.78824 | 0.0001 | 0
3980 | 1 | 0.0001034 | 0 | 0 | 5.8742e-05 | 0.00011416 | 0 | 0.084224 | 0.0001 | 0.65981 | 0.78824 | 0.0001 | 0
3981 | 1 | 0.0001039 | 0 | 0 | 3.7595e-05 | 0.00011416 | 0 | 0.09643 | 0.0001 | 0.65944 | 0.78821 | 0.0001 | 0
3982 | 1 | 0.0001026 | 0 | 0 | 2.3497e-05 | 0.00011416 | 0 | 0.11792 | 0.0001 | 0.65908 | 0.78819 | 0.0001 | 0
3983 | 1 | 9.4777e-05 | 0 | 0 | 9.3987e-06 | 0.00011416 | 0 | 0.12077 | 0.0001 | 0.65871 | 0.78816 | 0.0001 | 0
3984 | 1 | 8.8877e-05 | 0 | 0 | 5.8742e-06 | 0.00011416 | 0 | 0.11507 | 0.0001 | 0.65835 | 0.78816 | 0.0001 | 0
3985 | 1 | 8.6547e-05 | 0 | 0 | 2.3497e-06 | 0.00011416 | 0 | 0.12634 | 0.0001 | 0.56715 | 0.78814 | 0.0001 | 0
3986 | 1 | 8.3257e-05 | 1.407e-05 | 0 | 1.1748e-06 | 0.00011416 | 0 | 0.11214 | 0.0001 | 0.56679 | 0.78811 | 0.0001 | 0
3987 | 1 | 8.2137e-05 | 1.196e-05 | 0 | 1.4098e-05 | 0.00011416 | 0 | 0.10976 | 0.0001 | 0.56642 | 0.78811 | 0.0001 | 0
3988 | 1 | 7.9677e-05 | 1.55e-05 | 0 | 3.7595e-05 | 0.00011416 | 0 | 0.11102 | 0.0001 | 0.56606 | 0.78808 | 0.0001 | 0
3989 | 1 | 8.7717e-05 | 1.798e-05 | 0 | 9.3987e-05 | 0.00011416 | 0.017548 | 0.12601 | 0.0001 | 0.56569 | 0.78807 | 0.0001 | 0
3990 | 1 | 0.0001044 | 1.797e-05 | 0 | 0.0001821 | 0.00011416 | 0.087742 | 0.07043 | 0.0001 | 0.56534 | 0.78804 | 0.0001 | 0
3991 | 1 | 0.0001228 | 1.418e-05 | 0 | 0.0001586 | 0.00011416 | 0.21936 | 0.054649 | 0.0001 | 0.56497 | 0.78804 | 0.0001 | 0.031369
3992 | 1 | 0.0001351 | 0 | 0 | 0.00014685 | 0.00011416 | 0.36852 | 0.095767 | 0.0001 | 0.56461 | 0.78802 | 0.0001 | 0.14534
3993 | 1 | 0.0001394 | 0 | 0 | 0.00016448 | 0.00011416 | 0.50013 | 0.12972 | 0.0001 | 0.56425 | 0.78799 | 0.0001 | 0.23444
3994 | 1 | 0.0001442 | 0 | 0 | 0.00018797 | 0.00011416 | 0.60542 | 0.19147 | 0.0001 | 0.56388 | 0.78797 | 0.0001 | 0.20367
3995 | 1 | 0.0001494 | 0 | 0 | 0.00020677 | 0.00011416 | 0.66684 | 0.19671 | 0.0001 | 0.56352 | 0.78797 | 0.0001 | 0.16494
3996 | 1 | 0.0001389 | 0 | 0 | 0.00018797 | 0.00011416 | 0.65807 | 0.19956 | 0.0001 | 0.56316 | 0.78794 | 0.0001 | 0.3297
3997 | 1 | 0.0001397 | 0 | 0 | 0.00019032 | 0.00011416 | 0.64052 | 0.18098 | 0.0001 | 0.56279 | 0.78792 | 0.0001 | 0.37568
3998 | 1 | 0.0001379 | 0 | 0 | 0.00021382 | 0.00011416 | 0.59665 | 0.15194 | 0.0001 | 0.56243 | 0.78789 | 0.0001 | 0.32861
3999 | 1 | 0.0001354 | 0 | 0 | 0.00022322 | 0.00011416 | 0.53523 | 0.14266 | 0.0001 | 0.56206 | 0.78789 | 0.0001 | 0.18506
4000 | 1 | 0.0001321 | 0 | 0 | 0.00022322 | 0.00011416 | 0.44748 | 0.11234 | 0.0001 | 0.5617 | 0.78787 | 0.0001 | 0.13187
4001 | 1 | 0.0001284 | 0 | 0 | 0.00016448 | 0.00011416 | 0.32465 | 0.11267 | 0.0001 | 0.56134 | 0.78785 | 0.0001 | 0.16647
4002 | 1 | 0.000127 | 0 | 0 | 0.00011748 | 0.00011416 | 0.17548 | 0.12601 | 0.0001 | 0.56097 | 0.78785 | 0.0001 | 0.033995
4003 | 1 | 0.0001219 | 0 | 0 | 8.8113e-05 | 0.00011416 | 0.035097 | 0.094046 | 0.0001 | 0.56061 | 0.78783 | 0.0001 | 0
4004 | 1 | 0.0001168 | 0 | 0 | 5.8742e-05 | 0.00011416 | 0 | 0.098416 | 0.0001 | 0.56024 | 0.7878 | 0.0001 | 0
4005 | 1 | 0.0001171 | 0 | 0 | 3.7595e-05 | 0.00011416 | 0 | 0.11421 | 0.0001 | 0.55988 | 0.78778 | 0.0001 | 0
4006 | 1 | 0.0001133 | 1.124e-05 | 0 | 2.3497e-05 | 0.00011416 | 0 | 0.13006 | 0.0001 | 0.55952 | 0.78778 | 0.0001 | 0
4007 | 1 | 0.0001027 | 1.417e-05 | 0 | 9.3987e-06 | 0.00011416 | 0 | 0.11547 | 0.0001 | 0.55916 | 0.78775 | 0.0001 | 0
4008 | 1 | 9.6997e-05 | 2.0439e-05 | 0 | 5.8742e-06 | 0.00011416 | 0 | 0.11261 | 0.0001 | 0.5588 | 0.78772 | 0.0001 | 0
4009 | 1 | 9.4437e-05 | 1.855e-05 | 0 | 2.3497e-06 | 0.00011416 | 0 | 0.11997 | 0.0001 | 0.55843 | 0.7877 | 0.0001 | 0
4010 | 1 | 9.0877e-05 | 2.2959e-05 | 0 | 1.1748e-06 | 0.00011416 | 0 | 0.13973 | 0.0001 | 0.55807 | 0.7877 | 0.0001 | 0
4011 | 1 | 8.8097e-05 | 2.2669e-05 | 0 | 1.4098e-05 | 0.00011416 | 0 | 0.15665 | 0.0001 | 0.55771 | 0.78767 | 0.0001 | 0
4012 | 1 | 8.4257e-05 | 1.9829e-05 | 0 | 3.7595e-05 | 0.00011416 | 0 | 0.17475 | 0.0001 | 0.55734 | 0.78766 | 0.0001 | 0
4013 | 1 | 9.1447e-05 | 1.764e-05 | 0 | 9.3987e-05 | 0.00011416 | 0.017548 | 0.19617 | 0.0001 | 0.55698 | 0.78766 | 0.0001 | 0
4014 | 1 | 0.000108 | 2.1369e-05 | 0 | 0.0001821 | 0.00011416 | 0.10529 | 0.091916 | 0.0001 | 0.55661 | 0.78763 | 0.0001 | 0
4015 | 1 | 0.0001256 | 1.609e-05 | 0 | 0.0001586 | 0.00011416 | 0.25445 | 0.044165 | 0.0001 | 0.55625 | 0.78761 | 0.0001 | 0.036597
4016 | 1 | 0.0001364 | 1.342e-05 | 0 | 0.00014685 | 0.00011416 | 0.39484 | 0.053589 | 0.0001 | 0.55589 | 0.78758 | 0.0001 | 0.11861
4017 | 1 | 0.00014 | 0 | 0 | 0.00016448 | 0.00011416 | 0.51768 | 0.073089 | 0.0001 | 0.55552 | 0.78758 | 0.0001 | 0.3354
4018 | 1 | 0.0001435 | 0 | 0 | 0.00018797 | 0.00011416 | 0.61419 | 0.10055 | 0.0001 | 0.55516 | 0.78756 | 0.0001 | 0.47807
4019 | 1 | 0.0001484 | 0 | 0 | 0.00020677 | 0.00011416 | 0.67561 | 0.1414 | 0.0001 | 0.55481 | 0.78753 | 0.0001 | 0.53858
4020 | 1 | 0.000137 | 0 | 0 | 0.00018797 | 0.00011416 | 0.70194 | 0.1656 | 0.0001 | 0.55445 | 0.78751 | 0.0001 | 0.68797
4021 | 1 | 0.0001382 | 0 | 0 | 0.00019032 | 0.00011416 | 0.67561 | 0.16195 | 0.0001 | 0.55408 | 0.78751 | 0.0001 | 0.53656
4022 | 1 | 0.0001375 | 0 | 0 | 0.00021382 | 0.00011416 | 0.62297 | 0.17369 | 0.0001 | 0.55372 | 0.78748 | 0.0001 | 0.30812
4023 | 1 | 0.0001362 | 0 | 0 | 0.00022322 | 0.00011416 | 0.55278 | 0.16401 | 0.0001 | 0.55336 | 0.78746 | 0.0001 | 0.20905
4024 | 1 | 0.0001338 | 0 | 0 | 0.00022322 | 0.00011416 | 0.43871 | 0.15831 | 0.0001 | 0.55299 | 0.78746 | 0.0001 | 0.16122
4025 | 1 | 0.0001312 | 0 | 0 | 0.00016448 | 0.00011416 | 0.3071 | 0.16076 | 0.0001 | 0.55263 | 0.78744 | 0.0001 | 0.092707
4026 | 1 | 0.0001297 | 0 | 0 | 0.00011748 | 0.00011416 | 0.15794 | 0.14584 | 0.0001 | 0.55226 | 0.78741 | 0.0001 | 0.027583
4027 | 1 | 0.0001235 | 0 | 0 | 8.8113e-05 | 0.00011416 | 0.035097 | 0.11679 | 0.0001 | 0.5519 | 0.78739 | 0.0001 | 0
4028 | 1 | 0.0001184 | 0 | 0 | 5.8742e-05 | 0.00011416 | 0 | 0.062936 | 0.0001 | 0.55154 | 0.78739 | 0.0001 | 0
4029 | 1 | 0.0001177 | 0 | 0 | 3.7595e-05 | 0.00011416 | 0 | 0.07992 | 0.0001 | 0.55117 | 0.78736 | 0.0001 | 0
4030 | 1 | 0.0001137 | 1.187e-05 | 0 | 2.3497e-05 | 0.00011416 | 0 | 0.083827 | 0.0001 | 0.55081 | 0.78734 | 0.0001 | 0
4031 | 1 | 0.0001043 | 1.27e-05 | 0 | 9.3987e-06 | 0.00011416 | 0 | 0.090724 | 0.0001 | 0.55044 | 0.78731 | 0.0001 | 0
4032 | 1 | 9.7377e-05 | 2.5079e-05 | 0 | 5.8742e-06 | 0.00011416 | 0 | 0.070562 | 0.0001 | 0.55008 | 0.78731 | 0.0001 | 0
4033 | 1 | 9.2797e-05 | 3.7079e-05 | 0 | 2.3497e-06 | 0.00011416 | 0 | 0.057959 | 0.0001 | 0.5499 | 0.78729 | 0.0001 | 0
4034 | 1 | 8.8527e-05 | 4.4929e-05 | 0 | 1.1748e-06 | 0.00011416 | 0 | 0.053192 | 0.0001 | 0.55 | 0.78726 | 0.0001 | 0
4035 | 1 | 8.6417e-05 | 4.5429e-05 | 0 | 1.4098e-05 | 0.00011416 | 0 | 0.043834 | 0.0001 | 0.55011 | 0.78726 | 0.0001 | 0
4036 | 1 | 8.2327e-05 | 4.6979e-05 | 0 | 3.7595e-05 | 0.00011416 | 0 | 0.040986 | 0.0001 | 0.55021 | 0.78724 | 0.0001 | 0
4037 | 1 | 8.8937e-05 | 4.7079e-05 | 0 | 9.3987e-05 | 0.00011416 | 0.017548 | 0.054318 | 0.0001 | 0.55031 | 0.78722 | 0.0001 | 0
4038 | 1 | 0.0001057 | 3.5389e-05 | 0 | 0.0001821 | 0.00011416 | 0.096516 | 0.040523 | 0.0001 | 0.55042 | 0.7872 | 0.0001 | 0.054507
4039 | 1 | 0.0001216 | 3.0289e-05 | 0 | 0.0001586 | 0.00011416 | 0.24568 | 0 | 0.0001 | 0.55052 | 0.7872 | 0.0001 | 0.24937
4040 | 1 | 0.0001302 | 2.3909e-05 | 0 | 0.00014685 | 0.00011416 | 0.36852 | 0.0028472 | 0.0001 | 0.55063 | 0.78717 | 0.0001 | 0.4102
4041 | 1 | 0.0001333 | 1.495e-05 | 0 | 0.00016448 | 0.00011416 | 0.48258 | 0.0057054 | 0.0001 | 0.55073 | 0.78715 | 0.0001 | 0.53644
4042 | 1 | 0.0001379 | 0 | 0 | 0.00018797 | 0.00011416 | 0.5791 | 0.0097445 | 0.0001 | 0.55083 | 0.78712 | 0.0001 | 0.65723
4043 | 1 | 0.0001425 | 0 | 0 | 0.00020677 | 0.00011416 | 0.64929 | 0.026861 | 0.0001 | 0.55093 | 0.78712 | 0.0001 | 0.78624
4044 | 1 | 0.0001332 | 0 | 0 | 0.00018797 | 0.00011416 | 0.66684 | 0.05445 | 0.0001 | 0.55104 | 0.78709 | 0.0001 | 0.81738
4045 | 1 | 0.0001343 | 0 | 0 | 0.00019032 | 0.00011416 | 0.67561 | 0.065386 | 0.0001 | 0.55114 | 0.78707 | 0.0001 | 0.86311
4046 | 1 | 0.0001334 | 0 | 0 | 0.00021382 | 0.00011416 | 0.61419 | 0.064989 | 0.0001 | 0.55125 | 0.78707 | 0.0001 | 0.78935
4047 | 1 | 0.0001313 | 0 | 0 | 0.00022322 | 0.00011416 | 0.544 | 0.081973 | 0.0001 | 0.55135 | 0.78704 | 0.0001 | 0.70102
4048 | 1 | 0.0001287 | 0 | 0 | 0.00022322 | 0.00011416 | 0.44748 | 0.083959 | 0.0001 | 0.55145 | 0.78703 | 0.0001 | 0.4668
4049 | 1 | 0.0001246 | 0 | 0 | 0.00016448 | 0.00011416 | 0.31587 | 0.079115 | 0.0001 | 0.55156 | 0.787 | 0.0001 | 0.30865
4050 | 1 | 0.0001227 | 0 | 0 | 0.00011748 | 0.00011416 | 0.16671 | 0.076665 | 0.0001 | 0.55166 | 0.787 | 0.0001 | 0.12257
4051 | 1 | 0.0001184 | 0 | 0 | 8.8113e-05 | 0.00011416 | 0.035097 | 0.069767 | 0.0001 | 0.55177 | 0.78698 | 0.0001 | 0.012811
4052 | 1 | 0.0001142 | 0 | 0 | 5.8742e-05 | 0.00011416 | 0 | 0.099807 | 0.0001 | 0.55187 | 0.78695 | 0.0001 | 0
4053 | 1 | 0.000115 | 0 | 0 | 3.7595e-05 | 0.00011416 | 0 | 0.18444 | 0.0001 | 0.55197 | 0.78693 | 0.0001 | 0
4054 | 1 | 0.0001157 | 0 | 0 | 2.3497e-05 | 0.00011416 | 0 | 0.26595 | 0.0001 | 0.55207 | 0.78693 | 0.0001 | 0
4055 | 1 | 0.0001052 | 9.1668e-06 | 0 | 9.3987e-06 | 0.00011416 | 0 | 0.30905 | 0.0001 | 0.55218 | 0.7869 | 0.0001 | 0
4056 | 1 | 9.5587e-05 | 3.8709e-05 | 0 | 5.8742e-06 | 0.00011416 | 0 | 0.3381 | 0.0001 | 0.55229 | 0.78688 | 0.0001 | 0
4057 | 1 | 9.0517e-05 | 6.2248e-05 | 0 | 2.3497e-06 | 0.00011416 | 0 | 0.332 | 0.0001 | 0.55239 | 0.78663 | 0.0001 | 0
4058 | 1 | 8.6037e-05 | 8.1438e-05 | 0 | 1.1748e-06 | 0.00011416 | 0 | 0.332 | 0.0001 | 0.5525 | 0.78599 | 0.0001 | 0
4059 | 1 | 8.3027e-05 | 7.8018e-05 | 0 | 1.4098e-05 | 0.00011416 | 0 | 0.33644 | 0.0001 | 0.55259 | 0.78533 | 0.0001 | 0
4060 | 1 | 7.7897e-05 | 8.6698e-05 | 0 | 3.7595e-05 | 0.00011416 | 0 | 0.3385 | 0.0001 | 0.5527 | 0.7847 | 0.0001 | 0
4061 | 1 | 8.3027e-05 | 0.000102 | 0 | 9.3987e-05 | 0.00011416 | 0.017548 | 0.36509 | 0.0001 | 0.5528 | 0.78405 | 0.0001 | 0
4062 | 1 | 9.9537e-05 | 9.7837e-05 | 0 | 0.0001821 | 0.00011416 | 0.078968 | 0.23232 | 0.0001 | 0.55291 | 0.78339 | 0.0001 | 0.045238
4063 | 1 | 0.0001178 | 6.5418e-05 | 0 | 0.0001586 | 0.00011416 | 0.21936 | 0.25128 | 0.0001 | 0.55301 | 0.78274 | 0.0001 | 0.16912
4064 | 1 | 0.0001301 | 2.7049e-05 | 0 | 0.00014685 | 0.00011416 | 0.32465 | 0.25168 | 0.0001 | 0.55312 | 0.78211 | 0.0001 | 0.3062
4065 | 1 | 0.0001356 | 0 | 0 | 0.00016448 | 0.00011416 | 0.42116 | 0.19511 | 0.0001 | 0.55322 | 0.78145 | 0.0001 | 0.44241
4066 | 1 | 0.0001395 | 0 | 0 | 0.00018797 | 0.00011416 | 0.51768 | 0.16441 | 0.0001 | 0.55332 | 0.7808 | 0.0001 | 0.5188
4067 | 1 | 0.0001449 | 0 | 0 | 0.00020677 | 0.00011416 | 0.5791 | 0.12283 | 0.0001 | 0.55343 | 0.78014 | 0.0001 | 0.47474
4068 | 1 | 0.0001363 | 0 | 0 | 0.00018797 | 0.00011416 | 0.62297 | 0.10584 | 0.0001 | 0.55353 | 0.77951 | 0.0001 | 0.4343
4069 | 1 | 0.0001375 | 0 | 0 | 0.00019032 | 0.00011416 | 0.59665 | 0.070694 | 0.0001 | 0.55364 | 0.77887 | 0.0001 | 0.36158
4070 | 1 | 0.000137 | 0 | 0 | 0.00021382 | 0.00011416 | 0.544 | 0.052066 | 0.0001 | 0.55375 | 0.77821 | 0.0001 | 0.33198
4071 | 1 | 0.0001348 | 0 | 0 | 0.00022322 | 0.00011416 | 0.50013 | 0.028053 | 0.0001 | 0.55385 | 0.77758 | 0.0001 | 0.21805
4072 | 1 | 0.0001333 | 0 | 0 | 0.00022322 | 0.00011416 | 0.33342 | 0.018308 | 0.0001 | 0.55396 | 0.77693 | 0.0001 | 0.12088
4073 | 1 | 0.0001299 | 0 | 0 | 0.00016448 | 0.00011416 | 0.21058 | 0.012603 | 0.0001 | 0.55406 | 0.77627 | 0.0001 | 0.090618
4074 | 1 | 0.0001291 | 0 | 0 | 0.00011748 | 0.00011416 | 0.087742 | 0.032566 | 0.0001 | 0.55417 | 0.77562 | 0.0001 | 0.020625
4075 | 1 | 0.0001248 | 0 | 0 | 8.8113e-05 | 0.00011416 | 0.017548 | 0.049539 | 0.0001 | 0.55426 | 0.77499 | 0.0001 | 0
4076 | 1 | 0.0001197 | 0 | 0 | 5.8742e-05 | 0.00011416 | 0 | 0.022347 | 0.0001 | 0.55437 | 0.77433 | 0.0001 | 0
4077 | 1 | 0.0001191 | 0 | 0 | 3.7595e-05 | 0.00011416 | 0 | 0.012603 | 0.0001 | 0.55447 | 0.77368 | 0.0001 | 0
4078 | 1 | 0.0001157 | 0 | 0 | 2.3497e-05 | 0.00011416 | 0 | 0.01545 | 0.0001 | 0.55458 | 0.77302 | 0.0001 | 0
4079 | 1 | 0.0001064 | 0 | 0 | 9.3987e-06 | 0.00011416 | 0 | 0.021155 | 0.0001 | 0.55469 | 0.77239 | 0.0001 | 0
4080 | 1 | 9.7937e-05 | 2.9639e-05 | 0 | 5.8742e-06 | 0.00011416 | 0 | 0.021155 | 0.0001 | 0.55479 | 0.77175 | 0.0001 | 0
4081 | 1 | 9.4117e-05 | 3.5669e-05 | 0 | 2.3497e-06 | 0.00011416 | 0 | 0.0309 | 0.0001 | 0.55489 | 0.77109 | 0.0001 | 0
4082 | 1 | 9.0817e-05 | 3.9199e-05 | 0 | 1.1748e-06 | 0.00011416 | 0 | 0.037797 | 0.0001 | 0.55499 | 0.77046 | 0.0001 | 0
4083 | 1 | 8.7947e-05 | 3.3029e-05 | 0 | 1.4098e-05 | 0.00011416 | 0 | 0.053589 | 0.0001 | 0.5551 | 0.76981 | 0.0001 | 0
4084 | 1 | 8.3237e-05 | 3.5569e-05 | 0 | 3.7595e-05 | 0.00011416 | 0 | 0.082701 | 0.0001 | 0.5552 | 0.76915 | 0.0001 | 0
4085 | 1 | 8.9537e-05 | 4.0589e-05 | 0 | 9.3987e-05 | 0.00011416 | 0.017548 | 0.13649 | 0.0001 | 0.55531 | 0.7685 | 0.0001 | 0
4086 | 1 | 0.0001054 | 4.4549e-05 | 0 | 0.0001821 | 0.00011416 | 0.087742 | 0.076599 | 0.0001 | 0.55541 | 0.76787 | 0.0001 | 0.013269
4087 | 1 | 0.0001225 | 3.3059e-05 | 0 | 0.0001586 | 0.00011416 | 0.2369 | 0.028384 | 0.0001 | 0.55551 | 0.76721 | 0.0001 | 0.13567
4088 | 1 | 0.0001327 | 2.0409e-05 | 0 | 0.00014685 | 0.00011416 | 0.38607 | 0.076599 | 0.0001 | 0.55562 | 0.76656 | 0.0001 | 0.29297
4089 | 1 | 0.0001362 | 1.26e-05 | 0 | 0.00016448 | 0.00011416 | 0.49136 | 0.14132 | 0.0001 | 0.55572 | 0.7659 | 0.0001 | 0.47743
4090 | 1 | 0.0001402 | 0 | 0 | 0.00018797 | 0.00011416 | 0.53523 | 0.17568 | 0.0001 | 0.55583 | 0.76527 | 0.0001 | 0.6037
4091 | 1 | 0.0001435 | 0 | 0 | 0.00020677 | 0.00011416 | 0.49136 | 0.21196 | 0.0001 | 0.55593 | 0.76463 | 0.0001 | 0.71104
4092 | 1 | 0.0001338 | 0 | 0 | 0.00018797 | 0.00011416 | 0.49136 | 0.22204 | 0.0001 | 0.55603 | 0.76397 | 0.0001 | 0.84149
4093 | 1 | 0.000133 | 0 | 0 | 0.00019032 | 0.00011416 | 0.42116 | 0.18563 | 0.0001 | 0.55613 | 0.76334 | 0.0001 | 0.77352
4094 | 1 | 0.0001303 | 0 | 0 | 0.00021382 | 0.00011416 | 0.36852 | 0.15055 | 0.0001 | 0.55624 | 0.76269 | 0.0001 | 0.7443
4095 | 1 | 0.0001263 | 0 | 0 | 0.00022322 | 0.00011416 | 0.272 | 0.10817 | 0.0001 | 0.55634 | 0.76203 | 0.0001 | 0.65272
4096 | 1 | 0.0001231 | 0 | 0 | 0.00022322 | 0.00011416 | 0.16671 | 0.088672 | 0.0001 | 0.55645 | 0.76138 | 0.0001 | 0.43059
4097 | 1 | 0.0001211 | 0 | 0 | 0.00016448 | 0.00011416 | 0.096516 | 0.095172 | 0.0001 | 0.55656 | 0.76075 | 0.0001 | 0.35471
4098 | 1 | 0.0001202 | 0 | 0 | 0.00011748 | 0.00011416 | 0.052645 | 0.10041 | 0.0001 | 0.55665 | 0.76009 | 0.0001 | 0.15502
4099 | 1 | 0.0001163 | 0 | 0 | 8.8113e-05 | 0.00011416 | 0.017548 | 0.11619 | 0.0001 | 0.55676 | 0.75944 | 0.0001 | 0.048741
4100 | 1 | 0.0001122 | 0 | 0 | 5.8742e-05 | 0.00011416 | 0 | 0.12428 | 0.0001 | 0.55686 | 0.75879 | 0.0001 | 0
4101 | 1 | 0.0001123 | 0 | 0 | 3.7595e-05 | 0.00011416 | 0 | 0.14253 | 0.0001 | 0.55697 | 0.75816 | 0.0001 | 0
4102 | 1 | 0.0001108 | 1.475e-05 | 0 | 2.3497e-05 | 0.00011416 | 0 | 0.17045 | 0.0001 | 0.55707 | 0.75751 | 0.0001 | 0
4103 | 1 | 0.0001027 | 2.7559e-05 | 0 | 9.3987e-06 | 0.00011416 | 0 | 0.16361 | 0.0001 | 0.55718 | 0.75685 | 0.0001 | 0
4104 | 1 | 9.5647e-05 | 4.8939e-05 | 0 | 5.8742e-06 | 0.00011416 | 0 | 0.19226 | 0.0001 | 0.55728 | 0.75622 | 0.0001 | 0
4105 | 1 | 9.0087e-05 | 6.3368e-05 | 0 | 2.3497e-06 | 0.00011416 | 0 | 0.19028 | 0.0001 | 0.55738 | 0.75557 | 0.0001 | 0
4106 | 1 | 8.4897e-05 | 7.4878e-05 | 0 | 1.1748e-06 | 0.00011416 | 0 | 0.19751 | 0.0001 | 0.55748 | 0.75491 | 0.0001 | 0
4107 | 1 | 8.1817e-05 | 6.8678e-05 | 0 | 1.4098e-05 | 0.00011416 | 0 | 0.19021 | 0.0001 | 0.55759 | 0.75426 | 0.0001 | 0
4108 | 1 | 7.5988e-05 | 7.2988e-05 | 0 | 3.7595e-05 | 0.00011416 | 0 | 0.1729 | 0.0001 | 0.5577 | 0.75363 | 0.0001 | 0
4109 | 1 | 7.5598e-05 | 8.4758e-05 | 0 | 9.3987e-05 | 0.00011416 | 0.0087742 | 0.19797 | 0.0001 | 0.5578 | 0.75297 | 0.0001 | 0
4110 | 1 | 7.8647e-05 | 9.1328e-05 | 0 | 0.0001821 | 0.00011416 | 0.035097 | 0.14916 | 0.0001 | 0.5579 | 0.75232 | 0.0001 | 0
4111 | 1 | 8.5217e-05 | 8.0658e-05 | 0 | 0.0001586 | 0.00011416 | 0.12284 | 0.15599 | 0.0001 | 0.558 | 0.75167 | 0.0001 | 0.071026
4112 | 1 | 9.6527e-05 | 5.6259e-05 | 0 | 0.00014685 | 0.00011416 | 0.19303 | 0.19147 | 0.0001 | 0.55811 | 0.75104 | 0.0001 | 0.1251
4113 | 1 | 0.0001042 | 4.7559e-05 | 0 | 0.00016448 | 0.00011416 | 0.20181 | 0.20035 | 0.0001 | 0.55821 | 0.75039 | 0.0001 | 0.16562
4114 | 1 | 0.0001079 | 3.8159e-05 | 0 | 0.00018797 | 0.00011416 | 0.21936 | 0.23226 | 0.0001 | 0.55832 | 0.74973 | 0.0001 | 0.25976
4115 | 1 | 0.0001111 | 2.5349e-05 | 0 | 0.00020677 | 0.00011416 | 0.24568 | 0.31375 | 0.0001 | 0.55842 | 0.7491 | 0.0001 | 0.34418
4116 | 1 | 0.0001107 | 1.296e-05 | 0 | 0.00018797 | 0.00011416 | 0.28077 | 0.35786 | 0.0001 | 0.55852 | 0.74845 | 0.0001 | 0.48923
4117 | 1 | 0.0001097 | 0 | 0 | 0.00019032 | 0.00011416 | 0.25445 | 0.34374 | 0.0001 | 0.55863 | 0.74779 | 0.0001 | 0.55454
4118 | 1 | 0.0001066 | 0 | 0 | 0.00021382 | 0.00011416 | 0.22813 | 0.28969 | 0.0001 | 0.55874 | 0.74714 | 0.0001 | 0.73559
4119 | 1 | 0.0001046 | 0 | 0 | 0.00022322 | 0.00011416 | 0.2369 | 0.20115 | 0.0001 | 0.55885 | 0.74651 | 0.0001 | 0.25442
4120 | 1 | 0.000103 | 0 | 0 | 0.00022322 | 0.00011416 | 0.24568 | 0.18384 | 0.0001 | 0.55895 | 0.74585 | 0.0001 | 0.21524
4121 | 1 | 0.0001035 | 0 | 0 | 0.00016448 | 0.00011416 | 0.18426 | 0.15081 | 0.0001 | 0.55905 | 0.7452 | 0.0001 | 0.12706
4122 | 1 | 0.0001034 | 1.491e-05 | 0 | 0.00011748 | 0.00011416 | 0.096516 | 0.14709 | 0.0001 | 0.55916 | 0.74455 | 0.0001 | 0.10127
4123 | 1 | 0.000102 | 9.3448e-06 | 0 | 8.8113e-05 | 0.00011416 | 0.026323 | 0.16448 | 0.0001 | 0.55926 | 0.74392 | 0.0001 | 0.0068448
4124 | 1 | 9.8507e-05 | 1.647e-05 | 0 | 5.8742e-05 | 0.00011416 | 0 | 0.14663 | 0.0001 | 0.55937 | 0.74327 | 0.0001 | 0
4125 | 1 | 9.9977e-05 | 2.4459e-05 | 0 | 3.7595e-05 | 0.00011416 | 0 | 0.14989 | 0.0001 | 0.55947 | 0.74261 | 0.0001 | 0
4126 | 1 | 9.8567e-05 | 4.0969e-05 | 0 | 2.3497e-05 | 0.00011416 | 0 | 0.15639 | 0.0001 | 0.55957 | 0.74198 | 0.0001 | 0
4127 | 1 | 9.1757e-05 | 5.8058e-05 | 0 | 9.3987e-06 | 0.00011416 | 0 | 0.14663 | 0.0001 | 0.55967 | 0.74133 | 0.0001 | 0
4128 | 1 | 8.5167e-05 | 8.2548e-05 | 0 | 5.8742e-06 | 0.00011416 | 0 | 0.14782 | 0.0001 | 0.55978 | 0.74067 | 0.0001 | 0
4129 | 1 | 7.8937e-05 | 9.3478e-05 | 0 | 2.3497e-06 | 0.00011416 | 0 | 0.12919 | 0.0001 | 0.55988 | 0.74002 | 0.0001 | 0
4130 | 1 | 7.5488e-05 | 0.0001061 | 0 | 1.1748e-06 | 0.00011416 | 0 | 0.092843 | 0.0001 | 0.55999 | 0.73939 | 0.0001 | 0
4131 | 1 | 7.3498e-05 | 9.5427e-05 | 0 | 1.4098e-05 | 0.00011416 | 0 | 0.074281 | 0.0001 | 0.5601 | 0.73873 | 0.0001 | 0
4132 | 1 | 6.9768e-05 | 9.7007e-05 | 0 | 3.7595e-05 | 0.00011416 | 0 | 0.049208 | 0.0001 | 0.56019 | 0.73808 | 0.0001 | 0
4133 | 1 | 6.8428e-05 | 9.9497e-05 | 0 | 9.3987e-05 | 0.00011416 | 0.017548 | 0.069436 | 0.0001 | 0.5603 | 0.73743 | 0.0001 | 0
4134 | 1 | 6.7548e-05 | 9.8847e-05 | 0 | 0.0001821 | 0.00011416 | 0.078968 | 0.039464 | 0.0001 | 0.5604 | 0.7368 | 0.0001 | 0
4135 | 1 | 7.1958e-05 | 7.7718e-05 | 0 | 0.0001586 | 0.00011416 | 0.20181 | 0.047155 | 0.0001 | 0.56051 | 0.73615 | 0.0001 | 0.041178
4136 | 1 | 8.0467e-05 | 5.5969e-05 | 0 | 0.00014685 | 0.00011416 | 0.33342 | 0.060155 | 0.0001 | 0.56061 | 0.73549 | 0.0001 | 0.09529
4137 | 1 | 8.8157e-05 | 4.3639e-05 | 0 | 0.00016448 | 0.00011416 | 0.43871 | 0.08482 | 0.0001 | 0.56072 | 0.73486 | 0.0001 | 0.20677
4138 | 1 | 9.3977e-05 | 3.2709e-05 | 0 | 0.00018797 | 0.00011416 | 0.544 | 0.11434 | 0.0001 | 0.56081 | 0.73421 | 0.0001 | 0.22839
4139 | 1 | 9.8597e-05 | 2.4829e-05 | 0 | 0.00020677 | 0.00011416 | 0.5791 | 0.13251 | 0.0001 | 0.56092 | 0.73355 | 0.0001 | 0.32876
4140 | 1 | 0.0001005 | 1.252e-05 | 0 | 0.00018797 | 0.00011416 | 0.57032 | 0.13735 | 0.0001 | 0.56103 | 0.7329 | 0.0001 | 0.38077
4141 | 1 | 9.7827e-05 | 0 | 0 | 0.00019032 | 0.00011416 | 0.49136 | 0.1402 | 0.0001 | 0.56113 | 0.73227 | 0.0001 | 0.4248
4142 | 1 | 9.3917e-05 | 0 | 0 | 0.00021382 | 0.00011416 | 0.46503 | 0.14471 | 0.0001 | 0.56124 | 0.73161 | 0.0001 | 0.48197
4143 | 1 | 9.1467e-05 | 0 | 0 | 0.00022322 | 0.00011416 | 0.41239 | 0.13596 | 0.0001 | 0.56134 | 0.73096 | 0.0001 | 0.37219
4144 | 1 | 9.2167e-05 | 0 | 0 | 0.00022322 | 0.00011416 | 0.31587 | 0.15167 | 0.0001 | 0.56144 | 0.73031 | 0.0001 | 0.36772
4145 | 1 | 9.4777e-05 | 0 | 0 | 0.00016448 | 0.00011416 | 0.15794 | 0.18762 | 0.0001 | 0.56154 | 0.72968 | 0.0001 | 0.26002
4146 | 1 | 0.0001006 | 0 | 0 | 0.00011748 | 0.00011416 | 0.070194 | 0.22834 | 0.0001 | 0.56165 | 0.72903 | 0.0001 | 0.087183
4147 | 1 | 0.0001011 | 0 | 0 | 8.8113e-05 | 0.00011416 | 0.017548 | 0.28312 | 0.0001 | 0.56175 | 0.72837 | 0.0001 | 0
4148 | 1 | 0.0001005 | 0 | 0 | 5.8742e-05 | 0.00011416 | 0 | 0.27291 | 0.0001 | 0.56186 | 0.72774 | 0.0001 | 0
4149 | 1 | 0.0001031 | 0 | 0 | 3.7595e-05 | 0.00011416 | 0 | 0.23292 | 0.0001 | 0.56196 | 0.72709 | 0.0001 | 0
4150 | 1 | 0.0001033 | 0 | 0 | 2.3497e-05 | 0.00011416 | 0 | 0.2099 | 0.0001 | 0.56206 | 0.72643 | 0.0001 | 0
4151 | 1 | 9.4347e-05 | 1.073e-05 | 0 | 9.3987e-06 | 0.00011416 | 0 | 0.1963 | 0.0001 | 0.56217 | 0.72578 | 0.0001 | 0
4152 | 1 | 8.8287e-05 | 2.4049e-05 | 0 | 5.8742e-06 | 0.00011416 | 0 | 0.30149 | 0.0001 | 0.56227 | 0.72515 | 0.0001 | 0
4153 | 1 | 8.4597e-05 | 3.0239e-05 | 0 | 2.3497e-06 | 0.00011416 | 0 | 0.43221 | 0.0001 | 0.40048 | 0.72449 | 0.0001 | 0
4154 | 1 | 8.1677e-05 | 4.0149e-05 | 0 | 1.1748e-06 | 0.00011416 | 0 | 0.45198 | 0.0001 | 0.40058 | 0.72384 | 0.0001 | 0
4155 | 1 | 8.0177e-05 | 3.9999e-05 | 0 | 1.4098e-05 | 0.00011416 | 0 | 0.43652 | 0.0001 | 0.40068 | 0.72319 | 0.0001 | 0
4156 | 1 | 7.7398e-05 | 4.6699e-05 | 0 | 3.7595e-05 | 0.00011416 | 0 | 0.4539 | 0.0001 | 0.40078 | 0.72256 | 0.0001 | 0
4157 | 1 | 8.3577e-05 | 6.5008e-05 | 0 | 9.3987e-05 | 0.00011416 | 0.0087742 | 0.40429 | 0.0001 | 0.40089 | 0.72191 | 0.0001 | 0
4158 | 1 | 9.9127e-05 | 6.9328e-05 | 0 | 0.0001821 | 0.00011416 | 0.061419 | 0.30985 | 0.0001 | 0.401 | 0.72125 | 0.0001 | 0.06884
4159 | 1 | 0.0001172 | 4.4569e-05 | 0 | 0.0001586 | 0.00011416 | 0.18426 | 0.22177 | 0.0001 | 0.4011 | 0.72062 | 0.0001 | 0.23638
4160 | 1 | 0.0001305 | 0 | 0 | 0.00014685 | 0.00011416 | 0.31587 | 0.067318 | 0.0001 | 0.40121 | 0.71997 | 0.0001 | 0.37829
4161 | 1 | 0.0001337 | 0 | 0 | 0.00016448 | 0.00011416 | 0.43871 | 0.047089 | 0.0001 | 0.4013 | 0.71931 | 0.0001 | 0.50333
4162 | 1 | 0.0001373 | 0 | 0 | 0.00018797 | 0.00011416 | 0.52645 | 0.13138 | 0.0001 | 0.40141 | 0.71866 | 0.0001 | 0.5815
4163 | 1 | 0.0001428 | 0 | 0 | 0.00020677 | 0.00011416 | 0.58787 | 0.18954 | 0.0001 | 0.40151 | 0.71803 | 0.0001 | 0.72456
4164 | 1 | 0.0001332 | 0 | 0 | 0.00018797 | 0.00011416 | 0.60542 | 0.18464 | 0.0001 | 0.40162 | 0.71737 | 0.0001 | 0.68064
4165 | 1 | 0.0001364 | 0 | 0 | 0.00019032 | 0.00011416 | 0.61419 | 0.16361 | 0.0001 | 0.40172 | 0.71673 | 0.0001 | 0.44274
4166 | 1 | 0.0001359 | 0 | 0 | 0.00021382 | 0.00011416 | 0.57032 | 0.14219 | 0.0001 | 0.40183 | 0.71607 | 0.0001 | 0.35551
4167 | 1 | 0.0001333 | 0 | 0 | 0.00022322 | 0.00011416 | 0.49136 | 0.1337 | 0.0001 | 0.40193 | 0.71544 | 0.0001 | 0.23852
4168 | 1 | 0.0001306 | 0 | 0 | 0.00022322 | 0.00011416 | 0.38607 | 0.13164 | 0.0001 | 0.40203 | 0.71479 | 0.0001 | 0.17405
4169 | 1 | 0.0001268 | 0 | 0 | 0.00016448 | 0.00011416 | 0.26323 | 0.12508 | 0.0001 | 0.40214 | 0.71413 | 0.0001 | 0.078312
4170 | 1 | 0.0001263 | 0 | 0 | 0.00011748 | 0.00011416 | 0.14039 | 0.115 | 0.0001 | 0.40224 | 0.7135 | 0.0001 | 0.061078
4171 | 1 | 0.0001206 | 0 | 0 | 8.8113e-05 | 0.00011416 | 0.043871 | 0.10081 | 0.0001 | 0.40235 | 0.71285 | 0.0001 | 0.0081426
4172 | 1 | 0.0001158 | 0 | 0 | 5.8742e-05 | 0.00011416 | 0 | 0.10936 | 0.0001 | 0.40245 | 0.71219 | 0.0001 | 0
4173 | 1 | 0.0001169 | 0 | 0 | 3.7595e-05 | 0.00011416 | 0 | 0.093251 | 0.0001 | 0.40255 | 0.71154 | 0.0001 | 0
4174 | 1 | 0.0001142 | 0 | 0 | 2.3497e-05 | 0.00011416 | 0 | 0.12362 | 0.0001 | 0.40265 | 0.71091 | 0.0001 | 0
4175 | 1 | 0.0001049 | 0 | 0 | 9.3987e-06 | 0.00011416 | 0 | 0.16076 | 0.0001 | 0.40276 | 0.71025 | 0.0001 | 0
4176 | 1 | 9.6857e-05 | 1.596e-05 | 0 | 5.8742e-06 | 0.00011416 | 0 | 0.17933 | 0.0001 | 0.40287 | 0.70961 | 0.0001 | 0
4177 | 1 | 9.2707e-05 | 2.8259e-05 | 0 | 2.3497e-06 | 0.00011416 | 0 | 0.18092 | 0.0001 | 0.40297 | 0.70895 | 0.0001 | 0
4178 | 1 | 8.9347e-05 | 3.7869e-05 | 0 | 1.1748e-06 | 0.00011416 | 0 | 0.19498 | 0.0001 | 0.40308 | 0.70832 | 0.0001 | 0
4179 | 1 | 8.7227e-05 | 4.6109e-05 | 0 | 1.4098e-05 | 0.00011416 | 0 | 0.20221 | 0.0001 | 0.40318 | 0.70767 | 0.0001 | 0
4180 | 1 | 8.2807e-05 | 4.4839e-05 | 0 | 3.7595e-05 | 0.00011416 | 0 | 0.19969 | 0.0001 | 0.40329 | 0.70701 | 0.0001 | 0
4181 | 1 | 9.0487e-05 | 4.5149e-05 | 0 | 9.3987e-05 | 0.00011416 | 0.0087742 | 0.192 | 0.0001 | 0.4034 | 0.70638 | 0.0001 | 0
4182 | 1 | 0.0001039 | 6.1488e-05 | 0 | 0.0001821 | 0.00011416 | 0.061419 | 0.14962 | 0.0001 | 0.4035 | 0.70573 | 0.0001 | 0
4183 | 1 | 0.0001211 | 5.0559e-05 | 0 | 0.0001586 | 0.00011416 | 0.19303 | 0.19584 | 0.0001 | 0.4036 | 0.70507 | 0.0001 | 0.04892
4184 | 1 | 0.0001314 | 4.8719e-05 | 0 | 0.00014685 | 0.00011416 | 0.33342 | 0.25965 | 0.0001 | 0.4037 | 0.70442 | 0.0001 | 0.21019
4185 | 1 | 0.0001346 | 3.5129e-05 | 0 | 0.00016448 | 0.00011416 | 0.44748 | 0.28916 | 0.0001 | 0.40381 | 0.70379 | 0.0001 | 0.20458
4186 | 1 | 0.000138 | 2.9589e-05 | 0 | 0.00018797 | 0.00011416 | 0.544 | 0.28889 | 0.0001 | 0.40391 | 0.70313 | 0.0001 | 0.48754
4187 | 1 | 0.0001443 | 1.288e-05 | 0 | 0.00020677 | 0.00011416 | 0.60542 | 0.22913 | 0.0001 | 0.40402 | 0.70249 | 0.0001 | 0.46192
4188 | 1 | 0.0001343 | 0 | 0 | 0.00018797 | 0.00011416 | 0.61419 | 0.14385 | 0.0001 | 0.40412 | 0.70183 | 0.0001 | 0.67703
4189 | 1 | 0.0001352 | 0 | 0 | 0.00019032 | 0.00011416 | 0.60542 | 0.098482 | 0.0001 | 0.40422 | 0.7012 | 0.0001 | 0.56962
4190 | 1 | 0.000133 | 0 | 0 | 0.00021382 | 0.00011416 | 0.5791 | 0.099608 | 0.0001 | 0.40433 | 0.70055 | 0.0001 | 0.63361
4191 | 1 | 0.0001307 | 0 | 0 | 0.00022322 | 0.00011416 | 0.51768 | 0.10412 | 0.0001 | 0.40443 | 0.69989 | 0.0001 | 0.66193
4192 | 1 | 0.0001284 | 0 | 0 | 0.00022322 | 0.00011416 | 0.42116 | 0.089201 | 0.0001 | 0.40454 | 0.69926 | 0.0001 | 0.42341
4193 | 1 | 0.0001245 | 0 | 0 | 0.00016448 | 0.00011416 | 0.3071 | 0.067715 | 0.0001 | 0.40464 | 0.69861 | 0.0001 | 0.38592
4194 | 1 | 0.0001235 | 0 | 0 | 0.00011748 | 0.00011416 | 0.16671 | 0.055245 | 0.0001 | 0.40475 | 0.69795 | 0.0001 | 0.17728
4195 | 1 | 0.0001191 | 0 | 0 | 8.8113e-05 | 0.00011416 | 0.043871 | 0.09974 | 0.0001 | 0.40484 | 0.6973 | 0.0001 | 0.050027
4196 | 1 | 0.0001135 | 9.2518e-06 | 0 | 5.8742e-05 | 0.00011416 | 0 | 0.15897 | 0.0001 | 0.40495 | 0.69667 | 0.0001 | 0
4197 | 1 | 0.0001134 | 2.2979e-05 | 0 | 3.7595e-05 | 0.00011416 | 0 | 0.20698 | 0.0001 | 0.40505 | 0.69602 | 0.0001 | 0
4198 | 1 | 0.0001103 | 5.3369e-05 | 0 | 2.3497e-05 | 0.00011416 | 0 | 0.2042 | 0.0001 | 0.40516 | 0.69537 | 0.0001 | 0
4199 | 1 | 0.0001012 | 5.5619e-05 | 0 | 9.3987e-06 | 0.00011416 | 0 | 0.23457 | 0.0001 | 0.40527 | 0.69471 | 0.0001 | 0
4200 | 1 | 9.1397e-05 | 9.8497e-05 | 0 | 5.8742e-06 | 0.00011416 | 0 | 0.24425 | 0.0001 | 0.40537 | 0.69408 | 0.0001 | 0
4201 | 1 | 8.7177e-05 | 0.000111 | 0 | 2.3497e-06 | 0.00011416 | 0 | 0.23735 | 0.0001 | 0.40554 | 0.69343 | 0.0001 | 0
4202 | 1 | 8.1587e-05 | 0.0001426 | 0 | 1.1748e-06 | 0.00011416 | 0 | 0.22596 | 0.0001 | 0.40585 | 0.69277 | 0.0001 | 0
4203 | 1 | 7.9617e-05 | 0.0001375 | 0 | 1.4098e-05 | 0.00011416 | 0 | 0.22596 | 0.0001 | 0.40614 | 0.69214 | 0.0001 | 0
4204 | 1 | 7.7198e-05 | 0.0001322 | 0 | 3.7595e-05 | 0.00011416 | 0 | 0.22356 | 0.0001 | 0.40645 | 0.69149 | 0.0001 | 0
4205 | 1 | 8.5187e-05 | 0.0001211 | 0 | 9.3987e-05 | 0.00011416 | 0.017548 | 0.24512 | 0.0001 | 0.40675 | 0.69083 | 0.0001 | 0
4206 | 1 | 0.000103 | 9.0438e-05 | 0 | 0.0001821 | 0.00011416 | 0.087742 | 0.16891 | 0.0001 | 0.40704 | 0.69018 | 0.0001 | 0.093007
4207 | 1 | 0.0001187 | 6.9668e-05 | 0 | 0.0001586 | 0.00011416 | 0.22813 | 0.16613 | 0.0001 | 0.40735 | 0.68955 | 0.0001 | 0.26301
4208 | 1 | 0.0001282 | 4.9089e-05 | 0 | 0.00014685 | 0.00011416 | 0.38607 | 0.15373 | 0.0001 | 0.40765 | 0.6889 | 0.0001 | 0.43303
4209 | 1 | 0.0001322 | 3.3279e-05 | 0 | 0.00016448 | 0.00011416 | 0.51768 | 0.13914 | 0.0001 | 0.40796 | 0.68825 | 0.0001 | 0.58652
4210 | 1 | 0.0001371 | 1.221e-05 | 0 | 0.00018797 | 0.00011416 | 0.60542 | 0.16328 | 0.0001 | 0.40826 | 0.68759 | 0.0001 | 0.69586
4211 | 1 | 0.0001415 | 0 | 0 | 0.00020677 | 0.00011416 | 0.64929 | 0.21282 | 0.0001 | 0.40857 | 0.68696 | 0.0001 | 0.77479
4212 | 1 | 0.0001326 | 0 | 0 | 0.00018797 | 0.00011416 | 0.64052 | 0.24061 | 0.0001 | 0.40886 | 0.68631 | 0.0001 | 0.86765
4213 | 1 | 0.0001331 | 0 | 0 | 0.00019032 | 0.00011416 | 0.55278 | 0.23577 | 0.0001 | 0.40917 | 0.68565 | 0.0001 | 0.85313
4214 | 1 | 0.0001306 | 0 | 8.9601e-05 | 0.00021382 | 0.00011416 | 0.50013 | 0.2095 | 0.0001 | 0.40947 | 0.68502 | 0.0001 | 0.80069
4215 | 1 | 0.0001284 | 0 | 0.00017366 | 0.00022322 | 0.00011416 | 0.38607 | 0.19577 | 0.0001 | 0.40977 | 0.68437 | 0.0001 | 0.70207
4216 | 1 | 0.0001264 | 0 | 7.3898e-05 | 0.00022322 | 0.00011416 | 0.28077 | 0.18815 | 0.0001 | 0.41007 | 0.68371 | 0.0001 | 0.57116
4217 | 1 | 0.0001223 | 0 | 0 | 0.00016448 | 0.00011416 | 0.18426 | 0.16765 | 0.0001 | 0.41037 | 0.68306 | 0.0001 | 0.41759
4218 | 1 | 0.0001212 | 0 | 0 | 0.00011748 | 0.00011416 | 0.10529 | 0.12534 | 0.0001 | 0.41067 | 0.68243 | 0.0001 | 0.24824
4219 | 1 | 0.0001171 | 0 | 0 | 8.8113e-05 | 0.00011416 | 0.017548 | 0.13098 | 0.0001 | 0.41097 | 0.68178 | 0.0001 | 0.083068
4220 | 1 | 0.0001123 | 0 | 0 | 5.8742e-05 | 0.00011416 | 0 | 0.12124 | 0.0001 | 0.41127 | 0.68113 | 0.0001 | 0
4221 | 1 | 0.0001147 | 0 | 0 | 3.7595e-05 | 0.00011416 | 0 | 0.14233 | 0.0001 | 0.41158 | 0.68047 | 0.0001 | 0
4222 | 1 | 0.0001142 | 1.574e-05 | 0 | 2.3497e-05 | 0.00011416 | 0 | 0.16168 | 0.0001 | 0.41187 | 0.67984 | 0.0001 | 0
4223 | 1 | 0.0001037 | 3.0399e-05 | 0 | 9.3987e-06 | 0.00011416 | 0 | 0.19034 | 0.0001 | 0.41218 | 0.67919 | 0.0001 | 0
4224 | 1 | 9.4137e-05 | 6.6528e-05 | 0 | 5.8742e-06 | 0.00011416 | 0 | 0.22257 | 0.0001 | 0.41248 | 0.67853 | 0.0001 | 0
4225 | 1 | 8.9627e-05 | 8.6478e-05 | 0 | 2.3497e-06 | 0.00011416 | 0 | 0.20029 | 0.0001 | 0.41278 | 0.67826 | 0.0001 | 0
4226 | 1 | 8.2897e-05 | 0.0001045 | 0 | 1.1748e-06 | 0.00011416 | 0 | 0.18378 | 0.0001 | 0.41308 | 0.67863 | 0.0001 | 0
4227 | 1 | 8.2427e-05 | 9.8487e-05 | 0 | 1.4098e-05 | 0.00011416 | 0 | 0.20838 | 0.0001 | 0.41338 | 0.67897 | 0.0001 | 0
4228 | 1 | 7.7807e-05 | 0.0001031 | 0 | 3.7595e-05 | 0.00011416 | 0 | 0.22582 | 0.0001 | 0.41368 | 0.67933 | 0.0001 | 0
4229 | 1 | 8.1887e-05 | 0.0001222 | 0 | 9.3987e-05 | 0.00011416 | 0.0087742 | 0.25772 | 0.0001 | 0.41398 | 0.67967 | 0.0001 | 0
4230 | 1 | 9.6197e-05 | 0.0001237 | 0 | 0.0001821 | 0.00011416 | 0.026323 | 0.22343 | 0.0001 | 0.4143 | 0.68003 | 0.0001 | 0.096328
4231 | 1 | 0.0001159 | 7.3448e-05 | 0 | 0.0001586 | 0.00011416 | 0.070194 | 0.27755 | 0.0001 | 0.41459 | 0.68037 | 0.0001 | 0.1918
4232 | 1 | 0.0001288 | 2.8939e-05 | 0 | 0.00014685 | 0.00011416 | 0.13161 | 0.28843 | 0.0001 | 0.41489 | 0.68074 | 0.0001 | 0.40876
4233 | 1 | 0.0001335 | 0 | 0 | 0.00016448 | 0.00011416 | 0.18426 | 0.35468 | 0.0001 | 0.4152 | 0.6811 | 0.0001 | 0.55427
4234 | 1 | 0.000137 | 0 | 0.00087846 | 0.00018797 | 0.00011416 | 0.2369 | 0.41404 | 0.0001 | 0.4155 | 0.68144 | 0.0001 | 0.63495
4235 | 1 | 0.0001411 | 0 | 0.0013754 | 0.00020677 | 0.00011416 | 0.26323 | 0.48964 | 0.0001 | 0.4158 | 0.6818 | 0.0001 | 0.77699
4236 | 1 | 0.0001319 | 0 | 0.0014669 | 0.00018797 | 0.00011416 | 0.38607 | 0.5413 | 0.0001 | 0.4161 | 0.68214 | 0.0001 | 0.82628
4237 | 1 | 0.0001331 | 0 | 0.0014632 | 0.00019032 | 0.00011416 | 0.36852 | 0.58043 | 0.0001 | 0.4164 | 0.6825 | 0.0001 | 0.7724
4238 | 1 | 0.000132 | 0 | 0.0014872 | 0.00021382 | 0.00011416 | 0.31587 | 0.63687 | 0.0001 | 0.4167 | 0.68286 | 0.0001 | 0.71002
4239 | 1 | 0.0001297 | 0 | 0.0013671 | 0.00022322 | 0.00011416 | 0.25445 | 0.65537 | 0.0001 | 0.417 | 0.68321 | 0.0001 | 0.60442
4240 | 1 | 0.0001282 | 0 | 0.00093388 | 0.00022322 | 0.00011416 | 0.2369 | 0.66254 | 0.0001 | 0.41731 | 0.68357 | 0.0001 | 0.50693
4241 | 1 | 0.0001246 | 0 | 0.00026788 | 0.00016448 | 0.00011416 | 0.17548 | 0.65206 | 0.0001 | 0.4176 | 0.6839 | 0.0001 | 0.39227
4242 | 1 | 0.0001233 | 0 | 0 | 0.00011748 | 0.00011416 | 0.10529 | 0.59197 | 0.0001 | 0.41791 | 0.68428 | 0.0001 | 0.22583
4243 | 1 | 0.0001191 | 0 | 0 | 8.8113e-05 | 0.00011416 | 0.026323 | 0.52791 | 0.0001 | 0.41821 | 0.68461 | 0.0001 | 0.071837
4244 | 1 | 0.0001146 | 0 | 0 | 5.8742e-05 | 0.00011416 | 0 | 0.56034 | 0.0001 | 0.41851 | 0.68497 | 0.0001 | 0
4245 | 1 | 0.0001158 | 0 | 0 | 3.7595e-05 | 0.00011416 | 0 | 0.55026 | 0.0001 | 0.41881 | 0.68534 | 0.0001 | 0
4246 | 1 | 0.0001168 | 0 | 0 | 2.3497e-05 | 0.00011416 | 0 | 0.58176 | 0.0001 | 0.41911 | 0.68568 | 0.0001 | 0
4247 | 1 | 0.0001078 | 0 | 0 | 9.3987e-06 | 0.00011416 | 0 | 0.58422 | 0.0001 | 0.41942 | 0.68604 | 0.0001 | 0
4248 | 1 | 0.0001017 | 0 | 0 | 5.8742e-06 | 0.00011416 | 0 | 0.54137 | 0.0001 | 0.41971 | 0.68638 | 0.0001 | 0
4249 | 1 | 9.5417e-05 | 3.1559e-05 | 0 | 2.3497e-06 | 0.00011416 | 0 | 0.46371 | 0.0001 | 0.42001 | 0.68674 | 0.0001 | 0
4250 | 1 | 8.9697e-05 | 5.2319e-05 | 0 | 1.1748e-06 | 0.00011416 | 0 | 0.41198 | 0.0001 | 0.42032 | 0.68708 | 0.0001 | 0
4251 | 1 | 8.6117e-05 | 5.8418e-05 | 0 | 1.4098e-05 | 0.00011416 | 0 | 0.38492 | 0.0001 | 0.42062 | 0.68744 | 0.0001 | 0
4252 | 1 | 8.0497e-05 | 7.0938e-05 | 0 | 3.7595e-05 | 0.00011416 | 0 | 0.34573 | 0.0001 | 0.42093 | 0.68781 | 0.0001 | 0
4253 | 1 | 8.5887e-05 | 8.7838e-05 | 0 | 9.3987e-05 | 0.00011416 | 0.0087742 | 0.30693 | 0.0001 | 0.42123 | 0.68815 | 0.0001 | 0
4254 | 1 | 0.0001004 | 8.2718e-05 | 0 | 0.0001821 | 0.00011416 | 0.035097 | 0.3188 | 0.0001 | 0.42153 | 0.68851 | 0.0001 | 0.089016
4255 | 1 | 0.0001187 | 4.5309e-05 | 0 | 0.0001586 | 0.00011416 | 0.11406 | 0.35342 | 0.0001 | 0.42183 | 0.68885 | 0.0001 | 0.25751
4256 | 1 | 0.0001324 | 0 | 0 | 0.00014685 | 0.00011416 | 0.17548 | 0.36873 | 0.0001 | 0.42213 | 0.68921 | 0.0001 | 0.41821
4257 | 1 | 0.0001353 | 0 | 0 | 0.00016448 | 0.00011416 | 0.21936 | 0.37597 | 0.0001 | 0.42243 | 0.68957 | 0.0001 | 0.5751
4258 | 1 | 0.0001388 | 0 | 0 | 0.00018797 | 0.00011416 | 0.2369 | 0.37875 | 0.0001 | 0.42273 | 0.68992 | 0.0001 | 0.6967
4259 | 1 | 0.0001424 | 0 | 0 | 0.00020677 | 0.00011416 | 0.2369 | 0.34068 | 0.0001 | 0.42304 | 0.69028 | 0.0001 | 0.77197
4260 | 1 | 0.0001338 | 0 | 0 | 0.00018797 | 0.00011416 | 0.2369 | 0.32139 | 0.0001 | 0.42334 | 0.69061 | 0.0001 | 0.80422
4261 | 1 | 0.000134 | 0 | 0 | 0.00019032 | 0.00011416 | 0.26323 | 0.30965 | 0.0001 | 0.42363 | 0.69098 | 0.0001 | 0.81572
4262 | 1 | 0.0001314 | 0 | 0 | 0.00021382 | 0.00011416 | 0.2369 | 0.29989 | 0.0001 | 0.42394 | 0.69132 | 0.0001 | 0.74385
4263 | 1 | 0.0001279 | 0 | 0 | 0.00022322 | 0.00011416 | 0.22813 | 0.29824 | 0.0001 | 0.42424 | 0.69168 | 0.0001 | 0.61384
4264 | 1 | 0.0001243 | 0 | 0 | 0.00022322 | 0.00011416 | 0.21058 | 0.26521 | 0.0001 | 0.42454 | 0.69204 | 0.0001 | 0.51626
4265 | 1 | 0.0001221 | 0 | 0 | 0.00016448 | 0.00011416 | 0.14916 | 0.2119 | 0.0001 | 0.42484 | 0.69239 | 0.0001 | 0.3416
4266 | 1 | 0.0001213 | 0 | 0 | 0.00011748 | 0.00011416 | 0.078968 | 0.15791 | 0.0001 | 0.42514 | 0.69275 | 0.0001 | 0.22015
4267 | 1 | 0.0001161 | 0 | 0 | 8.8113e-05 | 0.00011416 | 0.017548 | 0.10141 | 0.0001 | 0.42544 | 0.69309 | 0.0001 | 0.067068
4268 | 1 | 0.0001108 | 0 | 0 | 5.8742e-05 | 0.00011416 | 0 | 0.078254 | 0.0001 | 0.42574 | 0.69345 | 0.0001 | 0
4269 | 1 | 0.0001116 | 0 | 0 | 3.7595e-05 | 0.00011416 | 0 | 0.062142 | 0.0001 | 0.42605 | 0.69379 | 0.0001 | 0
4270 | 1 | 0.0001134 | 0 | 0 | 2.3497e-05 | 0.00011416 | 0 | 0.060155 | 0.0001 | 0.42635 | 0.69415 | 0.0001 | 0
4271 | 1 | 0.0001073 | 0 | 0 | 9.3987e-06 | 0.00011416 | 0 | 0.065386 | 0.0001 | 0.42665 | 0.69452 | 0.0001 | 0
4272 | 1 | 0.0001024 | 0 | 0 | 5.8742e-06 | 0.00011416 | 0 | 0.068576 | 0.0001 | 0.42696 | 0.69485 | 0.0001 | 0
4273 | 1 | 9.7947e-05 | 0 | 0 | 2.3497e-06 | 0.00011416 | 0 | 0.093649 | 0.0001 | 0.42726 | 0.69521 | 0.0001 | 0
4274 | 1 | 9.3357e-05 | 0 | 0 | 1.1748e-06 | 0.00011416 | 0 | 0.11864 | 0.0001 | 0.42756 | 0.69556 | 0.0001 | 0
4275 | 1 | 8.9447e-05 | 0 | 0 | 1.4098e-05 | 0.00011416 | 0 | 0.13158 | 0.0001 | 0.42786 | 0.69592 | 0.0001 | 0
4276 | 1 | 8.1627e-05 | 1.244e-05 | 0 | 3.7595e-05 | 0.00011416 | 0 | 0.16062 | 0.0001 | 0.42817 | 0.69628 | 0.0001 | 0
4277 | 1 | 8.1217e-05 | 1.806e-05 | 0 | 9.3987e-05 | 0.00011416 | 0.017548 | 0.18808 | 0.0001 | 0.42846 | 0.69663 | 0.0001 | 0
4278 | 1 | 8.4667e-05 | 1.785e-05 | 0 | 0.0001821 | 0.00011416 | 0.070194 | 0.10578 | 0.0001 | 0.42877 | 0.69699 | 0.0001 | 0.029906
4279 | 1 | 9.1917e-05 | 0 | 0 | 0.0001586 | 0.00011416 | 0.21058 | 0.075208 | 0.0001 | 0.42907 | 0.69732 | 0.0001 | 0.20863
4280 | 1 | 0.0001012 | 0 | 0 | 0.00014685 | 0.00011416 | 0.37729 | 0.04145 | 0.0001 | 0.42936 | 0.69769 | 0.0001 | 0.29557
4281 | 1 | 0.0001074 | 0 | 0 | 0.00016448 | 0.00011416 | 0.51768 | 0.047155 | 0.0001 | 0.42967 | 0.69803 | 0.0001 | 0.42534
4282 | 1 | 0.0001104 | 0 | 0 | 0.00018797 | 0.00011416 | 0.58787 | 0.075076 | 0.0001 | 0.42997 | 0.69839 | 0.0001 | 0.44862
4283 | 1 | 0.000113 | 0 | 0 | 0.00020677 | 0.00011416 | 0.64052 | 0.10266 | 0.0001 | 0.43027 | 0.69875 | 0.0001 | 0.49448
4284 | 1 | 0.0001121 | 0 | 0 | 0.00018797 | 0.00011416 | 0.65807 | 0.12647 | 0.0001 | 0.43057 | 0.69909 | 0.0001 | 0.52439
4285 | 1 | 0.0001106 | 0 | 0 | 0.00019032 | 0.00011416 | 0.65807 | 0.14584 | 0.0001 | 0.43087 | 0.69946 | 0.0001 | 0.68501
4286 | 1 | 0.0001081 | 0 | 0.00044154 | 0.00021382 | 0.00011416 | 0.63174 | 0.13244 | 0.0001 | 0.43118 | 0.69979 | 0.0001 | 0.70496
4287 | 1 | 0.0001063 | 0 | 0.00083227 | 0.00022322 | 0.00011416 | 0.56155 | 0.1272 | 0.0001 | 0.43147 | 0.70016 | 0.0001 | 0.54619
4288 | 1 | 0.0001043 | 0 | 0.00062813 | 0.00022322 | 0.00011416 | 0.45626 | 0.10339 | 0.0001 | 0.43178 | 0.7005 | 0.0001 | 0.5608
4289 | 1 | 0.0001034 | 0 | 0.00031591 | 0.00016448 | 0.00011416 | 0.31587 | 0.090459 | 0.0001 | 0.43208 | 0.70086 | 0.0001 | 0.38152
4290 | 1 | 0.0001026 | 0 | 0 | 0.00011748 | 0.00011416 | 0.15794 | 0.085217 | 0.0001 | 0.43237 | 0.70123 | 0.0001 | 0.22037
4291 | 1 | 0.000101 | 0 | 0 | 8.8113e-05 | 0.00011416 | 0.035097 | 0.071754 | 0.0001 | 0.43268 | 0.70156 | 0.0001 | 0.077448
4292 | 1 | 9.8847e-05 | 0 | 0 | 5.8742e-05 | 0.00011416 | 0 | 0.025205 | 0.0001 | 0.433 | 0.70192 | 0.0001 | 0
4293 | 1 | 9.9997e-05 | 0 | 0 | 3.7595e-05 | 0.00011416 | 0 | 0.051868 | 0.0001 | 0.43329 | 0.70227 | 0.0001 | 0
4294 | 1 | 0.0001028 | 0 | 0 | 2.3497e-05 | 0.00011416 | 0 | 0.11327 | 0.0001 | 0.43359 | 0.70263 | 0.0001 | 0
4295 | 1 | 9.6887e-05 | 0 | 0 | 9.3987e-06 | 0.00011416 | 0 | 0.18404 | 0.0001 | 0.4339 | 0.70299 | 0.0001 | 0
4296 | 1 | 9.2857e-05 | 0 | 0 | 5.8742e-06 | 0.00011416 | 0 | 0.23345 | 0.0001 | 0.43419 | 0.70333 | 0.0001 | 0
4297 | 1 | 8.8177e-05 | 0 | 0 | 2.3497e-06 | 0.00011416 | 0 | 0.26091 | 0.0001 | 0.4345 | 0.7037 | 0.0001 | 0
4298 | 1 | 8.5177e-05 | 0 | 0 | 1.1748e-06 | 0.00011416 | 0 | 0.27138 | 0.0001 | 0.4348 | 0.70403 | 0.0001 | 0
4299 | 1 | 7.9717e-05 | 2.1199e-05 | 0 | 1.4098e-05 | 0.00011416 | 0 | 0.27543 | 0.0001 | 0.4351 | 0.70439 | 0.0001 | 0
4300 | 1 | 7.4948e-05 | 3.2439e-05 | 0 | 3.7595e-05 | 0.00011416 | 0 | 0.2617 | 0.0001 | 0.4354 | 0.70474 | 0.0001 | 0
4301 | 1 | 7.2308e-05 | 3.8359e-05 | 0 | 9.3987e-05 | 0.00011416 | 0.017548 | 0.23823 | 0.0001 | 0.4357 | 0.7051 | 0.0001 | 0
4302 | 1 | 7.1348e-05 | 4.4699e-05 | 0 | 0.0001821 | 0.00011416 | 0.087742 | 0.14132 | 0.0001 | 0.43601 | 0.70546 | 0.0001 | 0.093625
4303 | 1 | 7.6458e-05 | 1.749e-05 | 0 | 0.0001586 | 0.00011416 | 0.24568 | 0.10425 | 0.0001 | 0.4363 | 0.7058 | 0.0001 | 0.26603
4304 | 1 | 8.3757e-05 | 0 | 0 | 0.00014685 | 0.00011416 | 0.39484 | 0.082105 | 0.0001 | 0.4366 | 0.70616 | 0.0001 | 0.43423
4305 | 1 | 8.9427e-05 | 0 | 0 | 0.00016448 | 0.00011416 | 0.52645 | 0.0764 | 0.0001 | 0.43691 | 0.7065 | 0.0001 | 0.58914
4306 | 1 | 9.2647e-05 | 0 | 0 | 0.00018797 | 0.00011416 | 0.60542 | 0.116 | 0.0001 | 0.4372 | 0.70687 | 0.0001 | 0.70647
4307 | 1 | 9.4977e-05 | 0 | 4.6186e-06 | 0.00020677 | 0.00011416 | 0.66684 | 0.12567 | 0.0001 | 0.43751 | 0.7072 | 0.0001 | 0.80171
4308 | 1 | 9.4667e-05 | 0 | 0.00067247 | 0.00018797 | 0.00011416 | 0.66684 | 0.12567 | 0.0001 | 0.43781 | 0.70757 | 0.0001 | 0.8446
4309 | 1 | 9.1127e-05 | 0 | 0.0011371 | 0.00019032 | 0.00011416 | 0.61419 | 0.12448 | 0.0001 | 0.43811 | 0.70794 | 0.0001 | 0.84519
4310 | 1 | 8.8407e-05 | 0 | 0.0013837 | 0.00021382 | 0.00011416 | 0.544 | 0.12164 | 0.0001 | 0.43841 | 0.70827 | 0.0001 | 0.79489
4311 | 1 | 8.7217e-05 | 0 | 0.0013366 | 0.00022322 | 0.00011416 | 0.45626 | 0.10584 | 0.0001 | 0.43871 | 0.70863 | 0.0001 | 0.69637
4312 | 1 | 8.7957e-05 | 0 | 0.00088862 | 0.00022322 | 0.00011416 | 0.3071 | 0.11831 | 0.0001 | 0.43902 | 0.70898 | 0.0001 | 0.56855
4313 | 1 | 9.2117e-05 | 0 | 2.5864e-05 | 0.00016448 | 0.00011416 | 0.21936 | 0.11069 | 0.0001 | 0.43932 | 0.70934 | 0.0001 | 0.42023
4314 | 1 | 9.6557e-05 | 0 | 0 | 0.00011748 | 0.00011416 | 0.13161 | 0.10465 | 0.0001 | 0.43963 | 0.7097 | 0.0001 | 0.23861
4315 | 1 | 9.7487e-05 | 0 | 0 | 8.8113e-05 | 0.00011416 | 0.035097 | 0.11911 | 0.0001 | 0.43993 | 0.71004 | 0.0001 | 0.083304
4316 | 1 | 9.7167e-05 | 0 | 0 | 5.8742e-05 | 0.00011416 | 0 | 0.13356 | 0.0001 | 0.44022 | 0.7104 | 0.0001 | 0
4317 | 1 | 0.0001014 | 0 | 0 | 3.7595e-05 | 0.00011416 | 0 | 0.16912 | 0.0001 | 0.44053 | 0.71074 | 0.0001 | 0
4318 | 1 | 0.0001045 | 0 | 0 | 2.3497e-05 | 0.00011416 | 0 | 0.16262 | 0.0001 | 0.44083 | 0.7111 | 0.0001 | 0
4319 | 1 | 9.7407e-05 | 0 | 0 | 9.3987e-06 | 0.00011416 | 0 | 0.14398 | 0.0001 | 0.44113 | 0.71145 | 0.0001 | 0
4320 | 1 | 9.1087e-05 | 0 | 0 | 5.8742e-06 | 0.00011416 | 0 | 0.14239 | 0.0001 | 0.44143 | 0.71181 | 0.0001 | 0
4321 | 1 | 8.8017e-05 | 0 | 0 | 2.3497e-06 | 0.00011416 | 0 | 0.13111 | 0.0001 | 0.52392 | 0.71217 | 0.0001 | 0
4322 | 1 | 8.5897e-05 | 0 | 0 | 1.1748e-06 | 0.00011416 | 0 | 0.11778 | 0.0001 | 0.52422 | 0.71251 | 0.0001 | 0
4323 | 1 | 8.2507e-05 | 1.76e-05 | 0 | 1.4098e-05 | 0.00011416 | 0 | 0.16023 | 0.0001 | 0.52453 | 0.71287 | 0.0001 | 0
4324 | 1 | 7.8247e-05 | 2.8419e-05 | 0 | 3.7595e-05 | 0.00011416 | 0 | 0.25315 | 0.0001 | 0.52482 | 0.71321 | 0.0001 | 0
4325 | 1 | 8.5357e-05 | 3.6579e-05 | 0 | 9.3987e-05 | 0.00011416 | 0.017548 | 0.24797 | 0.0001 | 0.52513 | 0.71358 | 0.0001 | 0
4326 | 1 | 0.0001002 | 3.8499e-05 | 0 | 0.0001821 | 0.00011416 | 0.070194 | 0.15625 | 0.0001 | 0.52543 | 0.71391 | 0.0001 | 0.028999
4327 | 1 | 0.0001201 | 0 | 0 | 0.0001586 | 0.00011416 | 0.21058 | 0.15028 | 0.0001 | 0.52573 | 0.71427 | 0.0001 | 0.10554
4328 | 1 | 0.0001309 | 0 | 0 | 0.00014685 | 0.00011416 | 0.36852 | 0.19757 | 0.0001 | 0.52603 | 0.71464 | 0.0001 | 0.27662
4329 | 1 | 0.0001341 | 0 | 0.0001829 | 0.00016448 | 0.00011416 | 0.49136 | 0.22463 | 0.0001 | 0.52633 | 0.71498 | 0.0001 | 0.45266
4330 | 1 | 0.0001378 | 0 | 0.0012618 | 0.00018797 | 0.00011416 | 0.57032 | 0.2351 | 0.0001 | 0.52664 | 0.71534 | 0.0001 | 0.66959
4331 | 1 | 0.0001424 | 0 | 0.0022308 | 0.00020677 | 0.00011416 | 0.62297 | 0.24519 | 0.0001 | 0.52693 | 0.71568 | 0.0001 | 0.76309
4332 | 1 | 0.0001343 | 0 | 0.0030566 | 0.00018797 | 0.00011416 | 0.64052 | 0.26979 | 0.0001 | 0.52723 | 0.71605 | 0.0001 | 0.72764
4333 | 1 | 0.000136 | 0 | 0.0037004 | 0.00019032 | 0.00011416 | 0.63174 | 0.27265 | 0.0001 | 0.52754 | 0.71641 | 0.0001 | 0.73179
4334 | 1 | 0.000134 | 0 | 0.0041466 | 0.00021382 | 0.00011416 | 0.58787 | 0.2686 | 0.0001 | 0.52783 | 0.71674 | 0.0001 | 0.63981
4335 | 1 | 0.0001321 | 0 | 0.0043886 | 0.00022322 | 0.00011416 | 0.51768 | 0.24685 | 0.0001 | 0.52814 | 0.71711 | 0.0001 | 0.56999
4336 | 1 | 0.00013 | 0 | 0.0044579 | 0.00022322 | 0.00011416 | 0.42994 | 0.22098 | 0.0001 | 0.52844 | 0.71745 | 0.0001 | 0.51143
4337 | 1 | 0.0001256 | 0 | 0.004371 | 0.00016448 | 0.00011416 | 0.28955 | 0.20161 | 0.0001 | 0.52874 | 0.71781 | 0.0001 | 0.37908
4338 | 1 | 0.0001242 | 0 | 0.003814 | 0.00011748 | 0.00011416 | 0.14039 | 0.22629 | 0.0001 | 0.52904 | 0.71815 | 0.0001 | 0.22864
4339 | 1 | 0.0001195 | 0 | 0.0015334 | 8.8113e-05 | 0.00011416 | 0.035097 | 0.2182 | 0.0001 | 0.52934 | 0.71851 | 0.0001 | 0.058377
4340 | 1 | 0.0001145 | 0 | 0 | 5.8742e-05 | 0.00011416 | 0 | 0.20115 | 0.0001 | 0.52965 | 0.71888 | 0.0001 | 0
4341 | 1 | 0.0001157 | 0 | 0 | 3.7595e-05 | 0.00011416 | 0 | 0.20804 | 0.0001 | 0.52995 | 0.71922 | 0.0001 | 0
4342 | 1 | 0.000116 | 0 | 0 | 2.3497e-05 | 0.00011416 | 0 | 0.18583 | 0.0001 | 0.53026 | 0.71958 | 0.0001 | 0
4343 | 1 | 0.0001069 | 0 | 0 | 9.3987e-06 | 0.00011416 | 0 | 0.15432 | 0.0001 | 0.53056 | 0.71992 | 0.0001 | 0
4344 | 1 | 9.9687e-05 | 0 | 0 | 5.8742e-06 | 0.00011416 | 0 | 0.15632 | 0.0001 | 0.53086 | 0.72029 | 0.0001 | 0
4345 | 1 | 0.0001021 | 0 | 0 | 2.3497e-06 | 0.00011416 | 0 | 0.14173 | 0.0001 | 0.67235 | 0.81786 | 0.0001 | 0
4346 | 1 | 9.8247e-05 | 0 | 0 | 1.1748e-06 | 0.00011416 | 0 | 0.12395 | 0.0001 | 0.67241 | 0.81792 | 0.0001 | 0
4347 | 1 | 9.1877e-05 | 1.771e-05 | 0 | 1.4098e-05 | 0.00011416 | 0 | 0.1199 | 0.0001 | 0.67211 | 0.81797 | 0.0001 | 0
4348 | 1 | 8.8007e-05 | 2.1009e-05 | 0 | 3.7595e-05 | 0.00011416 | 0 | 0.13768 | 0.0001 | 0.67182 | 0.81801 | 0.0001 | 0
4349 | 1 | 8.3747e-05 | 2.0349e-05 | 0 | 9.3987e-05 | 0.00011416 | 0.017548 | 0.15943 | 0.0001 | 0.67153 | 0.81806 | 0.0001 | 0
4350 | 1 | 8.9537e-05 | 3.1269e-05 | 0 | 0.0001821 | 0.00011416 | 0.078968 | 0.087215 | 0.0001 | 0.67124 | 0.81811 | 0.0001 | 0
4351 | 1 | 0.0001054 | 2.2079e-05 | 0 | 0.0001586 | 0.00011416 | 0.2369 | 0.11115 | 0.0001 | 0.67095 | 0.81817 | 0.0001 | 0.02649
4352 | 1 | 0.0001245 | 1.128e-05 | 0 | 0.00014685 | 0.00011416 | 0.38607 | 0.1524 | 0.0001 | 0.67066 | 0.81821 | 0.0001 | 0.14157
4353 | 1 | 0.0001361 | 0 | 0.0025753 | 0.00016448 | 0.00011416 | 0.52645 | 0.18709 | 0.0001 | 0.67037 | 0.81826 | 0.0001 | 0.24999
4354 | 1 | 0.0001399 | 0 | 0.0048126 | 0.00018797 | 0.00011416 | 0.62297 | 0.19597 | 0.0001 | 0.67008 | 0.81831 | 0.0001 | 0.39817
4355 | 1 | 0.0001446 | 0 | 0.0061363 | 0.00020677 | 0.00011416 | 0.67561 | 0.22867 | 0.0001 | 0.66979 | 0.81836 | 0.0001 | 0.42901
4356 | 1 | 0.0001493 | 0 | 0.0070692 | 0.00018797 | 0.00011416 | 0.69316 | 0.26137 | 0.0001 | 0.66949 | 0.81842 | 0.0001 | 0.58744
4357 | 1 | 0.0001401 | 0 | 0.0077398 | 0.00019032 | 0.00011416 | 0.69316 | 0.26256 | 0.0001 | 0.66921 | 0.81846 | 0.0001 | 0.60655
4358 | 1 | 0.0001416 | 0 | 0.0081666 | 0.00021382 | 0.00011416 | 0.61419 | 0.25042 | 0.0001 | 0.66891 | 0.81851 | 0.0001 | 0.61509
4359 | 1 | 0.0001406 | 0 | 0.0083384 | 0.00022322 | 0.00011416 | 0.49136 | 0.23709 | 0.0001 | 0.66862 | 0.81856 | 0.0001 | 0.67267
4360 | 1 | 0.0001383 | 0 | 0.0082617 | 0.00022322 | 0.00011416 | 0.36852 | 0.25155 | 0.0001 | 0.66833 | 0.81861 | 0.0001 | 0.51697
4361 | 1 | 0.0001352 | 0 | 0.0081592 | 0.00016448 | 0.00011416 | 0.21936 | 0.27012 | 0.0001 | 0.66804 | 0.81866 | 0.0001 | 0.17056
4362 | 1 | 0.0001312 | 0 | 0.0070969 | 0.00011748 | 0.00011416 | 0.11406 | 0.26203 | 0.0001 | 0.66775 | 0.81871 | 0.0001 | 0.13991
4363 | 1 | 0.0001288 | 0 | 0.0048468 | 8.8113e-05 | 0.00011416 | 0.035097 | 0.28021 | 0.0001 | 0.66745 | 0.81876 | 0.0001 | 0.01841
4364 | 1 | 0.0001227 | 0 | 0.0025679 | 5.8742e-05 | 0.00011416 | 0 | 0.29552 | 0.0001 | 0.66717 | 0.81881 | 0.0001 | 0
4365 | 1 | 0.0001174 | 0 | 0.0015694 | 3.7595e-05 | 0.00011416 | 0 | 0.29028 | 0.0001 | 0.66688 | 0.81885 | 0.0001 | 0
4366 | 1 | 0.0001192 | 0 | 0.0010244 | 2.3497e-05 | 0.00011416 | 0 | 0.26972 | 0.0001 | 0.66659 | 0.81891 | 0.0001 | 0
4367 | 1 | 0.0001171 | 0 | 0.00063737 | 9.3987e-06 | 0.00011416 | 0 | 0.26813 | 0.0001 | 0.6663 | 0.81896 | 0.0001 | 0
4368 | 1 | 0.0001076 | 0 | 9.6991e-05 | 5.8742e-06 | 0.00011416 | 0 | 0.26568 | 0.0001 | 0.666 | 0.81901 | 0.0001 | 0
4369 | 1 | 0.0001022 | 0 | 0 | 2.3497e-06 | 0.00011416 | 0 | 0.23829 | 0.0001 | 0.66572 | 0.81905 | 0.0001 | 0
4370 | 1 | 9.8727e-05 | 0 | 0 | 1.1748e-06 | 0.00011416 | 0 | 0.21932 | 0.0001 | 0.66542 | 0.81891 | 0.0001 | 0
4371 | 1 | 9.3827e-05 | 0 | 0 | 1.4098e-05 | 0.00011416 | 0 | 0.21276 | 0.0001 | 0.66513 | 0.81842 | 0.0001 | 0
4372 | 1 | 9.0397e-05 | 0 | 0 | 3.7595e-05 | 0.00011416 | 0 | 0.19856 | 0.0001 | 0.66483 | 0.81794 | 0.0001 | 0
4373 | 1 | 8.5817e-05 | 0 | 0 | 9.3987e-05 | 0.00011416 | 0.0087742 | 0.20467 | 0.0001 | 0.66455 | 0.81747 | 0.0001 | 0
4374 | 1 | 9.2537e-05 | 0 | 0 | 0.0001821 | 0.00011416 | 0.052645 | 0.097688 | 0.0001 | 0.66425 | 0.81699 | 0.0001 | 0
4375 | 1 | 0.0001064 | 7.8338e-06 | 0.00049604 | 0.0001586 | 0.00011416 | 0.12284 | 0.17568 | 0.0001 | 0.66397 | 0.81653 | 0.0001 | 0.031023
4376 | 1 | 0.0001244 | 0 | 0.0023693 | 0.00014685 | 0.00011416 | 0.18426 | 0.28743 | 0.0001 | 0.66368 | 0.81603 | 0.0001 | 0.24749
4377 | 1 | 0.0001355 | 0 | 0.0040976 | 0.00016448 | 0.00011416 | 0.2369 | 0.34997 | 0.0001 | 0.66339 | 0.81555 | 0.0001 | 0.34703
4378 | 1 | 0.0001388 | 0 | 0.0051239 | 0.00018797 | 0.00011416 | 0.25445 | 0.37829 | 0.0001 | 0.6631 | 0.81508 | 0.0001 | 0.33133
4379 | 1 | 0.0001444 | 0 | 0.0056957 | 0.00020677 | 0.00011416 | 0.22813 | 0.37106 | 0.0001 | 0.6628 | 0.81461 | 0.0001 | 0.34314
4380 | 1 | 0.0001498 | 0 | 0.00597 | 0.00018797 | 0.00011416 | 0.16671 | 0.32179 | 0.0001 | 0.66251 | 0.81414 | 0.0001 | 0.39421
4381 | 1 | 0.0001399 | 0 | 0.0059922 | 0.00019032 | 0.00011416 | 0.18426 | 0.23457 | 0.0001 | 0.66221 | 0.81364 | 0.0001 | 0.45604
4382 | 1 | 0.000142 | 0 | 0.0058961 | 0.00021382 | 0.00011416 | 0.17548 | 0.19698 | 0.0001 | 0.66193 | 0.81317 | 0.0001 | 0.43534
4383 | 1 | 0.0001407 | 0 | 0.0058896 | 0.00022322 | 0.00011416 | 0.13161 | 0.17203 | 0.0001 | 0.66164 | 0.8127 | 0.0001 | 0.5656
4384 | 1 | 0.0001385 | 0 | 0.0058148 | 0.00022322 | 0.00011416 | 0.087742 | 0.13662 | 0.0001 | 0.66134 | 0.81222 | 0.0001 | 0.48591
4385 | 1 | 0.0001343 | 0 | 0.0052569 | 0.00016448 | 0.00011416 | 0.078968 | 0.10751 | 0.0001 | 0.66106 | 0.81175 | 0.0001 | 0.21005
4386 | 1 | 0.0001304 | 0 | 0.004069 | 0.00011748 | 0.00011416 | 0.043871 | 0.090459 | 0.0001 | 0.66076 | 0.81128 | 0.0001 | 0.21486
4387 | 1 | 0.0001286 | 0 | 0.0021615 | 8.8113e-05 | 0.00011416 | 0.0087742 | 0.12713 | 0.0001 | 0.66048 | 0.81078 | 0.0001 | 0.093168
4388 | 1 | 0.0001225 | 0 | 0.00017551 | 5.8742e-05 | 0.00011416 | 0 | 0.12807 | 0.0001 | 0.66018 | 0.81031 | 0.0001 | 0.0375
4389 | 1 | 0.0001165 | 0 | 0 | 3.7595e-05 | 0.00011416 | 0 | 0.16056 | 0.0001 | 0.6599 | 0.80984 | 0.0001 | 0
4390 | 1 | 0.0001191 | 0 | 0 | 2.3497e-05 | 0.00011416 | 0 | 0.22768 | 0.0001 | 0.6596 | 0.80937 | 0.0001 | 0
4391 | 1 | 0.0001183 | 0 | 0 | 9.3987e-06 | 0.00011416 | 0 | 0.28252 | 0.0001 | 0.65931 | 0.80889 | 0.0001 | 0
4392 | 1 | 0.0001081 | 0 | 0 | 5.8742e-06 | 0.00011416 | 0 | 0.34619 | 0.0001 | 0.65902 | 0.80839 | 0.0001 | 0
4393 | 1 | 0.0001027 | 0 | 0 | 2.3497e-06 | 0.00011416 | 0 | 0.40302 | 0.0001 | 0.65873 | 0.80793 | 0.0001 | 0
4394 | 1 | 9.9167e-05 | 0 | 0 | 1.1748e-06 | 0.00011416 | 0 | 0.4781 | 0.0001 | 0.65844 | 0.80745 | 0.0001 | 0
4395 | 1 | 9.4227e-05 | 0 | 0 | 1.4098e-05 | 0.00011416 | 0 | 0.56545 | 0.0001 | 0.65814 | 0.80698 | 0.0001 | 0
4396 | 1 | 8.9967e-05 | 0 | 0 | 3.7595e-05 | 0.00011416 | 0 | 0.64669 | 0.0001 | 0.65785 | 0.8065 | 0.0001 | 0
4397 | 1 | 8.4287e-05 | 1.532e-05 | 0 | 9.3987e-05 | 0.00011416 | 0 | 0.70412 | 0.0001 | 0.65756 | 0.80601 | 0.0001 | 0
4398 | 1 | 9.1527e-05 | 1.739e-05 | 0 | 0.0001821 | 0.00011416 | 0.017548 | 0.67169 | 0.0001 | 0.65727 | 0.80554 | 0.0001 | 0
4399 | 1 | 0.0001059 | 1.714e-05 | 0 | 0.0001586 | 0.00011416 | 0.052645 | 0.68171 | 0.0001 | 0.65699 | 0.80506 | 0.0001 | 0
4400 | 1 | 0.0001239 | 1.186e-05 | 0 | 0.00014685 | 0.00011416 | 0.096516 | 0.71546 | 0.0001 | 0.65669 | 0.8046 | 0.0001 | 0.017477
4401 | 1 | 0.0001373 | 0 | 0.00149 | 0.00016448 | 0.00011416 | 0.17548 | 0.66413 | 0.0001 | 0.65641 | 0.80412 | 0.0001 | 0.13479
4402 | 1 | 0.0001415 | 0 | 0.0031333 | 0.00018797 | 0.00011416 | 0.21058 | 0.65365 | 0.0001 | 0.65611 | 0.80362 | 0.0001 | 0.28044
4403 | 1 | 0.0001449 | 0 | 0.0044985 | 0.00020677 | 0.00011416 | 0.21936 | 0.66293 | 0.0001 | 0.65582 | 0.80315 | 0.0001 | 0.30287
4404 | 1 | 0.0001483 | 0 | 0.0055008 | 0.00018797 | 0.00011416 | 0.20181 | 0.66214 | 0.0001 | 0.65552 | 0.80268 | 0.0001 | 0.33515
4405 | 1 | 0.0001389 | 0 | 0.0061298 | 0.00019032 | 0.00011416 | 0.15794 | 0.63096 | 0.0001 | 0.65524 | 0.80221 | 0.0001 | 0.44602
4406 | 1 | 0.0001383 | 0 | 0.0065224 | 0.00021382 | 0.00011416 | 0.15794 | 0.55861 | 0.0001 | 0.65495 | 0.80173 | 0.0001 | 0.48759
4407 | 1 | 0.0001364 | 0 | 0.0067293 | 0.00022322 | 0.00011416 | 0.13161 | 0.49852 | 0.0001 | 0.65465 | 0.80124 | 0.0001 | 0.43434
4408 | 1 | 0.0001327 | 0 | 0.0067505 | 0.00022322 | 0.00011416 | 0.11406 | 0.43625 | 0.0001 | 0.65436 | 0.80077 | 0.0001 | 0.43357
4409 | 1 | 0.0001279 | 0 | 0.0065224 | 0.00016448 | 0.00011416 | 0.070194 | 0.34606 | 0.0001 | 0.65407 | 0.80029 | 0.0001 | 0.32733
4410 | 1 | 0.0001244 | 0 | 0.0055839 | 0.00011748 | 0.00011416 | 0.043871 | 0.3312 | 0.0001 | 0.65378 | 0.79982 | 0.0001 | 0.16945
4411 | 1 | 0.0001233 | 0 | 0.0037272 | 8.8113e-05 | 0.00011416 | 0.017548 | 0.33803 | 0.0001 | 0.65349 | 0.79935 | 0.0001 | 0.06553
4412 | 1 | 0.0001184 | 0 | 0.0022705 | 5.8742e-05 | 0.00011416 | 0 | 0.27748 | 0.0001 | 0.6532 | 0.79888 | 0.0001 | 0
4413 | 1 | 0.0001137 | 0 | 0.0016682 | 3.7595e-05 | 0.00011416 | 0 | 0.20639 | 0.0001 | 0.6529 | 0.79838 | 0.0001 | 0
4414 | 1 | 0.000115 | 0 | 0.0011482 | 2.3497e-05 | 0.00011416 | 0 | 0.15333 | 0.0001 | 0.65262 | 0.79791 | 0.0001 | 0
4415 | 1 | 0.0001138 | 0 | 0.00061243 | 9.3987e-06 | 0.00011416 | 0 | 0.13343 | 0.0001 | 0.65233 | 0.79744 | 0.0001 | 0
4416 | 1 | 0.0001058 | 0 | 0.00017458 | 5.8742e-06 | 0.00011416 | 0 | 0.1028 | 0.0001 | 0.65203 | 0.79696 | 0.0001 | 0
4417 | 1 | 0.0001015 | 0 | 0 | 2.3497e-06 | 0.00011416 | 0 | 0.095966 | 0.0001 | 0.65175 | 0.79649 | 0.0001 | 0
4418 | 1 | 9.5177e-05 | 1.9809e-05 | 0 | 1.1748e-06 | 0.00011416 | 0 | 0.10406 | 0.0001 | 0.65145 | 0.796 | 0.0001 | 0
4419 | 1 | 8.9307e-05 | 1.823e-05 | 0 | 1.4098e-05 | 0.00011416 | 0 | 0.097158 | 0.0001 | 0.65116 | 0.79552 | 0.0001 | 0
4420 | 1 | 8.4947e-05 | 2.2269e-05 | 0 | 3.7595e-05 | 0.00011416 | 0 | 0.089466 | 0.0001 | 0.65087 | 0.79505 | 0.0001 | 0
4421 | 1 | 7.7827e-05 | 3.0489e-05 | 0 | 9.3987e-05 | 0.00011416 | 0.0087742 | 0.062804 | 0.0001 | 0.65058 | 0.79457 | 0.0001 | 0
4422 | 1 | 7.8837e-05 | 3.2629e-05 | 0.00038981 | 0.0001821 | 0.00011416 | 0.035097 | 0.034089 | 0.0001 | 0.65029 | 0.79411 | 0.0001 | 0
4423 | 1 | 8.1177e-05 | 3.1539e-05 | 0.0016137 | 0.0001586 | 0.00011416 | 0.11406 | 0.052397 | 0.0001 | 0.65 | 0.79361 | 0.0001 | 0.023876
4424 | 1 | 8.9397e-05 | 1.715e-05 | 0.0034344 | 0.00014685 | 0.00011416 | 0.18426 | 0.041847 | 0.0001 | 0.64971 | 0.79313 | 0.0001 | 0.23044
4425 | 1 | 9.9467e-05 | 0 | 0.0048089 | 0.00016448 | 0.00011416 | 0.26323 | 0.037797 | 0.0001 | 0.64941 | 0.79267 | 0.0001 | 0.34882
4426 | 1 | 0.0001063 | 0 | 0.0056254 | 0.00018797 | 0.00011416 | 0.32465 | 0.040655 | 0.0001 | 0.64913 | 0.79219 | 0.0001 | 0.46993
4427 | 1 | 0.0001095 | 0 | 0.0060051 | 0.00020677 | 0.00011416 | 0.35097 | 0.045897 | 0.0001 | 0.64883 | 0.79172 | 0.0001 | 0.61123
4428 | 1 | 0.0001114 | 0 | 0.0056762 | 0.00018797 | 0.00011416 | 0.37729 | 0.045897 | 0.0001 | 0.64854 | 0.79122 | 0.0001 | 0.6933
4429 | 1 | 0.0001096 | 0 | 0.0048015 | 0.00019032 | 0.00011416 | 0.35097 | 0.061678 | 0.0001 | 0.64824 | 0.79075 | 0.0001 | 0.77872
4430 | 1 | 0.0001086 | 0 | 0.0039073 | 0.00021382 | 0.00011416 | 0.3071 | 0.06532 | 0.0001 | 0.64796 | 0.79028 | 0.0001 | 0.80597
4431 | 1 | 0.0001064 | 0 | 0.0033152 | 0.00022322 | 0.00011416 | 0.28077 | 0.057231 | 0.0001 | 0.64767 | 0.7898 | 0.0001 | 0.74706
4432 | 1 | 0.0001039 | 0 | 0.0030178 | 0.00022322 | 0.00011416 | 0.26323 | 0.055245 | 0.0001 | 0.64738 | 0.78934 | 0.0001 | 0.67144
4433 | 1 | 0.0001019 | 0 | 0.0028912 | 0.00016448 | 0.00011416 | 0.21058 | 0.059295 | 0.0001 | 0.64709 | 0.78884 | 0.0001 | 0.54749
4434 | 1 | 0.0001011 | 0 | 0.0023065 | 0.00011748 | 0.00011416 | 0.11406 | 0.077062 | 0.0001 | 0.6468 | 0.78836 | 0.0001 | 0.40292
4435 | 1 | 0.0001002 | 0 | 0.00085075 | 8.8113e-05 | 0.00011416 | 0.026323 | 0.14531 | 0.0001 | 0.64651 | 0.78789 | 0.0001 | 0.24656
4436 | 1 | 9.8507e-05 | 0 | 0 | 5.8742e-05 | 0.00011416 | 0 | 0.17309 | 0.0001 | 0.64621 | 0.78742 | 0.0001 | 0.078121
4437 | 1 | 9.5517e-05 | 0 | 0 | 3.7595e-05 | 0.00011416 | 0 | 0.14603 | 0.0001 | 0.64592 | 0.78695 | 0.0001 | 0
4438 | 1 | 9.8817e-05 | 0 | 0 | 2.3497e-05 | 0.00011416 | 0 | 0.12263 | 0.0001 | 0.64564 | 0.78645 | 0.0001 | 0
4439 | 1 | 0.0001023 | 0 | 0 | 9.3987e-06 | 0.00011416 | 0 | 0.11573 | 0.0001 | 0.64534 | 0.78598 | 0.0001 | 0
4440 | 1 | 9.6657e-05 | 0 | 0 | 5.8742e-06 | 0.00011416 | 0 | 0.10399 | 0.0001 | 0.64505 | 0.78551 | 0.0001 | 0
4441 | 1 | 9.2697e-05 | 0 | 0 | 2.3497e-06 | 0.00011416 | 0 | 0.10399 | 0.0001 | 0.64475 | 0.78503 | 0.0001 | 0
4442 | 1 | 8.7827e-05 | 0 | 0 | 1.1748e-06 | 0.00011416 | 0 | 0.10194 | 0.0001 | 0.64447 | 0.78456 | 0.0001 | 0
4443 | 1 | 8.3387e-05 | 0 | 0 | 1.4098e-05 | 0.00011416 | 0 | 0.099078 | 0.0001 | 0.64418 | 0.78409 | 0.0001 | 0
4444 | 1 | 7.9637e-05 | 0 | 0 | 3.7595e-05 | 0.00011416 | 0 | 0.092247 | 0.0001 | 0.64389 | 0.78359 | 0.0001 | 0
4445 | 1 | 7.4318e-05 | 0 | 0 | 9.3987e-05 | 0.00011416 | 0.0087742 | 0.079115 | 0.0001 | 0.64359 | 0.78312 | 0.0001 | 0
4446 | 1 | 7.4008e-05 | 0 | 0 | 0.0001821 | 0.00011416 | 0.070194 | 0.0085526 | 0.0001 | 0.64331 | 0.78264 | 0.0001 | 0
4447 | 1 | 7.3238e-05 | 0 | 0 | 0.0001586 | 0.00011416 | 0.18426 | 0.024003 | 0.0001 | 0.64302 | 0.78218 | 0.0001 | 0
4448 | 1 | 7.6458e-05 | 0 | 0 | 0.00014685 | 0.00011416 | 0.31587 | 0.052795 | 0.0001 | 0.64272 | 0.7817 | 0.0001 | 0
4449 | 1 | 8.1697e-05 | 0 | 0.00080086 | 0.00016448 | 0.00011416 | 0.40361 | 0.070562 | 0.0001 | 0.64243 | 0.7812 | 0.0001 | 0.10506
4450 | 1 | 8.7187e-05 | 0 | 0.0015906 | 0.00018797 | 0.00011416 | 0.47381 | 0.088738 | 0.0001 | 0.64214 | 0.78074 | 0.0001 | 0.28534
4451 | 1 | 9.2447e-05 | 0 | 0.0022456 | 0.00020677 | 0.00011416 | 0.49136 | 0.085879 | 0.0001 | 0.64185 | 0.78026 | 0.0001 | 0.35263
4452 | 1 | 9.6767e-05 | 0 | 0.003063 | 0.00018797 | 0.00011416 | 0.5089 | 0.078254 | 0.0001 | 0.64155 | 0.77979 | 0.0001 | 0.44134
4453 | 1 | 9.7667e-05 | 0 | 0.0032654 | 0.00019032 | 0.00011416 | 0.46503 | 0.066523 | 0.0001 | 0.64126 | 0.77931 | 0.0001 | 0.71279
4454 | 1 | 9.4737e-05 | 0 | 0.0030935 | 0.00021382 | 0.00011416 | 0.37729 | 0.052728 | 0.0001 | 0.64098 | 0.77882 | 0.0001 | 0.53682
4455 | 1 | 9.1737e-05 | 0 | 0.0018853 | 0.00022322 | 0.00011416 | 0.26323 | 0.045037 | 0.0001 | 0.64069 | 0.77835 | 0.0001 | 0.64602
4456 | 1 | 9.0387e-05 | 0 | 0 | 0.00022322 | 0.00011416 | 0.15794 | 0.049076 | 0.0001 | 0.6404 | 0.77787 | 0.0001 | 0.63213
4457 | 1 | 9.0437e-05 | 0 | 0 | 0.00016448 | 0.00011416 | 0.096516 | 0.044231 | 0.0001 | 0.6401 | 0.77741 | 0.0001 | 0.40703
4458 | 1 | 9.4217e-05 | 0 | 0 | 0.00011748 | 0.00011416 | 0.070194 | 0.043039 | 0.0001 | 0.63982 | 0.77693 | 0.0001 | 0.25244
4459 | 1 | 9.7397e-05 | 0 | 0 | 8.8113e-05 | 0.00011416 | 0.017548 | 0.10386 | 0.0001 | 0.63952 | 0.77643 | 0.0001 | 0.16372
4460 | 1 | 9.5877e-05 | 0 | 0 | 5.8742e-05 | 0.00011416 | 0 | 0.12647 | 0.0001 | 0.63923 | 0.77596 | 0.0001 | 0.04692
4461 | 1 | 9.5877e-05 | 0 | 0 | 3.7595e-05 | 0.00011416 | 0 | 0.11188 | 0.0001 | 0.63893 | 0.77549 | 0.0001 | 0
4462 | 1 | 0.0001007 | 0 | 0 | 2.3497e-05 | 0.00011416 | 0 | 0.096893 | 0.0001 | 0.63865 | 0.77502 | 0.0001 | 0
4463 | 1 | 0.0001033 | 0 | 0 | 9.3987e-06 | 0.00011416 | 0 | 0.091188 | 0.0001 | 0.63836 | 0.77454 | 0.0001 | 0
4464 | 1 | 9.4777e-05 | 0 | 0 | 5.8742e-06 | 0.00011416 | 0 | 0.10452 | 0.0001 | 0.63806 | 0.77405 | 0.0001 | 0
4465 | 1 | 9.0977e-05 | 0 | 0 | 2.3497e-06 | 0.00011416 | 0 | 0.1095 | 0.0001 | 0.63777 | 0.77358 | 0.0001 | 0
4466 | 1 | 8.6437e-05 | 0 | 0 | 1.1748e-06 | 0.00011416 | 0 | 0.11725 | 0.0001 | 0.53149 | 0.7731 | 0.0001 | 0
4467 | 1 | 8.3377e-05 | 0 | 0 | 1.4098e-05 | 0.00011416 | 0 | 0.13343 | 0.0001 | 0.5312 | 0.77263 | 0.0001 | 0
4468 | 1 | 8.1047e-05 | 0 | 0 | 3.7595e-05 | 0.00011416 | 0 | 0.14026 | 0.0001 | 0.53091 | 0.77216 | 0.0001 | 0
4469 | 1 | 7.8387e-05 | 0 | 0 | 9.3987e-05 | 0.00011416 | 0.017548 | 0.1652 | 0.0001 | 0.53062 | 0.77169 | 0.0001 | 0
4470 | 1 | 8.7257e-05 | 0 | 0 | 0.0001821 | 0.00011416 | 0.078968 | 0.085416 | 0.0001 | 0.53032 | 0.77119 | 0.0001 | 0
4471 | 1 | 0.0001003 | 1.411e-05 | 0 | 0.0001586 | 0.00011416 | 0.21936 | 0.1022 | 0.0001 | 0.53003 | 0.77071 | 0.0001 | 0.063499
4472 | 1 | 0.0001192 | 0 | 0 | 0.00014685 | 0.00011416 | 0.33342 | 0.11878 | 0.0001 | 0.52975 | 0.77025 | 0.0001 | 0.23636
4473 | 1 | 0.0001307 | 0 | 0 | 0.00016448 | 0.00011416 | 0.39484 | 0.11917 | 0.0001 | 0.52946 | 0.76977 | 0.0001 | 0.36012
4474 | 1 | 0.0001353 | 0 | 0 | 0.00018797 | 0.00011416 | 0.43871 | 0.11752 | 0.0001 | 0.52917 | 0.7693 | 0.0001 | 0.53342
4475 | 1 | 0.00014 | 0 | 0 | 0.00020677 | 0.00011416 | 0.44748 | 0.13569 | 0.0001 | 0.52887 | 0.76881 | 0.0001 | 0.61035
4476 | 1 | 0.0001443 | 0 | 0.00014318 | 0.00018797 | 0.00011416 | 0.42116 | 0.14332 | 0.0001 | 0.52859 | 0.76833 | 0.0001 | 0.68599
4477 | 1 | 0.000136 | 0 | 0.00069187 | 0.00019032 | 0.00011416 | 0.36852 | 0.14975 | 0.0001 | 0.52829 | 0.76786 | 0.0001 | 0.77224
4478 | 1 | 0.0001377 | 0 | 0.0010715 | 0.00021382 | 0.00011416 | 0.35097 | 0.14079 | 0.0001 | 0.528 | 0.76738 | 0.0001 | 0.77864
4479 | 1 | 0.0001367 | 0 | 0.0012673 | 0.00022322 | 0.00011416 | 0.32465 | 0.14929 | 0.0001 | 0.5277 | 0.76692 | 0.0001 | 0.6591
4480 | 1 | 0.0001344 | 0 | 0.001332 | 0.00022322 | 0.00011416 | 0.28955 | 0.16699 | 0.0001 | 0.52742 | 0.76642 | 0.0001 | 0.62464
4481 | 1 | 0.0001312 | 0 | 0.0012673 | 0.00016448 | 0.00011416 | 0.16671 | 0.16308 | 0.0001 | 0.52713 | 0.76594 | 0.0001 | 0.54531
4482 | 1 | 0.0001254 | 0 | 0.0010133 | 0.00011748 | 0.00011416 | 0.087742 | 0.10055 | 0.0001 | 0.52683 | 0.76548 | 0.0001 | 0.36082
4483 | 1 | 0.0001225 | 0 | 0.00033531 | 8.8113e-05 | 0.00011416 | 0.052645 | 0.096562 | 0.0001 | 0.52654 | 0.765 | 0.0001 | 0.17194
4484 | 1 | 0.0001169 | 0 | 0 | 5.8742e-05 | 0.00011416 | 0.017548 | 0.14226 | 0.0001 | 0.52625 | 0.76453 | 0.0001 | 0.055607
4485 | 1 | 0.0001127 | 0 | 0 | 3.7595e-05 | 0.00011416 | 0 | 0.18709 | 0.0001 | 0.52597 | 0.76403 | 0.0001 | 0
4486 | 1 | 0.0001157 | 0 | 0 | 2.3497e-05 | 0.00011416 | 0 | 0.24438 | 0.0001 | 0.52567 | 0.76356 | 0.0001 | 0
4487 | 1 | 0.000116 | 0 | 0 | 9.3987e-06 | 0.00011416 | 0 | 0.29804 | 0.0001 | 0.52538 | 0.76309 | 0.0001 | 0
4488 | 1 | 0.0001052 | 0 | 0 | 5.8742e-06 | 0.00011416 | 0 | 0.30375 | 0.0001 | 0.5251 | 0.76261 | 0.0001 | 0
4489 | 1 | 0.0001003 | 0 | 0 | 2.3497e-06 | 0.00011416 | 0 | 0.29121 | 0.0001 | 0.5248 | 0.76214 | 0.0001 | 0
4490 | 1 | 9.7617e-05 | 0 | 0 | 1.1748e-06 | 0.00011416 | 0 | 0.27914 | 0.0001 | 0.52451 | 0.76165 | 0.0001 | 0
4491 | 1 | 9.2877e-05 | 0 | 0 | 1.4098e-05 | 0.00011416 | 0 | 0.23869 | 0.0001 | 0.52421 | 0.76117 | 0.0001 | 0
4492 | 1 | 8.8937e-05 | 0 | 0 | 3.7595e-05 | 0.00011416 | 0 | 0.1979 | 0.0001 | 0.52393 | 0.7607 | 0.0001 | 0
4493 | 1 | 8.4417e-05 | 0 | 0 | 9.3987e-05 | 0.00011416 | 0 | 0.2048 | 0.0001 | 0.52363 | 0.76023 | 0.0001 | 0
4494 | 1 | 8.9897e-05 | 1.9659e-05 | 0 | 0.0001821 | 0.00011416 | 0.017548 | 0.21335 | 0.0001 | 0.52334 | 0.75976 | 0.0001 | 0
4495 | 1 | 0.0001034 | 1.9879e-05 | 0 | 0.0001586 | 0.00011416 | 0.061419 | 0.26547 | 0.0001 | 0.52305 | 0.75928 | 0.0001 | 0.074444
4496 | 1 | 0.000122 | 0 | 0 | 0.00014685 | 0.00011416 | 0.12284 | 0.17986 | 0.0001 | 0.52276 | 0.75879 | 0.0001 | 0.23475
4497 | 1 | 0.0001327 | 0 | 0 | 0.00016448 | 0.00011416 | 0.17548 | 0.26721 | 0.0001 | 0.52248 | 0.75832 | 0.0001 | 0.40737
4498 | 1 | 0.0001374 | 0 | 0.0013967 | 0.00018797 | 0.00011416 | 0.21936 | 0.34513 | 0.0001 | 0.52218 | 0.75784 | 0.0001 | 0.40323
4499 | 1 | 0.0001419 | 0 | 0.0024506 | 0.00020677 | 0.00011416 | 0.19303 | 0.36662 | 0.0001 | 0.52189 | 0.75737 | 0.0001 | 0.40546
4500 | 1 | 0.0001458 | 0 | 0.0028257 | 0.00018797 | 0.00011416 | 0.21936 | 0.3582 | 0.0001 | 0.52159 | 0.7569 | 0.0001 | 0.43985
4501 | 1 | 0.0001375 | 0 | 0.0024118 | 0.00019032 | 0.00011416 | 0.25445 | 0.36675 | 0.0001 | 0.52131 | 0.7564 | 0.0001 | 0.37424
4502 | 1 | 0.0001396 | 0 | 0.0017698 | 0.00021382 | 0.00011416 | 0.16671 | 0.35223 | 0.0001 | 0.52101 | 0.75593 | 0.0001 | 0.34155
4503 | 1 | 0.0001392 | 0 | 0.0013616 | 0.00022322 | 0.00011416 | 0.16671 | 0.36231 | 0.0001 | 0.52072 | 0.75545 | 0.0001 | 0.16809
4504 | 1 | 0.0001377 | 0 | 0.00098653 | 0.00022322 | 0.00011416 | 0.14916 | 0.32391 | 0.0001 | 0.52044 | 0.75499 | 0.0001 | 0.23041
4505 | 1 | 0.0001342 | 0 | 0.00031776 | 0.00016448 | 0.00011416 | 0.11406 | 0.31011 | 0.0001 | 0.52014 | 0.75451 | 0.0001 | 0.17122
4506 | 1 | 0.0001298 | 0 | 0 | 0.00011748 | 0.00011416 | 0.070194 | 0.31754 | 0.0001 | 0.51985 | 0.75401 | 0.0001 | 0.21554
4507 | 1 | 0.0001273 | 0 | 0 | 8.8113e-05 | 0.00011416 | 0.017548 | 0.26813 | 0.0001 | 0.51956 | 0.75355 | 0.0001 | 0.058494
4508 | 1 | 0.0001215 | 0 | 0 | 5.8742e-05 | 0.00011416 | 0 | 0.24227 | 0.0001 | 0.51927 | 0.75307 | 0.0001 | 0
4509 | 1 | 0.0001168 | 0 | 0 | 3.7595e-05 | 0.00011416 | 0 | 0.19982 | 0.0001 | 0.51898 | 0.7526 | 0.0001 | 0
4510 | 1 | 0.0001179 | 0 | 0 | 2.3497e-05 | 0.00011416 | 0 | 0.15498 | 0.0001 | 0.51869 | 0.75212 | 0.0001 | 0
4511 | 1 | 0.0001155 | 0 | 0 | 9.3987e-06 | 0.00011416 | 0 | 0.14975 | 0.0001 | 0.5184 | 0.75163 | 0.0001 | 0
4512 | 1 | 0.0001052 | 0 | 0 | 5.8742e-06 | 0.00011416 | 0 | 0.12999 | 0.0001 | 0.5181 | 0.75116 | 0.0001 | 0
4513 | 1 | 0.0001006 | 0 | 0 | 2.3497e-06 | 0.00011416 | 0 | 0.10412 | 0.0001 | 0.51782 | 0.75068 | 0.0001 | 0
4514 | 1 | 9.6647e-05 | 0 | 0 | 1.1748e-06 | 0.00011416 | 0 | 0.085482 | 0.0001 | 0.51761 | 0.75021 | 0.0001 | 0
4515 | 1 | 9.2067e-05 | 0 | 0 | 1.4098e-05 | 0.00011416 | 0 | 0.08098 | 0.0001 | 0.51756 | 0.74974 | 0.0001 | 0
4516 | 1 | 8.9257e-05 | 0 | 0 | 3.7595e-05 | 0.00011416 | 0 | 0.073288 | 0.0001 | 0.5175 | 0.74924 | 0.0001 | 0
4517 | 1 | 8.5377e-05 | 0 | 0 | 9.3987e-05 | 0.00011416 | 0 | 0.036936 | 0.0001 | 0.51745 | 0.74877 | 0.0001 | 0
4518 | 1 | 9.0917e-05 | 1.443e-05 | 0 | 0.0001821 | 0.00011416 | 0.043871 | 0.03495 | 0.0001 | 0.5174 | 0.7483 | 0.0001 | 0
4519 | 1 | 0.0001049 | 1.103e-05 | 0 | 0.0001586 | 0.00011416 | 0.16671 | 0.053589 | 0.0001 | 0.51735 | 0.74783 | 0.0001 | 0
4520 | 1 | 0.0001219 | 1.123e-05 | 0 | 0.00014685 | 0.00011416 | 0.29832 | 0.068178 | 0.0001 | 0.51728 | 0.74735 | 0.0001 | 0.056261
4521 | 1 | 0.000133 | 0 | 0 | 0.00016448 | 0.00011416 | 0.43871 | 0.10094 | 0.0001 | 0.51723 | 0.74686 | 0.0001 | 0.20447
4522 | 1 | 0.0001366 | 0 | 0 | 0.00018797 | 0.00011416 | 0.55278 | 0.12124 | 0.0001 | 0.51718 | 0.74639 | 0.0001 | 0.40546
4523 | 1 | 0.0001409 | 0 | 0 | 0.00020677 | 0.00011416 | 0.58787 | 0.14272 | 0.0001 | 0.51713 | 0.74591 | 0.0001 | 0.5608
4524 | 1 | 0.0001456 | 0 | 0 | 0.00018797 | 0.00011416 | 0.60542 | 0.15652 | 0.0001 | 0.51707 | 0.74544 | 0.0001 | 0.51789
4525 | 1 | 0.0001365 | 0 | 0 | 0.00019032 | 0.00011416 | 0.59665 | 0.15652 | 0.0001 | 0.51702 | 0.74497 | 0.0001 | 0.51884
4526 | 1 | 0.0001379 | 0 | 0 | 0.00021382 | 0.00011416 | 0.56155 | 0.1351 | 0.0001 | 0.51697 | 0.7445 | 0.0001 | 0.66917
4527 | 1 | 0.0001363 | 0 | 0 | 0.00022322 | 0.00011416 | 0.5089 | 0.11527 | 0.0001 | 0.51692 | 0.744 | 0.0001 | 0.58985
4528 | 1 | 0.0001334 | 0 | 0 | 0.00022322 | 0.00011416 | 0.42994 | 0.10266 | 0.0001 | 0.51687 | 0.74352 | 0.0001 | 0.50532
4529 | 1 | 0.0001292 | 0 | 0 | 0.00016448 | 0.00011416 | 0.3071 | 0.09238 | 0.0001 | 0.5168 | 0.74306 | 0.0001 | 0.4416
4530 | 1 | 0.0001251 | 0 | 0 | 0.00011748 | 0.00011416 | 0.16671 | 0.10002 | 0.0001 | 0.51675 | 0.74258 | 0.0001 | 0.40912
4531 | 1 | 0.0001228 | 0 | 0 | 8.8113e-05 | 0.00011416 | 0.043871 | 0.096297 | 0.0001 | 0.5167 | 0.74211 | 0.0001 | 0.20913
4532 | 1 | 0.0001172 | 0 | 0 | 5.8742e-05 | 0.00011416 | 0 | 0.10518 | 0.0001 | 0.51665 | 0.74162 | 0.0001 | 0.033108
4533 | 1 | 0.0001129 | 0 | 0 | 3.7595e-05 | 0.00011416 | 0 | 0.11208 | 0.0001 | 0.51659 | 0.74114 | 0.0001 | 0
4534 | 1 | 0.0001155 | 0 | 0 | 2.3497e-05 | 0.00011416 | 0 | 0.14411 | 0.0001 | 0.51654 | 0.74067 | 0.0001 | 0
4535 | 1 | 0.0001151 | 0 | 0 | 9.3987e-06 | 0.00011416 | 0 | 0.19107 | 0.0001 | 0.51649 | 0.74019 | 0.0001 | 0
4536 | 1 | 0.0001052 | 0 | 0 | 5.8742e-06 | 0.00011416 | 0 | 0.20963 | 0.0001 | 0.51644 | 0.73973 | 0.0001 | 0
4537 | 1 | 9.9277e-05 | 0 | 0 | 2.3497e-06 | 0.00011416 | 0 | 0.24167 | 0.0001 | 0.51637 | 0.73923 | 0.0001 | 0
4538 | 1 | 9.4317e-05 | 1.403e-05 | 0 | 1.1748e-06 | 0.00011416 | 0 | 0.3123 | 0.0001 | 0.51632 | 0.73886 | 0.0001 | 0
4539 | 1 | 8.9917e-05 | 1.662e-05 | 0 | 1.4098e-05 | 0.00011416 | 0 | 0.33365 | 0.0001 | 0.51627 | 0.73866 | 0.0001 | 0
4540 | 1 | 8.5567e-05 | 2.7199e-05 | 0 | 3.7595e-05 | 0.00011416 | 0 | 0.37657 | 0.0001 | 0.51622 | 0.73843 | 0.0001 | 0
4541 | 1 | 8.1297e-05 | 2.8679e-05 | 0 | 9.3987e-05 | 0.00011416 | 0 | 0.39593 | 0.0001 | 0.51616 | 0.73824 | 0.0001 | 0
4542 | 1 | 8.8947e-05 | 2.7139e-05 | 0 | 0.0001821 | 0.00011416 | 0.026323 | 0.25785 | 0.0001 | 0.51611 | 0.73801 | 0.0001 | 0
4543 | 1 | 0.0001019 | 3.0009e-05 | 0 | 0.0001586 | 0.00011416 | 0.061419 | 0.33153 | 0.0001 | 0.51606 | 0.73781 | 0.0001 | 0.03527
4544 | 1 | 0.0001187 | 2.5179e-05 | 0 | 0.00014685 | 0.00011416 | 0.14039 | 0.3751 | 0.0001 | 0.51601 | 0.73759 | 0.0001 | 0.15415
4545 | 1 | 0.0001301 | 1.539e-05 | 0 | 0.00016448 | 0.00011416 | 0.272 | 0.3682 | 0.0001 | 0.51594 | 0.73739 | 0.0001 | 0.25892
4546 | 1 | 0.0001356 | 0 | 0 | 0.00018797 | 0.00011416 | 0.41239 | 0.36549 | 0.0001 | 0.51589 | 0.73717 | 0.0001 | 0.21418
4547 | 1 | 0.0001404 | 0 | 0 | 0.00020677 | 0.00011416 | 0.43871 | 0.37437 | 0.0001 | 0.51584 | 0.73697 | 0.0001 | 0.40004
4548 | 1 | 0.000144 | 0 | 0 | 0.00018797 | 0.00011416 | 0.48258 | 0.357 | 0.0001 | 0.51579 | 0.73674 | 0.0001 | 0.6678
4549 | 1 | 0.0001348 | 0 | 0 | 0.00019032 | 0.00011416 | 0.47381 | 0.33962 | 0.0001 | 0.51573 | 0.73654 | 0.0001 | 0.68897
4550 | 1 | 0.0001362 | 0 | 0 | 0.00021382 | 0.00011416 | 0.43871 | 0.32351 | 0.0001 | 0.51568 | 0.73635 | 0.0001 | 0.60467
4551 | 1 | 0.0001348 | 0 | 0 | 0.00022322 | 0.00011416 | 0.39484 | 0.29327 | 0.0001 | 0.51563 | 0.73612 | 0.0001 | 0.51889
4552 | 1 | 0.0001319 | 0 | 0 | 0.00022322 | 0.00011416 | 0.33342 | 0.23915 | 0.0001 | 0.51558 | 0.73592 | 0.0001 | 0.40709
4553 | 1 | 0.000129 | 0 | 0 | 0.00016448 | 0.00011416 | 0.22813 | 0.20327 | 0.0001 | 0.51551 | 0.7357 | 0.0001 | 0.29663
4554 | 1 | 0.0001245 | 0 | 0 | 0.00011748 | 0.00011416 | 0.12284 | 0.20201 | 0.0001 | 0.51546 | 0.7355 | 0.0001 | 0.18146
4555 | 1 | 0.0001224 | 0 | 0 | 8.8113e-05 | 0.00011416 | 0.026323 | 0.2113 | 0.0001 | 0.51541 | 0.73528 | 0.0001 | 0.05922
4556 | 1 | 0.0001181 | 0 | 0 | 5.8742e-05 | 0.00011416 | 0 | 0.19028 | 0.0001 | 0.51536 | 0.73508 | 0.0001 | 0
4557 | 1 | 0.0001139 | 0 | 0 | 3.7595e-05 | 0.00011416 | 0 | 0.14703 | 0.0001 | 0.5153 | 0.73485 | 0.0001 | 0
4558 | 1 | 0.0001161 | 0 | 0 | 2.3497e-05 | 0.00011416 | 0 | 0.1203 | 0.0001 | 0.51525 | 0.73466 | 0.0001 | 0
4559 | 1 | 0.0001127 | 1.748e-05 | 0 | 9.3987e-06 | 0.00011416 | 0 | 0.11739 | 0.0001 | 0.5152 | 0.73443 | 0.0001 | 0
4560 | 1 | 0.0001021 | 3.4029e-05 | 0 | 5.8742e-06 | 0.00011416 | 0 | 0.12906 | 0.0001 | 0.51515 | 0.73423 | 0.0001 | 0
4561 | 1 | 9.6637e-05 | 4.0519e-05 | 0 | 2.3497e-06 | 0.00011416 | 0 | 0.13914 | 0.0001 | 0.51508 | 0.73401 | 0.0001 | 0
4562 | 1 | 9.2797e-05 | 4.2689e-05 | 0 | 1.1748e-06 | 0.00011416 | 0 | 0.12787 | 0.0001 | 0.51503 | 0.73381 | 0.0001 | 0
4563 | 1 | 8.8587e-05 | 3.9199e-05 | 0 | 1.4098e-05 | 0.00011416 | 0 | 0.13072 | 0.0001 | 0.51498 | 0.73359 | 0.0001 | 0
4564 | 1 | 8.4847e-05 | 4.7309e-05 | 0 | 3.7595e-05 | 0.00011416 | 0 | 0.10518 | 0.0001 | 0.51493 | 0.73339 | 0.0001 | 0
4565 | 1 | 7.9967e-05 | 5.2369e-05 | 0 | 9.3987e-05 | 0.00011416 | 0 | 0.082172 | 0.0001 | 0.51488 | 0.73316 | 0.0001 | 0
4566 | 1 | 8.7487e-05 | 5.1409e-05 | 0 | 0.0001821 | 0.00011416 | 0.061419 | 0.022347 | 0.0001 | 0.51482 | 0.73296 | 0.0001 | 0
4567 | 1 | 0.000101 | 4.4459e-05 | 0 | 0.0001586 | 0.00011416 | 0.20181 | 0.0028472 | 0.0001 | 0.51477 | 0.73274 | 0.0001 | 0
4568 | 1 | 0.0001182 | 2.9679e-05 | 0 | 0.00014685 | 0.00011416 | 0.33342 | 0.017105 | 0.0001 | 0.51472 | 0.73254 | 0.0001 | 0.04409
4569 | 1 | 0.0001295 | 1.748e-05 | 0 | 0.00016448 | 0.00011416 | 0.44748 | 0.029708 | 0.0001 | 0.51467 | 0.73234 | 0.0001 | 0.15029
4570 | 1 | 0.0001351 | 0 | 0 | 0.00018797 | 0.00011416 | 0.52645 | 0.061347 | 0.0001 | 0.5146 | 0.73212 | 0.0001 | 0.31809
4571 | 1 | 0.0001392 | 0 | 0 | 0.00020677 | 0.00011416 | 0.55278 | 0.094576 | 0.0001 | 0.51455 | 0.73192 | 0.0001 | 0.39788
4572 | 1 | 0.0001429 | 0 | 0 | 0.00018797 | 0.00011416 | 0.544 | 0.13543 | 0.0001 | 0.5145 | 0.7317 | 0.0001 | 0.38702
4573 | 1 | 0.0001332 | 0 | 9.0524e-05 | 0.00019032 | 0.00011416 | 0.53523 | 0.12653 | 0.0001 | 0.51445 | 0.7315 | 0.0001 | 0.71282
4574 | 1 | 0.0001338 | 0 | 0.0005921 | 0.00021382 | 0.00011416 | 0.47381 | 0.1467 | 0.0001 | 0.51439 | 0.73127 | 0.0001 | 0.54862
4575 | 1 | 0.0001311 | 0 | 0.00087291 | 0.00022322 | 0.00011416 | 0.42116 | 0.13742 | 0.0001 | 0.51434 | 0.73108 | 0.0001 | 0.45133
4576 | 1 | 0.0001273 | 0 | 0.00092187 | 0.00022322 | 0.00011416 | 0.35097 | 0.14306 | 0.0001 | 0.51429 | 0.73085 | 0.0001 | 0.20474
4577 | 1 | 0.0001235 | 0 | 0.0007593 | 0.00016448 | 0.00011416 | 0.25445 | 0.14822 | 0.0001 | 0.51424 | 0.73065 | 0.0001 | 0.096768
4578 | 1 | 0.0001207 | 0 | 0.00023647 | 0.00011748 | 0.00011416 | 0.13161 | 0.1595 | 0.0001 | 0.51417 | 0.73043 | 0.0001 | 0.017475
4579 | 1 | 0.0001211 | 0 | 0 | 8.8113e-05 | 0.00011416 | 0.035097 | 0.14975 | 0.0001 | 0.51412 | 0.73023 | 0.0001 | 0
4580 | 1 | 0.0001176 | 0 | 0 | 5.8742e-05 | 0.00011416 | 0 | 0.12873 | 0.0001 | 0.51407 | 0.73001 | 0.0001 | 0
4581 | 1 | 0.000113 | 0 | 0 | 3.7595e-05 | 0.00011416 | 0 | 0.10604 | 0.0001 | 0.51402 | 0.72981 | 0.0001 | 0
4582 | 1 | 0.0001137 | 0 | 0 | 2.3497e-05 | 0.00011416 | 0 | 0.081245 | 0.0001 | 0.51396 | 0.72958 | 0.0001 | 0
4583 | 1 | 0.0001117 | 0 | 0 | 9.3987e-06 | 0.00011416 | 0 | 0.09132 | 0.0001 | 0.51391 | 0.72938 | 0.0001 | 0
4584 | 1 | 0.0001034 | 0 | 0 | 5.8742e-06 | 0.00011416 | 0 | 0.08695 | 0.0001 | 0.51386 | 0.72916 | 0.0001 | 0
4585 | 1 | 9.9387e-05 | 0 | 0 | 2.3497e-06 | 0.00011416 | 0 | 0.083363 | 0.0001 | 0.51381 | 0.72896 | 0.0001 | 0
4586 | 1 | 9.5467e-05 | 0 | 0 | 1.1748e-06 | 0.00011416 | 0 | 0.075672 | 0.0001 | 0.51374 | 0.72874 | 0.0001 | 0
4587 | 1 | 8.9897e-05 | 0 | 0 | 1.4098e-05 | 0.00011416 | 0 | 0.067119 | 0.0001 | 0.51369 | 0.72854 | 0.0001 | 0
4588 | 1 | 8.5537e-05 | 0 | 0 | 3.7595e-05 | 0.00011416 | 0 | 0.061877 | 0.0001 | 0.51364 | 0.72832 | 0.0001 | 0
4589 | 1 | 7.9397e-05 | 0 | 0 | 9.3987e-05 | 0.00011416 | 0 | 0.040126 | 0.0001 | 0.51359 | 0.72812 | 0.0001 | 0
4590 | 1 | 8.0897e-05 | 0 | 0 | 0.0001821 | 0.00011416 | 0.052645 | 0.016642 | 0.0001 | 0.51353 | 0.72792 | 0.0001 | 0
4591 | 1 | 8.3407e-05 | 0 | 0 | 0.0001586 | 0.00011416 | 0.21058 | 0.043503 | 0.0001 | 0.51348 | 0.72769 | 0.0001 | 0.026784
4592 | 1 | 8.9487e-05 | 0 | 0 | 0.00014685 | 0.00011416 | 0.35974 | 0.058964 | 0.0001 | 0.51343 | 0.7275 | 0.0001 | 0.053472
4593 | 1 | 9.8107e-05 | 0 | 7.0203e-05 | 0.00016448 | 0.00011416 | 0.50013 | 0.10465 | 0.0001 | 0.51338 | 0.72727 | 0.0001 | 0.1169
4594 | 1 | 0.0001043 | 0 | 0.0018946 | 0.00018797 | 0.00011416 | 0.53523 | 0.14425 | 0.0001 | 0.51331 | 0.72707 | 0.0001 | 0.37678
4595 | 1 | 0.0001076 | 0 | 0.0028201 | 0.00020677 | 0.00011416 | 0.48258 | 0.18457 | 0.0001 | 0.51326 | 0.72685 | 0.0001 | 0.51737
4596 | 1 | 0.00011 | 0 | 0.0033559 | 0.00018797 | 0.00011416 | 0.35974 | 0.18609 | 0.0001 | 0.51321 | 0.72665 | 0.0001 | 0.71288
4597 | 1 | 0.0001075 | 0 | 0.0035628 | 0.00019032 | 0.00011416 | 0.29832 | 0.17362 | 0.0001 | 0.51316 | 0.72643 | 0.0001 | 0.7772
4598 | 1 | 0.0001066 | 0 | 0.0034335 | 0.00021382 | 0.00011416 | 0.21058 | 0.1591 | 0.0001 | 0.5131 | 0.72623 | 0.0001 | 0.80706
4599 | 1 | 0.0001038 | 0 | 0.0029457 | 0.00022322 | 0.00011416 | 0.2369 | 0.12037 | 0.0001 | 0.51305 | 0.726 | 0.0001 | 0.74388
4600 | 1 | 0.0001016 | 0 | 0.0022068 | 0.00022322 | 0.00011416 | 0.26323 | 0.085615 | 0.0001 | 0.513 | 0.7258 | 0.0001 | 0.67568
4601 | 1 | 9.9337e-05 | 0 | 0.0012757 | 0.00016448 | 0.00011416 | 0.19303 | 0.066391 | 0.0001 | 0.51295 | 0.72558 | 0.0001 | 0.49806
4602 | 1 | 9.9137e-05 | 0 | 0.00017089 | 0.00011748 | 0.00011416 | 0.11406 | 0.085019 | 0.0001 | 0.5129 | 0.72538 | 0.0001 | 0.36714
4603 | 1 | 9.9547e-05 | 0 | 0 | 8.8113e-05 | 0.00011416 | 0.017548 | 0.086222 | 0.0001 | 0.51283 | 0.72516 | 0.0001 | 0.17815
4604 | 1 | 9.7837e-05 | 0 | 0 | 5.8742e-05 | 0.00011416 | 0 | 0.11221 | 0.0001 | 0.51278 | 0.72496 | 0.0001 | 0.031215
4605 | 1 | 9.5397e-05 | 0 | 0 | 3.7595e-05 | 0.00011416 | 0 | 0.17695 | 0.0001 | 0.51273 | 0.72474 | 0.0001 | 0
4606 | 1 | 9.8807e-05 | 0 | 0 | 2.3497e-05 | 0.00011416 | 0 | 0.20526 | 0.0001 | 0.51268 | 0.72454 | 0.0001 | 0
4607 | 1 | 0.0001001 | 0 | 0 | 9.3987e-06 | 0.00011416 | 0 | 0.18954 | 0.0001 | 0.51262 | 0.72431 | 0.0001 | 0
4608 | 1 | 9.3697e-05 | 0 | 0 | 5.8742e-06 | 0.00011416 | 0 | 0.16201 | 0.0001 | 0.51257 | 0.72411 | 0.0001 | 0
4609 | 1 | 9.0787e-05 | 0 | 0 | 2.3497e-06 | 0.00011416 | 0 | 0.13616 | 0.0001 | 0.51252 | 0.72392 | 0.0001 | 0
4610 | 1 | 8.5777e-05 | 0 | 0 | 1.1748e-06 | 0.00011416 | 0 | 0.11022 | 0.0001 | 0.51247 | 0.72369 | 0.0001 | 0
4611 | 1 | 7.9507e-05 | 1.777e-05 | 0 | 1.4098e-05 | 0.00011416 | 0 | 0.11022 | 0.0001 | 0.5124 | 0.72349 | 0.0001 | 0
4612 | 1 | 7.5738e-05 | 2.8579e-05 | 0 | 3.7595e-05 | 0.00011416 | 0 | 0.10406 | 0.0001 | 0.51235 | 0.72327 | 0.0001 | 0
4613 | 1 | 6.9578e-05 | 4.1399e-05 | 0 | 9.3987e-05 | 0.00011416 | 0 | 0.078585 | 0.0001 | 0.5123 | 0.72307 | 0.0001 | 0
4614 | 1 | 6.8318e-05 | 5.8618e-05 | 0 | 0.0001821 | 0.00011416 | 0.043871 | 0.054053 | 0.0001 | 0.51225 | 0.72285 | 0.0001 | 0
4615 | 1 | 6.7648e-05 | 5.3449e-05 | 0 | 0.0001586 | 0.00011416 | 0.12284 | 0.1026 | 0.0001 | 0.51219 | 0.72265 | 0.0001 | 0.0014928
4616 | 1 | 7.1118e-05 | 3.7129e-05 | 0 | 0.00014685 | 0.00011416 | 0.22813 | 0.1398 | 0.0001 | 0.51214 | 0.72242 | 0.0001 | 0.14713
4617 | 1 | 7.7777e-05 | 2.7819e-05 | 0 | 0.00016448 | 0.00011416 | 0.29832 | 0.18298 | 0.0001 | 0.51209 | 0.72222 | 0.0001 | 0.17033
4618 | 1 | 8.4427e-05 | 2.1309e-05 | 0 | 0.00018797 | 0.00011416 | 0.39484 | 0.20274 | 0.0001 | 0.51204 | 0.722 | 0.0001 | 0.27439
4619 | 1 | 8.8577e-05 | 2.1159e-05 | 0 | 0.00020677 | 0.00011416 | 0.42116 | 0.22576 | 0.0001 | 0.51197 | 0.7218 | 0.0001 | 0.3847
4620 | 1 | 9.3597e-05 | 1.099e-05 | 0 | 0.00018797 | 0.00011416 | 0.42994 | 0.2686 | 0.0001 | 0.51192 | 0.72158 | 0.0001 | 0.36543
4621 | 1 | 9.5687e-05 | 0 | 0 | 0.00019032 | 0.00011416 | 0.45626 | 0.28312 | 0.0001 | 0.51187 | 0.72138 | 0.0001 | 0.50553
4622 | 1 | 9.2617e-05 | 0 | 0 | 0.00021382 | 0.00011416 | 0.40361 | 0.29605 | 0.0001 | 0.51182 | 0.72116 | 0.0001 | 0.53228
4623 | 1 | 8.9347e-05 | 0 | 0 | 0.00022322 | 0.00011416 | 0.34219 | 0.31383 | 0.0001 | 0.51176 | 0.72096 | 0.0001 | 0.41889
4624 | 1 | 8.8107e-05 | 0 | 0 | 0.00022322 | 0.00011416 | 0.28077 | 0.30978 | 0.0001 | 0.51171 | 0.72073 | 0.0001 | 0.35084
4625 | 1 | 8.8907e-05 | 0 | 0 | 0.00016448 | 0.00011416 | 0.21058 | 0.27788 | 0.0001 | 0.51166 | 0.72053 | 0.0001 | 0.31868
4626 | 1 | 9.3177e-05 | 0 | 0 | 0.00011748 | 0.00011416 | 0.12284 | 0.24313 | 0.0001 | 0.51161 | 0.72031 | 0.0001 | 0.06826
4627 | 1 | 9.5017e-05 | 2.0219e-05 | 0 | 8.8113e-05 | 0.00011416 | 0.035097 | 0.21932 | 0.0001 | 0.51154 | 0.72011 | 0.0001 | 0.025884
4628 | 1 | 9.3947e-05 | 3.1159e-05 | 0 | 5.8742e-05 | 0.00011416 | 0 | 0.20685 | 0.0001 | 0.51149 | 0.71991 | 0.0001 | 0
4629 | 1 | 9.1527e-05 | 3.7299e-05 | 0 | 3.7595e-05 | 0.00011416 | 0 | 0.18384 | 0.0001 | 0.51144 | 0.71969 | 0.0001 | 0
4630 | 1 | 9.4667e-05 | 5.0909e-05 | 0 | 2.3497e-05 | 0.00011416 | 0 | 0.18742 | 0.0001 | 0.51139 | 0.71949 | 0.0001 | 0
4631 | 1 | 9.4567e-05 | 6.3798e-05 | 0 | 9.3987e-06 | 0.00011416 | 0 | 0.19471 | 0.0001 | 0.51133 | 0.71927 | 0.0001 | 0
4632 | 1 | 8.4177e-05 | 8.7298e-05 | 0 | 5.8742e-06 | 0.00011416 | 0 | 0.25527 | 0.0001 | 0.51128 | 0.71907 | 0.0001 | 0
4633 | 1 | 7.9947e-05 | 9.5158e-05 | 0 | 2.3497e-06 | 0.00011416 | 0 | 0.27669 | 0.0001 | 0.51123 | 0.71884 | 0.0001 | 0
4634 | 1 | 7.5488e-05 | 0.0001072 | 0 | 1.1748e-06 | 0.00011416 | 0 | 0.29486 | 0.0001 | 0.40457 | 0.71864 | 0.0001 | 0
4635 | 1 | 7.3888e-05 | 9.8487e-05 | 0 | 1.4098e-05 | 0.00011416 | 0 | 0.32437 | 0.0001 | 0.40452 | 0.71842 | 0.0001 | 0
4636 | 1 | 7.2068e-05 | 0.0001015 | 0 | 3.7595e-05 | 0.00011416 | 0 | 0.2928 | 0.0001 | 0.40447 | 0.71822 | 0.0001 | 0
4637 | 1 | 6.8908e-05 | 0.0001172 | 0 | 9.3987e-05 | 0.00011416 | 0 | 0.27583 | 0.0001 | 0.40441 | 0.718 | 0.0001 | 0
4638 | 1 | 7.6008e-05 | 0.0001289 | 0 | 0.0001821 | 0.00011416 | 0.061419 | 0.19147 | 0.0001 | 0.40436 | 0.7178 | 0.0001 | 0
4639 | 1 | 9.0277e-05 | 0.0001121 | 0 | 0.0001586 | 0.00011416 | 0.18426 | 0.15346 | 0.0001 | 0.40431 | 0.71758 | 0.0001 | 0.023325
4640 | 1 | 0.000109 | 7.5648e-05 | 0 | 0.00014685 | 0.00011416 | 0.29832 | 0.091585 | 0.0001 | 0.40426 | 0.71738 | 0.0001 | 0.16021
4641 | 1 | 0.0001215 | 5.3919e-05 | 0 | 0.00016448 | 0.00011416 | 0.41239 | 0.103 | 0.0001 | 0.40419 | 0.71715 | 0.0001 | 0.31578
4642 | 1 | 0.000127 | 3.5879e-05 | 0 | 0.00018797 | 0.00011416 | 0.48258 | 0.11904 | 0.0001 | 0.40414 | 0.71695 | 0.0001 | 0.39479
4643 | 1 | 0.0001321 | 1.866e-05 | 0 | 0.00020677 | 0.00011416 | 0.53523 | 0.18808 | 0.0001 | 0.40409 | 0.71673 | 0.0001 | 0.53076
4644 | 1 | 0.0001373 | 0 | 0 | 0.00018797 | 0.00011416 | 0.53523 | 0.21521 | 0.0001 | 0.40404 | 0.71653 | 0.0001 | 0.72726
4645 | 1 | 0.0001302 | 0 | 0 | 0.00019032 | 0.00011416 | 0.49136 | 0.22695 | 0.0001 | 0.40398 | 0.71631 | 0.0001 | 0.75478
4646 | 1 | 0.0001314 | 0 | 0 | 0.00021382 | 0.00011416 | 0.39484 | 0.22005 | 0.0001 | 0.40393 | 0.71611 | 0.0001 | 0.77306
4647 | 1 | 0.0001296 | 0 | 0 | 0.00022322 | 0.00011416 | 0.33342 | 0.19259 | 0.0001 | 0.40388 | 0.71589 | 0.0001 | 0.73712
4648 | 1 | 0.0001271 | 0 | 0 | 0.00022322 | 0.00011416 | 0.272 | 0.1587 | 0.0001 | 0.40383 | 0.71569 | 0.0001 | 0.67003
4649 | 1 | 0.000123 | 0 | 0 | 0.00016448 | 0.00011416 | 0.21936 | 0.11593 | 0.0001 | 0.40376 | 0.71549 | 0.0001 | 0.54552
4650 | 1 | 0.0001186 | 0 | 0 | 0.00011748 | 0.00011416 | 0.12284 | 0.087943 | 0.0001 | 0.40371 | 0.71527 | 0.0001 | 0.39615
4651 | 1 | 0.0001169 | 0 | 0 | 8.8113e-05 | 0.00011416 | 0.017548 | 0.085416 | 0.0001 | 0.40366 | 0.71506 | 0.0001 | 0.21706
4652 | 1 | 0.0001118 | 0 | 0 | 5.8742e-05 | 0.00011416 | 0 | 0.097953 | 0.0001 | 0.40361 | 0.71485 | 0.0001 | 0.052494
4653 | 1 | 0.0001076 | 0 | 0 | 3.7595e-05 | 0.00011416 | 0 | 0.094245 | 0.0001 | 0.40355 | 0.71464 | 0.0001 | 0
4654 | 1 | 0.0001108 | 0 | 0 | 2.3497e-05 | 0.00011416 | 0 | 0.11009 | 0.0001 | 0.4035 | 0.71443 | 0.0001 | 0
4655 | 1 | 0.0001097 | 2.2819e-05 | 0 | 9.3987e-06 | 0.00011416 | 0 | 0.082635 | 0.0001 | 0.40345 | 0.71422 | 0.0001 | 0
4656 | 1 | 9.6737e-05 | 5.0749e-05 | 0 | 5.8742e-06 | 0.00011416 | 0 | 0.063201 | 0.0001 | 0.4034 | 0.714 | 0.0001 | 0
4657 | 1 | 9.0987e-05 | 6.7398e-05 | 0 | 2.3497e-06 | 0.00011416 | 0 | 0.058357 | 0.0001 | 0.40333 | 0.7138 | 0.0001 | 0
4658 | 1 | 8.6847e-05 | 6.9558e-05 | 0 | 1.1748e-06 | 0.00011416 | 0 | 0.063334 | 0.0001 | 0.40328 | 0.71358 | 0.0001 | 0
4659 | 1 | 8.4027e-05 | 5.2669e-05 | 0 | 1.4098e-05 | 0.00011416 | 0 | 0.095436 | 0.0001 | 0.40323 | 0.71338 | 0.0001 | 0
4660 | 1 | 8.1027e-05 | 5.1079e-05 | 0 | 3.7595e-05 | 0.00011416 | 0 | 0.15161 | 0.0001 | 0.40318 | 0.71316 | 0.0001 | 0
4661 | 1 | 7.6328e-05 | 6.1738e-05 | 0 | 9.3987e-05 | 0.00011416 | 0 | 0.13828 | 0.0001 | 0.40312 | 0.71296 | 0.0001 | 0
4662 | 1 | 8.2657e-05 | 6.7538e-05 | 0 | 0.0001821 | 0.00011416 | 0.017548 | 0.077989 | 0.0001 | 0.40307 | 0.71274 | 0.0001 | 0
4663 | 1 | 9.5727e-05 | 6.2698e-05 | 0 | 0.0001586 | 0.00011416 | 0.061419 | 0.098548 | 0.0001 | 0.40302 | 0.71254 | 0.0001 | 0.046705
4664 | 1 | 0.000113 | 3.8089e-05 | 0 | 0.00014685 | 0.00011416 | 0.16671 | 0.16355 | 0.0001 | 0.40297 | 0.71231 | 0.0001 | 0.22369
4665 | 1 | 0.0001252 | 1.202e-05 | 0 | 0.00016448 | 0.00011416 | 0.29832 | 0.20274 | 0.0001 | 0.40291 | 0.71212 | 0.0001 | 0.39501
4666 | 1 | 0.0001307 | 0 | 0 | 0.00018797 | 0.00011416 | 0.37729 | 0.22576 | 0.0001 | 0.40285 | 0.71189 | 0.0001 | 0.48602
4667 | 1 | 0.0001346 | 0 | 0 | 0.00020677 | 0.00011416 | 0.40361 | 0.3143 | 0.0001 | 0.4028 | 0.71169 | 0.0001 | 0.5038
4668 | 1 | 0.0001374 | 0 | 0 | 0.00018797 | 0.00011416 | 0.43871 | 0.36754 | 0.0001 | 0.40275 | 0.71149 | 0.0001 | 0.73039
4669 | 1 | 0.0001298 | 0 | 0 | 0.00019032 | 0.00011416 | 0.48258 | 0.3647 | 0.0001 | 0.40269 | 0.71127 | 0.0001 | 0.79287
4670 | 1 | 0.0001312 | 0 | 0 | 0.00021382 | 0.00011416 | 0.42116 | 0.34009 | 0.0001 | 0.40264 | 0.71107 | 0.0001 | 0.77144
4671 | 1 | 0.0001297 | 0 | 0 | 0.00022322 | 0.00011416 | 0.272 | 0.32675 | 0.0001 | 0.40259 | 0.71085 | 0.0001 | 0.73551
4672 | 1 | 0.000128 | 0 | 0 | 0.00022322 | 0.00011416 | 0.15794 | 0.28233 | 0.0001 | 0.40254 | 0.71065 | 0.0001 | 0.65261
4673 | 1 | 0.000125 | 0 | 0 | 0.00016448 | 0.00011416 | 0.087742 | 0.21488 | 0.0001 | 0.40248 | 0.71043 | 0.0001 | 0.53539
4674 | 1 | 0.0001209 | 0 | 0 | 0.00011748 | 0.00011416 | 0.043871 | 0.2296 | 0.0001 | 0.40242 | 0.71023 | 0.0001 | 0.38542
4675 | 1 | 0.0001194 | 0 | 0 | 8.8113e-05 | 0.00011416 | 0.0087742 | 0.30633 | 0.0001 | 0.40237 | 0.71 | 0.0001 | 0.22152
4676 | 1 | 0.0001138 | 0 | 0 | 5.8742e-05 | 0.00011416 | 0 | 0.47909 | 0.0001 | 0.40232 | 0.7098 | 0.0001 | 0.06439
4677 | 1 | 0.0001087 | 0 | 0 | 3.7595e-05 | 0.00011416 | 0 | 0.63004 | 0.0001 | 0.40226 | 0.70958 | 0.0001 | 0
4678 | 1 | 0.0001126 | 0 | 0 | 2.3497e-05 | 0.00011416 | 0 | 0.67408 | 0.0001 | 0.40221 | 0.70938 | 0.0001 | 0
4679 | 1 | 0.0001129 | 0 | 0 | 9.3987e-06 | 0.00011416 | 0 | 0.70266 | 0.0001 | 0.40216 | 0.70916 | 0.0001 | 0
4680 | 1 | 0.0001034 | 0 | 0 | 5.8742e-06 | 0.00011416 | 0 | 0.63793 | 0.0001 | 0.40211 | 0.70896 | 0.0001 | 0
4681 | 1 | 9.8747e-05 | 0 | 0 | 2.3497e-06 | 0.00011416 | 0 | 0.59072 | 0.0001 | 0.40206 | 0.70873 | 0.0001 | 0
4682 | 1 | 9.4267e-05 | 1.752e-05 | 0 | 1.1748e-06 | 0.00011416 | 0 | 0.56412 | 0.0001 | 0.40215 | 0.70854 | 0.0001 | 0
4683 | 1 | 8.8647e-05 | 2.8949e-05 | 0 | 1.4098e-05 | 0.00011416 | 0 | 0.53958 | 0.0001 | 0.40247 | 0.70831 | 0.0001 | 0
4684 | 1 | 8.4737e-05 | 3.2739e-05 | 0 | 3.7595e-05 | 0.00011416 | 0 | 0.50397 | 0.0001 | 0.40281 | 0.70811 | 0.0001 | 0
4685 | 1 | 8.0707e-05 | 3.1829e-05 | 0 | 9.3987e-05 | 0.00011416 | 0 | 0.44501 | 0.0001 | 0.40314 | 0.70789 | 0.0001 | 0
4686 | 1 | 8.5697e-05 | 4.8949e-05 | 0 | 0.0001821 | 0.00011416 | 0.035097 | 0.25022 | 0.0001 | 0.40348 | 0.70769 | 0.0001 | 0
4687 | 1 | 9.8567e-05 | 3.9439e-05 | 0 | 0.0001586 | 0.00011416 | 0.078968 | 0.30573 | 0.0001 | 0.4038 | 0.70747 | 0.0001 | 0.049272
4688 | 1 | 0.0001144 | 2.8549e-05 | 0 | 0.00014685 | 0.00011416 | 0.13161 | 0.37424 | 0.0001 | 0.40414 | 0.70727 | 0.0001 | 0.22946
4689 | 1 | 0.0001272 | 0 | 0 | 0.00016448 | 0.00011416 | 0.24568 | 0.43287 | 0.0001 | 0.40447 | 0.70707 | 0.0001 | 0.39188
4690 | 1 | 0.0001315 | 0 | 0 | 0.00018797 | 0.00011416 | 0.37729 | 0.49647 | 0.0001 | 0.4048 | 0.70684 | 0.0001 | 0.49276
4691 | 1 | 0.0001359 | 0 | 0 | 0.00020677 | 0.00011416 | 0.5089 | 0.55384 | 0.0001 | 0.40513 | 0.70665 | 0.0001 | 0.60356
4692 | 1 | 0.0001387 | 0 | 0.00052098 | 0.00018797 | 0.00011416 | 0.57032 | 0.57639 | 0.0001 | 0.40547 | 0.70642 | 0.0001 | 0.7424
4693 | 1 | 0.0001318 | 0 | 0.00078978 | 0.00019032 | 0.00011416 | 0.5791 | 0.59171 | 0.0001 | 0.4058 | 0.70622 | 0.0001 | 0.78896
4694 | 1 | 0.0001334 | 0 | 0.00094312 | 0.00021382 | 0.00011416 | 0.53523 | 0.58733 | 0.0001 | 0.40613 | 0.706 | 0.0001 | 0.76465
4695 | 1 | 0.0001327 | 0 | 0.00093573 | 0.00022322 | 0.00011416 | 0.44748 | 0.57234 | 0.0001 | 0.40647 | 0.7058 | 0.0001 | 0.76248
4696 | 1 | 0.0001308 | 0 | 0.00071403 | 0.00022322 | 0.00011416 | 0.34219 | 0.56664 | 0.0001 | 0.4068 | 0.70558 | 0.0001 | 0.63267
4697 | 1 | 0.0001278 | 0 | 0.00021523 | 0.00016448 | 0.00011416 | 0.22813 | 0.52194 | 0.0001 | 0.40713 | 0.70538 | 0.0001 | 0.50434
4698 | 1 | 0.0001232 | 0 | 0 | 0.00011748 | 0.00011416 | 0.11406 | 0.46968 | 0.0001 | 0.40747 | 0.70515 | 0.0001 | 0.36749
4699 | 1 | 0.0001208 | 0 | 0 | 8.8113e-05 | 0.00011416 | 0.017548 | 0.45595 | 0.0001 | 0.4078 | 0.70496 | 0.0001 | 0.21593
4700 | 1 | 0.0001161 | 0 | 0 | 5.8742e-05 | 0.00011416 | 0 | 0.36549 | 0.0001 | 0.40814 | 0.70473 | 0.0001 | 0.057017
4701 | 1 | 0.0001108 | 0 | 0 | 3.7595e-05 | 0.00011416 | 0 | 0.2099 | 0.0001 | 0.40846 | 0.70453 | 0.0001 | 0
4702 | 1 | 0.0001147 | 0 | 0 | 2.3497e-05 | 0.00011416 | 0 | 0.21276 | 0.0001 | 0.4088 | 0.70431 | 0.0001 | 0
4703 | 1 | 0.0001142 | 0 | 0 | 9.3987e-06 | 0.00011416 | 0 | 0.24817 | 0.0001 | 0.40913 | 0.70411 | 0.0001 | 0
4704 | 1 | 0.0001055 | 0 | 0 | 5.8742e-06 | 0.00011416 | 0 | 0.30288 | 0.0001 | 0.40946 | 0.70389 | 0.0001 | 0
4705 | 1 | 0.0001008 | 0 | 0 | 2.3497e-06 | 0.00011416 | 0 | 0.32836 | 0.0001 | 0.40979 | 0.70369 | 0.0001 | 0
4706 | 1 | 9.7427e-05 | 0 | 0 | 1.1748e-06 | 0.00011416 | 0 | 0.33558 | 0.0001 | 0.41013 | 0.70352 | 0.0001 | 0
4707 | 1 | 9.2537e-05 | 0 | 0 | 1.4098e-05 | 0.00011416 | 0 | 0.34731 | 0.0001 | 0.41045 | 0.70339 | 0.0001 | 0
4708 | 1 | 8.8987e-05 | 0 | 0 | 3.7595e-05 | 0.00011416 | 0 | 0.31217 | 0.0001 | 0.41079 | 0.70327 | 0.0001 | 0
4709 | 1 | 8.4167e-05 | 0 | 0 | 9.3987e-05 | 0.00011416 | 0 | 0.292 | 0.0001 | 0.41112 | 0.70313 | 0.0001 | 0
4710 | 1 | 9.0297e-05 | 0 | 0 | 0.0001821 | 0.00011416 | 0.043871 | 0.25282 | 0.0001 | 0.41146 | 0.70301 | 0.0001 | 0
4711 | 1 | 0.0001022 | 0 | 0 | 0.0001586 | 0.00011416 | 0.12284 | 0.31463 | 0.0001 | 0.41178 | 0.70289 | 0.0001 | 0.056963
4712 | 1 | 0.0001177 | 0 | 0 | 0.00014685 | 0.00011416 | 0.21936 | 0.30414 | 0.0001 | 0.41212 | 0.70276 | 0.0001 | 0.18667
4713 | 1 | 0.0001291 | 0 | 0 | 0.00016448 | 0.00011416 | 0.29832 | 0.27994 | 0.0001 | 0.41245 | 0.70264 | 0.0001 | 0.25588
4714 | 1 | 0.0001338 | 0 | 0.00036487 | 0.00018797 | 0.00011416 | 0.36852 | 0.24724 | 0.0001 | 0.41279 | 0.70251 | 0.0001 | 0.38898
4715 | 1 | 0.0001385 | 0 | 0.0017698 | 0.00020677 | 0.00011416 | 0.42994 | 0.22423 | 0.0001 | 0.41311 | 0.70239 | 0.0001 | 0.41361
4716 | 1 | 0.0001417 | 0 | 0.002942 | 0.00018797 | 0.00011416 | 0.45626 | 0.27397 | 0.0001 | 0.41345 | 0.70227 | 0.0001 | 0.44078
4717 | 1 | 0.0001344 | 0 | 0.0038713 | 0.00019032 | 0.00011416 | 0.50013 | 0.30626 | 0.0001 | 0.41378 | 0.70214 | 0.0001 | 0.63196
4718 | 1 | 0.0001355 | 0 | 0.0045151 | 0.00021382 | 0.00011416 | 0.38607 | 0.34341 | 0.0001 | 0.41412 | 0.70202 | 0.0001 | 0.60032
4719 | 1 | 0.0001345 | 0 | 0.0049308 | 0.00022322 | 0.00011416 | 0.34219 | 0.35952 | 0.0001 | 0.41445 | 0.70189 | 0.0001 | 0.68539
4720 | 1 | 0.000132 | 0 | 0.0050786 | 0.00022322 | 0.00011416 | 0.28077 | 0.40429 | 0.0001 | 0.41478 | 0.70177 | 0.0001 | 0.52277
4721 | 1 | 0.0001285 | 0 | 0.0049086 | 0.00016448 | 0.00011416 | 0.19303 | 0.44182 | 0.0001 | 0.41512 | 0.70165 | 0.0001 | 0.43337
4722 | 1 | 0.0001243 | 0 | 0.0043978 | 0.00011748 | 0.00011416 | 0.10529 | 0.42982 | 0.0001 | 0.41545 | 0.70152 | 0.0001 | 0.2407
4723 | 1 | 0.0001227 | 0 | 0.0024783 | 8.8113e-05 | 0.00011416 | 0.017548 | 0.39599 | 0.0001 | 0.41579 | 0.7014 | 0.0001 | 0.082321
4724 | 1 | 0.0001176 | 0 | 0.00061243 | 5.8742e-05 | 0.00011416 | 0 | 0.43148 | 0.0001 | 0.41612 | 0.70127 | 0.0001 | 0.01143
4725 | 1 | 0.0001127 | 0 | 0 | 3.7595e-05 | 0.00011416 | 0 | 0.50742 | 0.0001 | 0.41646 | 0.70115 | 0.0001 | 0
4726 | 1 | 0.0001152 | 0 | 0 | 2.3497e-05 | 0.00011416 | 0 | 0.53772 | 0.0001 | 0.41678 | 0.70103 | 0.0001 | 0
4727 | 1 | 0.0001135 | 0 | 0 | 9.3987e-06 | 0.00011416 | 0 | 0.57002 | 0.0001 | 0.41712 | 0.7009 | 0.0001 | 0
4728 | 1 | 0.000104 | 0 | 0 | 5.8742e-06 | 0.00011416 | 0 | 0.51882 | 0.0001 | 0.41745 | 0.70078 | 0.0001 | 0
4729 | 1 | 9.9937e-05 | 0 | 0 | 2.3497e-06 | 0.00011416 | 0 | 0.4801 | 0.0001 | 0.41779 | 0.70065 | 0.0001 | 0
4730 | 1 | 9.5637e-05 | 0 | 0 | 1.1748e-06 | 0.00011416 | 0 | 0.43155 | 0.0001 | 0.41811 | 0.70053 | 0.0001 | 0
4731 | 1 | 9.1467e-05 | 0 | 0 | 1.4098e-05 | 0.00011416 | 0 | 0.40409 | 0.0001 | 0.41845 | 0.70041 | 0.0001 | 0
4732 | 1 | 8.7647e-05 | 0 | 0 | 3.7595e-05 | 0.00011416 | 0 | 0.33949 | 0.0001 | 0.41878 | 0.70028 | 0.0001 | 0
4733 | 1 | 8.3047e-05 | 0 | 0 | 9.3987e-05 | 0.00011416 | 0 | 0.29579 | 0.0001 | 0.41911 | 0.70016 | 0.0001 | 0
4734 | 1 | 8.9837e-05 | 0 | 0 | 0.0001821 | 0.00011416 | 0.052645 | 0.25454 | 0.0001 | 0.41944 | 0.70003 | 0.0001 | 0
4735 | 1 | 0.0001019 | 0 | 0 | 0.0001586 | 0.00011416 | 0.19303 | 0.25088 | 0.0001 | 0.41978 | 0.69991 | 0.0001 | 0
4736 | 1 | 0.0001168 | 0 | 0.00031684 | 0.00014685 | 0.00011416 | 0.33342 | 0.19883 | 0.0001 | 0.4201 | 0.69978 | 0.0001 | 0.070766
4737 | 1 | 0.0001263 | 0 | 0.0011999 | 0.00016448 | 0.00011416 | 0.44748 | 0.16082 | 0.0001 | 0.42044 | 0.69966 | 0.0001 | 0.23762
4738 | 1 | 0.0001308 | 0 | 0.0019675 | 0.00018797 | 0.00011416 | 0.544 | 0.15592 | 0.0001 | 0.42077 | 0.69954 | 0.0001 | 0.35035
4739 | 1 | 0.0001343 | 0 | 0.0026788 | 0.00020677 | 0.00011416 | 0.63174 | 0.14584 | 0.0001 | 0.42111 | 0.69941 | 0.0001 | 0.36186
4740 | 1 | 0.0001381 | 0 | 0.0032663 | 0.00018797 | 0.00011416 | 0.67561 | 0.17648 | 0.0001 | 0.42143 | 0.69929 | 0.0001 | 0.39442
4741 | 1 | 0.000131 | 0 | 0.0037032 | 0.00019032 | 0.00011416 | 0.69316 | 0.19504 | 0.0001 | 0.42177 | 0.69916 | 0.0001 | 0.23596
4742 | 1 | 0.0001316 | 0 | 0.0039609 | 0.00021382 | 0.00011416 | 0.65807 | 0.22376 | 0.0001 | 0.4221 | 0.69904 | 0.0001 | 0.18166
4743 | 1 | 0.0001292 | 0 | 0.0039692 | 0.00022322 | 0.00011416 | 0.5791 | 0.23755 | 0.0001 | 0.42244 | 0.69892 | 0.0001 | 0.12334
4744 | 1 | 0.0001252 | 0 | 0.0037817 | 0.00022322 | 0.00011416 | 0.46503 | 0.2416 | 0.0001 | 0.42277 | 0.69879 | 0.0001 | 0.10919
4745 | 1 | 0.0001203 | 0 | 0.0033097 | 0.00016448 | 0.00011416 | 0.32465 | 0.20891 | 0.0001 | 0.4231 | 0.69867 | 0.0001 | 0.061168
4746 | 1 | 0.0001193 | 0 | 0.0024109 | 0.00011748 | 0.00011416 | 0.16671 | 0.17098 | 0.0001 | 0.42344 | 0.69854 | 0.0001 | 0.027896
4747 | 1 | 0.0001185 | 0 | 0.00081564 | 8.8113e-05 | 0.00011416 | 0.026323 | 0.15359 | 0.0001 | 0.42377 | 0.69842 | 0.0001 | 0
4748 | 1 | 0.0001158 | 0 | 0 | 5.8742e-05 | 0.00011416 | 0 | 0.082304 | 0.0001 | 0.4241 | 0.6983 | 0.0001 | 0
4749 | 1 | 0.000109 | 1.9119e-05 | 0 | 3.7595e-05 | 0.00011416 | 0 | 0.076135 | 0.0001 | 0.42444 | 0.69817 | 0.0001 | 0
4750 | 1 | 0.0001079 | 2.9719e-05 | 0 | 2.3497e-05 | 0.00011416 | 0 | 0.066854 | 0.0001 | 0.42476 | 0.69805 | 0.0001 | 0
4751 | 1 | 0.0001047 | 4.2849e-05 | 0 | 9.3987e-06 | 0.00011416 | 0 | 0.066457 | 0.0001 | 0.4251 | 0.69792 | 0.0001 | 0
4752 | 1 | 9.5507e-05 | 5.5169e-05 | 0 | 5.8742e-06 | 0.00011416 | 0 | 0.082635 | 0.0001 | 0.42543 | 0.6978 | 0.0001 | 0
4753 | 1 | 9.0517e-05 | 6.0408e-05 | 0 | 2.3497e-06 | 0.00011416 | 0 | 0.11214 | 0.0001 | 0.42577 | 0.69768 | 0.0001 | 0
4754 | 1 | 8.6627e-05 | 6.2838e-05 | 0 | 1.1748e-06 | 0.00011416 | 0 | 0.13814 | 0.0001 | 0.42609 | 0.69757 | 0.0001 | 0
4755 | 1 | 8.2007e-05 | 5.5479e-05 | 0 | 1.4098e-05 | 0.00011416 | 0 | 0.17091 | 0.0001 | 0.42643 | 0.69745 | 0.0001 | 0
4756 | 1 | 7.7747e-05 | 5.6489e-05 | 0 | 3.7595e-05 | 0.00011416 | 0 | 0.18795 | 0.0001 | 0.42676 | 0.69732 | 0.0001 | 0
4757 | 1 | 7.1108e-05 | 6.2298e-05 | 0 | 9.3987e-05 | 0.00011416 | 0 | 0.21787 | 0.0001 | 0.4271 | 0.6972 | 0.0001 | 0
4758 | 1 | 7.2648e-05 | 6.4178e-05 | 0 | 0.0001821 | 0.00011416 | 0.061419 | 0.17058 | 0.0001 | 0.42742 | 0.69707 | 0.0001 | 0
4759 | 1 | 7.5938e-05 | 5.5589e-05 | 0 | 0.0001586 | 0.00011416 | 0.21058 | 0.16441 | 0.0001 | 0.42776 | 0.69695 | 0.0001 | 0
4760 | 1 | 8.2277e-05 | 4.1889e-05 | 0 | 0.00014685 | 0.00011416 | 0.35974 | 0.23246 | 0.0001 | 0.42809 | 0.69683 | 0.0001 | 0.01901
4761 | 1 | 9.1257e-05 | 3.5309e-05 | 0 | 0.00016448 | 0.00011416 | 0.50013 | 0.29374 | 0.0001 | 0.42842 | 0.6967 | 0.0001 | 0.09876
4762 | 1 | 9.8227e-05 | 2.7109e-05 | 0 | 0.00018797 | 0.00011416 | 0.59665 | 0.33259 | 0.0001 | 0.42876 | 0.69658 | 0.0001 | 0.20808
4763 | 1 | 0.0001025 | 1.9369e-05 | 0 | 0.00020677 | 0.00011416 | 0.62297 | 0.37948 | 0.0001 | 0.42909 | 0.69645 | 0.0001 | 0.3741
4764 | 1 | 0.0001057 | 1.016e-05 | 0.00025587 | 0.00018797 | 0.00011416 | 0.67561 | 0.42518 | 0.0001 | 0.42943 | 0.69633 | 0.0001 | 0.44325
4765 | 1 | 0.0001054 | 0 | 0.0007556 | 0.00019032 | 0.00011416 | 0.68439 | 0.44707 | 0.0001 | 0.42975 | 0.69621 | 0.0001 | 0.5698
4766 | 1 | 0.0001043 | 0 | 0.0010373 | 0.00021382 | 0.00011416 | 0.62297 | 0.47254 | 0.0001 | 0.43009 | 0.69608 | 0.0001 | 0.51178
4767 | 1 | 0.000102 | 0 | 0.0010189 | 0.00022322 | 0.00011416 | 0.53523 | 0.48427 | 0.0001 | 0.43042 | 0.69596 | 0.0001 | 0.48012
4768 | 1 | 0.0001003 | 0 | 0.00067339 | 0.00022322 | 0.00011416 | 0.43871 | 0.51975 | 0.0001 | 0.43076 | 0.69583 | 0.0001 | 0.37316
4769 | 1 | 9.8247e-05 | 0 | 0.00011269 | 0.00016448 | 0.00011416 | 0.3071 | 0.55683 | 0.0001 | 0.43108 | 0.69571 | 0.0001 | 0.16055
4770 | 1 | 9.9087e-05 | 0 | 0 | 0.00011748 | 0.00011416 | 0.16671 | 0.49866 | 0.0001 | 0.43142 | 0.69559 | 0.0001 | 0.1826
4771 | 1 | 9.9717e-05 | 0 | 0 | 8.8113e-05 | 0.00011416 | 0.026323 | 0.48182 | 0.0001 | 0.43175 | 0.69546 | 0.0001 | 0.1979
4772 | 1 | 9.7317e-05 | 0 | 0 | 5.8742e-05 | 0.00011416 | 0 | 0.51697 | 0.0001 | 0.43209 | 0.69534 | 0.0001 | 0.017406
4773 | 1 | 9.4037e-05 | 1.016e-05 | 0 | 3.7595e-05 | 0.00011416 | 0 | 0.50855 | 0.0001 | 0.43242 | 0.69521 | 0.0001 | 0
4774 | 1 | 9.6167e-05 | 2.9459e-05 | 0 | 2.3497e-05 | 0.00011416 | 0 | 0.48957 | 0.0001 | 0.43276 | 0.69509 | 0.0001 | 0
4775 | 1 | 9.4017e-05 | 4.8119e-05 | 0 | 9.3987e-06 | 0.00011416 | 0 | 0.48387 | 0.0001 | 0.43309 | 0.69497 | 0.0001 | 0
4776 | 1 | 8.5267e-05 | 6.8988e-05 | 0 | 5.8742e-06 | 0.00011416 | 0 | 0.4407 | 0.0001 | 0.43342 | 0.69484 | 0.0001 | 0
4777 | 1 | 8.2207e-05 | 7.3178e-05 | 0 | 2.3497e-06 | 0.00011416 | 0 | 0.38207 | 0.0001 | 0.43375 | 0.69472 | 0.0001 | 0
4778 | 1 | 7.6598e-05 | 8.2078e-05 | 0 | 1.1748e-06 | 0.00011416 | 0 | 0.31661 | 0.0001 | 0.43409 | 0.69459 | 0.0001 | 0
4779 | 1 | 7.2588e-05 | 8.1628e-05 | 0 | 1.4098e-05 | 0.00011416 | 0 | 0.28239 | 0.0001 | 0.43441 | 0.69447 | 0.0001 | 0
4780 | 1 | 6.8408e-05 | 8.8488e-05 | 0 | 3.7595e-05 | 0.00011416 | 0 | 0.26296 | 0.0001 | 0.43475 | 0.69434 | 0.0001 | 0
4781 | 1 | 6.3498e-05 | 9.3828e-05 | 0 | 9.3987e-05 | 0.00011416 | 0 | 0.25865 | 0.0001 | 0.43508 | 0.69422 | 0.0001 | 0
4782 | 1 | 6.3618e-05 | 9.9687e-05 | 0 | 0.0001821 | 0.00011416 | 0.070194 | 0.1855 | 0.0001 | 0.43542 | 0.6941 | 0.0001 | 0
4783 | 1 | 6.2768e-05 | 9.0518e-05 | 0 | 0.0001586 | 0.00011416 | 0.2369 | 0.10439 | 0.0001 | 0.43574 | 0.69397 | 0.0001 | 0.0097604
4784 | 1 | 6.6648e-05 | 6.7788e-05 | 0 | 0.00014685 | 0.00011416 | 0.39484 | 0.060619 | 0.0001 | 0.43608 | 0.69385 | 0.0001 | 0.12729
4785 | 1 | 7.3108e-05 | 5.2239e-05 | 0 | 0.00016448 | 0.00011416 | 0.52645 | 0.098548 | 0.0001 | 0.43641 | 0.69372 | 0.0001 | 0.2638
4786 | 1 | 8.0337e-05 | 3.6169e-05 | 0 | 0.00018797 | 0.00011416 | 0.63174 | 0.14863 | 0.0001 | 0.43675 | 0.69359 | 0.0001 | 0.385
4787 | 1 | 8.5827e-05 | 1.9669e-05 | 0 | 0.00020677 | 0.00011416 | 0.70194 | 0.19504 | 0.0001 | 0.43707 | 0.69347 | 0.0001 | 0.52405
4788 | 1 | 9.1027e-05 | 0 | 0 | 0.00018797 | 0.00011416 | 0.72826 | 0.24784 | 0.0001 | 0.43741 | 0.69334 | 0.0001 | 0.63739
4789 | 1 | 9.1577e-05 | 0 | 0 | 0.00019032 | 0.00011416 | 0.71071 | 0.25507 | 0.0001 | 0.43774 | 0.69322 | 0.0001 | 0.7806
4790 | 1 | 8.8707e-05 | 0 | 0 | 0.00021382 | 0.00011416 | 0.64929 | 0.25745 | 0.0001 | 0.43807 | 0.69309 | 0.0001 | 0.77618
4791 | 1 | 8.5567e-05 | 0 | 0 | 0.00022322 | 0.00011416 | 0.5791 | 0.25912 | 0.0001 | 0.4384 | 0.69297 | 0.0001 | 0.74072
4792 | 1 | 8.4237e-05 | 0 | 0 | 0.00022322 | 0.00011416 | 0.47381 | 0.2418 | 0.0001 | 0.43874 | 0.69285 | 0.0001 | 0.65899
4793 | 1 | 8.4267e-05 | 0 | 0 | 0.00016448 | 0.00011416 | 0.32465 | 0.21117 | 0.0001 | 0.43907 | 0.69272 | 0.0001 | 0.51326
4794 | 1 | 8.7787e-05 | 0 | 0 | 0.00011748 | 0.00011416 | 0.16671 | 0.179 | 0.0001 | 0.4394 | 0.6926 | 0.0001 | 0.37466
4795 | 1 | 9.1587e-05 | 0 | 0 | 8.8113e-05 | 0.00011416 | 0.017548 | 0.13536 | 0.0001 | 0.43974 | 0.69247 | 0.0001 | 0.21065
4796 | 1 | 9.1277e-05 | 0 | 0 | 5.8742e-05 | 0.00011416 | 0 | 0.11221 | 0.0001 | 0.44007 | 0.69235 | 0.0001 | 0.052155
4797 | 1 | 9.0147e-05 | 0 | 0 | 3.7595e-05 | 0.00011416 | 0 | 0.11626 | 0.0001 | 0.4404 | 0.69223 | 0.0001 | 0
4798 | 1 | 9.5887e-05 | 0 | 0 | 2.3497e-05 | 0.00011416 | 0 | 0.12807 | 0.0001 | 0.44074 | 0.6921 | 0.0001 | 0
4799 | 1 | 9.4867e-05 | 3.0109e-05 | 0 | 9.3987e-06 | 0.00011416 | 0 | 0.14989 | 0.0001 | 0.44107 | 0.69198 | 0.0001 | 0
4800 | 1 | 8.4447e-05 | 5.3899e-05 | 0 | 5.8742e-06 | 0.00011416 | 0 | 0.17131 | 0.0001 | 0.44141 | 0.69185 | 0.0001 | 0
4801 | 1 | 8.0677e-05 | 6.2218e-05 | 0 | 2.3497e-06 | 0.00011416 | 0 | 0.16726 | 0.0001 | 0.44173 | 0.69173 | 0.0001 | 0
4802 | 1 | 7.5768e-05 | 7.4018e-05 | 0 | 1.1748e-06 | 0.00011416 | 0 | 0.16155 | 0.0001 | 0.47557 | 0.69161 | 0.0001 | 0
4803 | 1 | 7.3268e-05 | 7.1478e-05 | 0 | 1.4098e-05 | 0.00011416 | 0 | 0.15465 | 0.0001 | 0.4759 | 0.69148 | 0.0001 | 0
4804 | 1 | 7.0648e-05 | 7.9028e-05 | 0 | 3.7595e-05 | 0.00011416 | 0 | 0.16395 | 0.0001 | 0.47624 | 0.69136 | 0.0001 | 0
4805 | 1 | 6.6768e-05 | 9.9337e-05 | 0 | 9.3987e-05 | 0.00011416 | 0 | 0.19187 | 0.0001 | 0.47657 | 0.69123 | 0.0001 | 0
4806 | 1 | 7.2918e-05 | 0.0001114 | 0 | 0.0001821 | 0.00011416 | 0.061419 | 0.18742 | 0.0001 | 0.4769 | 0.69111 | 0.0001 | 0
4807 | 1 | 8.5067e-05 | 0.0001027 | 0 | 0.0001586 | 0.00011416 | 0.21058 | 0.21123 | 0.0001 | 0.47723 | 0.69099 | 0.0001 | 0.046884
4808 | 1 | 0.0001008 | 7.2838e-05 | 0 | 0.00014685 | 0.00011416 | 0.35974 | 0.26926 | 0.0001 | 0.47757 | 0.69086 | 0.0001 | 0.21675
4809 | 1 | 0.0001133 | 4.9729e-05 | 0 | 0.00016448 | 0.00011416 | 0.46503 | 0.35044 | 0.0001 | 0.47789 | 0.69074 | 0.0001 | 0.39325
4810 | 1 | 0.0001198 | 2.8259e-05 | 0 | 0.00018797 | 0.00011416 | 0.52645 | 0.39169 | 0.0001 | 0.47823 | 0.69061 | 0.0001 | 0.49453
4811 | 1 | 0.0001251 | 8.9398e-06 | 0 | 0.00020677 | 0.00011416 | 0.50013 | 0.39566 | 0.0001 | 0.47856 | 0.69049 | 0.0001 | 0.60469
4812 | 1 | 0.0001298 | 0 | 0.00027804 | 0.00018797 | 0.00011416 | 0.45626 | 0.42285 | 0.0001 | 0.4789 | 0.69037 | 0.0001 | 0.76089
4813 | 1 | 0.0001232 | 0 | 0.0010346 | 0.00019032 | 0.00011416 | 0.42994 | 0.44872 | 0.0001 | 0.47922 | 0.69024 | 0.0001 | 0.81246
4814 | 1 | 0.0001238 | 0 | 0.0017107 | 0.00021382 | 0.00011416 | 0.38607 | 0.42318 | 0.0001 | 0.47956 | 0.69012 | 0.0001 | 0.81143
4815 | 1 | 0.0001219 | 0 | 0.0021827 | 0.00022322 | 0.00011416 | 0.31587 | 0.37398 | 0.0001 | 0.47989 | 0.68999 | 0.0001 | 0.75803
4816 | 1 | 0.00012 | 0 | 0.0022982 | 0.00022322 | 0.00011416 | 0.25445 | 0.36794 | 0.0001 | 0.48023 | 0.68987 | 0.0001 | 0.66526
4817 | 1 | 0.0001171 | 0 | 0.0019832 | 0.00016448 | 0.00011416 | 0.16671 | 0.29652 | 0.0001 | 0.48056 | 0.68974 | 0.0001 | 0.53742
4818 | 1 | 0.0001135 | 0 | 0.0013569 | 0.00011748 | 0.00011416 | 0.096516 | 0.23876 | 0.0001 | 0.48089 | 0.68962 | 0.0001 | 0.38198
4819 | 1 | 0.0001127 | 0 | 0.000327 | 8.8113e-05 | 0.00011416 | 0.0087742 | 0.21448 | 0.0001 | 0.48123 | 0.6895 | 0.0001 | 0.21093
4820 | 1 | 0.000108 | 0 | 0 | 5.8742e-05 | 0.00011416 | 0 | 0.19903 | 0.0001 | 0.48156 | 0.68937 | 0.0001 | 0.049011
4821 | 1 | 0.0001036 | 0 | 0 | 3.7595e-05 | 0.00011416 | 0 | 0.16507 | 0.0001 | 0.4819 | 0.68925 | 0.0001 | 0
4822 | 1 | 0.0001077 | 0 | 0 | 2.3497e-05 | 0.00011416 | 0 | 0.13277 | 0.0001 | 0.48223 | 0.68914 | 0.0001 | 0
4823 | 1 | 0.0001082 | 0 | 0 | 9.3987e-06 | 0.00011416 | 0 | 0.10174 | 0.0001 | 0.48256 | 0.68902 | 0.0001 | 0
4824 | 1 | 9.8317e-05 | 0 | 0 | 5.8742e-06 | 0.00011416 | 0 | 0.06884 | 0.0001 | 0.48289 | 0.6889 | 0.0001 | 0
4825 | 1 | 9.4227e-05 | 0 | 0 | 2.3497e-06 | 0.00011416 | 0 | 0.076003 | 0.0001 | 0.48323 | 0.68877 | 0.0001 | 0
4826 | 1 | 8.7677e-05 | 3.3839e-05 | 0 | 1.1748e-06 | 0.00011416 | 0 | 0.084092 | 0.0001 | 0.48356 | 0.68865 | 0.0001 | 0
4827 | 1 | 8.1787e-05 | 4.5629e-05 | 0 | 1.4098e-05 | 0.00011416 | 0 | 0.081245 | 0.0001 | 0.4839 | 0.68852 | 0.0001 | 0
4828 | 1 | 7.7807e-05 | 5.1799e-05 | 0 | 3.7595e-05 | 0.00011416 | 0 | 0.067913 | 0.0001 | 0.48422 | 0.6884 | 0.0001 | 0
4829 | 1 | 7.1568e-05 | 6.9748e-05 | 0 | 9.3987e-05 | 0.00011416 | 0 | 0.04497 | 0.0001 | 0.48456 | 0.68828 | 0.0001 | 0
4830 | 1 | 7.6578e-05 | 8.4568e-05 | 0 | 0.0001821 | 0.00011416 | 0.035097 | 0.03847 | 0.0001 | 0.48489 | 0.68815 | 0.0001 | 0
4831 | 1 | 8.8047e-05 | 7.4848e-05 | 0 | 0.0001586 | 0.00011416 | 0.12284 | 0.11831 | 0.0001 | 0.48522 | 0.68803 | 0.0001 | 0.033508
4832 | 1 | 0.0001042 | 4.7119e-05 | 0 | 0.00014685 | 0.00011416 | 0.2369 | 0.15804 | 0.0001 | 0.48555 | 0.6879 | 0.0001 | 0.19431
4833 | 1 | 0.0001169 | 8.9338e-06 | 0 | 0.00016448 | 0.00011416 | 0.35097 | 0.18026 | 0.0001 | 0.48589 | 0.68778 | 0.0001 | 0.3612
4834 | 1 | 0.0001215 | 0 | 0.00014502 | 0.00018797 | 0.00011416 | 0.38607 | 0.23471 | 0.0001 | 0.48621 | 0.68765 | 0.0001 | 0.47331
4835 | 1 | 0.0001258 | 0 | 0.00078793 | 0.00020677 | 0.00011416 | 0.33342 | 0.27748 | 0.0001 | 0.48655 | 0.68753 | 0.0001 | 0.58412
4836 | 1 | 0.0001291 | 0 | 0.0013569 | 0.00018797 | 0.00011416 | 0.3071 | 0.29002 | 0.0001 | 0.48688 | 0.68741 | 0.0001 | 0.73038
4837 | 1 | 0.0001225 | 0 | 0.0018622 | 0.00019032 | 0.00011416 | 0.272 | 0.32882 | 0.0001 | 0.48722 | 0.68728 | 0.0001 | 0.78615
4838 | 1 | 0.0001238 | 0 | 0.0021938 | 0.00021382 | 0.00011416 | 0.17548 | 0.3308 | 0.0001 | 0.48754 | 0.68716 | 0.0001 | 0.77457
4839 | 1 | 0.0001231 | 0 | 0.0023148 | 0.00022322 | 0.00011416 | 0.12284 | 0.31549 | 0.0001 | 0.48788 | 0.68703 | 0.0001 | 0.7035
4840 | 1 | 0.0001216 | 0 | 0.0023315 | 0.00022322 | 0.00011416 | 0.11406 | 0.27629 | 0.0001 | 0.48821 | 0.68691 | 0.0001 | 0.61241
4841 | 1 | 0.000119 | 0 | 0.0020867 | 0.00016448 | 0.00011416 | 0.087742 | 0.25892 | 0.0001 | 0.48855 | 0.68679 | 0.0001 | 0.50435
4842 | 1 | 0.000116 | 0 | 0.0014983 | 0.00011748 | 0.00011416 | 0.035097 | 0.24843 | 0.0001 | 0.48887 | 0.68666 | 0.0001 | 0.35031
4843 | 1 | 0.0001144 | 0 | 0.00031684 | 8.8113e-05 | 0.00011416 | 0 | 0.24996 | 0.0001 | 0.48921 | 0.68654 | 0.0001 | 0.18597
4844 | 1 | 0.0001095 | 0 | 0 | 5.8742e-05 | 0.00011416 | 0 | 0.27144 | 0.0001 | 0.48954 | 0.68641 | 0.0001 | 0.042442
4845 | 1 | 0.000105 | 0 | 0 | 3.7595e-05 | 0.00011416 | 0 | 0.2243 | 0.0001 | 0.48988 | 0.68629 | 0.0001 | 0
4846 | 1 | 0.0001092 | 0 | 0 | 2.3497e-05 | 0.00011416 | 0 | 0.24286 | 0.0001 | 0.49021 | 0.68617 | 0.0001 | 0
4847 | 1 | 0.0001096 | 0 | 0 | 9.3987e-06 | 0.00011416 | 0 | 0.26946 | 0.0001 | 0.49055 | 0.68604 | 0.0001 | 0
4848 | 1 | 9.9847e-05 | 0 | 0 | 5.8742e-06 | 0.00011416 | 0 | 0.23193 | 0.0001 | 0.49088 | 0.68592 | 0.0001 | 0
4849 | 1 | 9.5557e-05 | 0 | 0 | 2.3497e-06 | 0.00011416 | 0 | 0.20771 | 0.0001 | 0.49121 | 0.68579 | 0.0001 | 0
4850 | 1 | 9.1827e-05 | 0 | 0 | 1.1748e-06 | 0.00011416 | 0 | 0.18211 | 0.0001 | 0.49102 | 0.68567 | 0.0001 | 0
4851 | 1 | 8.7367e-05 | 0 | 0 | 1.4098e-05 | 0.00011416 | 0 | 0.16109 | 0.0001 | 0.48996 | 0.68555 | 0.0001 | 0
4852 | 1 | 8.3927e-05 | 0 | 0 | 3.7595e-05 | 0.00011416 | 0 | 0.14372 | 0.0001 | 0.4889 | 0.68542 | 0.0001 | 0
4853 | 1 | 7.9147e-05 | 0 | 0 | 9.3987e-05 | 0.00011416 | 0 | 0.16878 | 0.0001 | 0.48783 | 0.6853 | 0.0001 | 0
4854 | 1 | 8.5447e-05 | 0 | 0 | 0.0001821 | 0.00011416 | 0.0087742 | 0.14451 | 0.0001 | 0.48678 | 0.68517 | 0.0001 | 0
4855 | 1 | 9.5507e-05 | 9.9867e-06 | 0 | 0.0001586 | 0.00011416 | 0.061419 | 0.11301 | 0.0001 | 0.48572 | 0.68505 | 0.0001 | 0.025211
4856 | 1 | 0.0001107 | 0 | 0 | 0.00014685 | 0.00011416 | 0.14039 | 0.10048 | 0.0001 | 0.48465 | 0.68493 | 0.0001 | 0.16868
4857 | 1 | 0.000121 | 0 | 0 | 0.00016448 | 0.00011416 | 0.21936 | 0.076599 | 0.0001 | 0.4836 | 0.6848 | 0.0001 | 0.34762
4858 | 1 | 0.0001259 | 0 | 0 | 0.00018797 | 0.00011416 | 0.29832 | 0.088804 | 0.0001 | 0.48253 | 0.68468 | 0.0001 | 0.45892
4859 | 1 | 0.00013 | 0 | 0.00034085 | 0.00020677 | 0.00011416 | 0.25445 | 0.1219 | 0.0001 | 0.48147 | 0.68455 | 0.0001 | 0.56827
4860 | 1 | 0.0001329 | 0 | 0.00096159 | 0.00018797 | 0.00011416 | 0.3071 | 0.15745 | 0.0001 | 0.48041 | 0.68443 | 0.0001 | 0.72061
4861 | 1 | 0.0001275 | 0 | 0.001308 | 0.00019032 | 0.00011416 | 0.32465 | 0.18729 | 0.0001 | 0.47935 | 0.6843 | 0.0001 | 0.77163
4862 | 1 | 0.0001284 | 0 | 0.001392 | 0.00021382 | 0.00011416 | 0.28955 | 0.23856 | 0.0001 | 0.47828 | 0.68418 | 0.0001 | 0.6607
4863 | 1 | 0.0001272 | 0 | 0.0011916 | 0.00022322 | 0.00011416 | 0.28077 | 0.30932 | 0.0001 | 0.47722 | 0.68405 | 0.0001 | 0.48608
4864 | 1 | 0.000125 | 0 | 0.00075375 | 0.00022322 | 0.00011416 | 0.272 | 0.37517 | 0.0001 | 0.47616 | 0.68392 | 0.0001 | 0.24956
4865 | 1 | 0.0001223 | 0 | 0.00010069 | 0.00016448 | 0.00011416 | 0.16671 | 0.43818 | 0.0001 | 0.47511 | 0.6838 | 0.0001 | 0.20941
4866 | 1 | 0.0001192 | 0 | 0 | 0.00011748 | 0.00011416 | 0.078968 | 0.46238 | 0.0001 | 0.47404 | 0.68367 | 0.0001 | 0.14969
4867 | 1 | 0.0001174 | 0 | 0 | 8.8113e-05 | 0.00011416 | 0.0087742 | 0.458 | 0.0001 | 0.47298 | 0.68355 | 0.0001 | 0.16032
4868 | 1 | 0.0001116 | 0 | 0 | 5.8742e-05 | 0.00011416 | 0 | 0.48466 | 0.0001 | 0.47192 | 0.68343 | 0.0001 | 0.045817
4869 | 1 | 0.0001065 | 0 | 0 | 3.7595e-05 | 0.00011416 | 0 | 0.43347 | 0.0001 | 0.47085 | 0.6833 | 0.0001 | 0
4870 | 1 | 0.0001101 | 0 | 0 | 2.3497e-05 | 0.00011416 | 0 | 0.37086 | 0.0001 | 0.4698 | 0.68318 | 0.0001 | 0
4871 | 1 | 0.0001102 | 0 | 0 | 9.3987e-06 | 0.00011416 | 0 | 0.3385 | 0.0001 | 0.46874 | 0.68305 | 0.0001 | 0
4872 | 1 | 0.0001012 | 0 | 0 | 5.8742e-06 | 0.00011416 | 0 | 0.30938 | 0.0001 | 0.46767 | 0.68293 | 0.0001 | 0
4873 | 1 | 9.6627e-05 | 0 | 0 | 2.3497e-06 | 0.00011416 | 0 | 0.27058 | 0.0001 | 0.46662 | 0.68281 | 0.0001 | 0
4874 | 1 | 9.3077e-05 | 0 | 0 | 1.1748e-06 | 0.00011416 | 0 | 0.22423 | 0.0001 | 0.46555 | 0.68261 | 0.0001 | 0
4875 | 1 | 8.8487e-05 | 0 | 0 | 1.4098e-05 | 0.00011416 | 0 | 0.21296 | 0.0001 | 0.46449 | 0.68226 | 0.0001 | 0
4876 | 1 | 8.4777e-05 | 0 | 0 | 3.7595e-05 | 0.00011416 | 0 | 0.21613 | 0.0001 | 0.46343 | 0.68192 | 0.0001 | 0
4877 | 1 | 7.9937e-05 | 0 | 0 | 9.3987e-05 | 0.00011416 | 0 | 0.2485 | 0.0001 | 0.46237 | 0.68157 | 0.0001 | 0
4878 | 1 | 8.5957e-05 | 0 | 0 | 0.0001821 | 0.00011416 | 0.035097 | 0.23193 | 0.0001 | 0.4613 | 0.68122 | 0.0001 | 0
4879 | 1 | 9.5747e-05 | 8.3898e-06 | 0 | 0.0001586 | 0.00011416 | 0.15794 | 0.26992 | 0.0001 | 0.46024 | 0.68087 | 0.0001 | 0.038477
4880 | 1 | 0.0001105 | 0 | 0 | 0.00014685 | 0.00011416 | 0.272 | 0.27351 | 0.0001 | 0.45919 | 0.68053 | 0.0001 | 0.19771
4881 | 1 | 0.0001203 | 0 | 0 | 0.00016448 | 0.00011416 | 0.36852 | 0.27463 | 0.0001 | 0.45813 | 0.68017 | 0.0001 | 0.36616
4882 | 1 | 0.0001252 | 0 | 0 | 0.00018797 | 0.00011416 | 0.44748 | 0.26886 | 0.0001 | 0.45706 | 0.67983 | 0.0001 | 0.47848
4883 | 1 | 0.0001298 | 0 | 0 | 0.00020677 | 0.00011416 | 0.51768 | 0.28504 | 0.0001 | 0.456 | 0.67948 | 0.0001 | 0.58983
4884 | 1 | 0.0001325 | 0 | 0 | 0.00018797 | 0.00011416 | 0.57032 | 0.30925 | 0.0001 | 0.45494 | 0.67913 | 0.0001 | 0.73874
4885 | 1 | 0.0001269 | 0 | 0 | 0.00019032 | 0.00011416 | 0.5791 | 0.34354 | 0.0001 | 0.45388 | 0.67878 | 0.0001 | 0.79008
4886 | 1 | 0.000128 | 0 | 0 | 0.00021382 | 0.00011416 | 0.53523 | 0.38883 | 0.0001 | 0.45283 | 0.67844 | 0.0001 | 0.79328
4887 | 1 | 0.0001268 | 0 | 0 | 0.00022322 | 0.00011416 | 0.49136 | 0.4082 | 0.0001 | 0.45176 | 0.67808 | 0.0001 | 0.74687
4888 | 1 | 0.0001244 | 0 | 0 | 0.00022322 | 0.00011416 | 0.42116 | 0.44262 | 0.0001 | 0.45069 | 0.67777 | 0.0001 | 0.63894
4889 | 1 | 0.0001217 | 0 | 0 | 0.00016448 | 0.00011416 | 0.28955 | 0.49555 | 0.0001 | 0.44964 | 0.67741 | 0.0001 | 0.5085
4890 | 1 | 0.0001183 | 0 | 0 | 0.00011748 | 0.00011416 | 0.15794 | 0.49189 | 0.0001 | 0.44858 | 0.67707 | 0.0001 | 0.35459
4891 | 1 | 0.0001168 | 0 | 0 | 8.8113e-05 | 0.00011416 | 0.017548 | 0.48023 | 0.0001 | 0.44751 | 0.67672 | 0.0001 | 0.18795
4892 | 1 | 0.0001123 | 0 | 0 | 5.8742e-05 | 0.00011416 | 0 | 0.43499 | 0.0001 | 0.44646 | 0.67637 | 0.0001 | 0.031374
4893 | 1 | 0.0001067 | 0 | 0 | 3.7595e-05 | 0.00011416 | 0 | 0.34784 | 0.0001 | 0.44539 | 0.67602 | 0.0001 | 0
4894 | 1 | 0.0001097 | 0 | 0 | 2.3497e-05 | 0.00011416 | 0 | 0.28047 | 0.0001 | 0.44432 | 0.67568 | 0.0001 | 0
4895 | 1 | 0.0001099 | 0 | 0 | 9.3987e-06 | 0.00011416 | 0 | 0.25301 | 0.0001 | 0.44327 | 0.67532 | 0.0001 | 0
4896 | 1 | 0.0001008 | 0 | 0 | 5.8742e-06 | 0.00011416 | 0 | 0.26714 | 0.0001 | 0.44221 | 0.67498 | 0.0001 | 0
4897 | 1 | 9.6307e-05 | 0 | 0 | 2.3497e-06 | 0.00011416 | 0 | 0.24817 | 0.0001 | 0.44115 | 0.67464 | 0.0001 | 0
4898 | 1 | 9.2567e-05 | 0 | 0 | 1.1748e-06 | 0.00011416 | 0 | 0.24936 | 0.0001 | 0.44008 | 0.67428 | 0.0001 | 0
4899 | 1 | 8.7697e-05 | 0 | 0 | 1.4098e-05 | 0.00011416 | 0 | 0.31025 | 0.0001 | 0.43902 | 0.67394 | 0.0001 | 0
4900 | 1 | 8.3987e-05 | 0 | 0 | 3.7595e-05 | 0.00011416 | 0 | 0.34898 | 0.0001 | 0.43797 | 0.67359 | 0.0001 | 0
4901 | 1 | 7.8997e-05 | 0 | 0 | 9.3987e-05 | 0.00011416 | 0 | 0.37723 | 0.0001 | 0.4369 | 0.67324 | 0.0001 | 0
4902 | 1 | 8.4877e-05 | 0 | 0 | 0.0001821 | 0.00011416 | 0.070194 | 0.22098 | 0.0001 | 0.43585 | 0.67289 | 0.0001 | 0
4903 | 1 | 9.5537e-05 | 0 | 0 | 0.0001586 | 0.00011416 | 0.22813 | 0.18537 | 0.0001 | 0.43478 | 0.67255 | 0.0001 | 0.028186
4904 | 1 | 0.0001095 | 0 | 0 | 0.00014685 | 0.00011416 | 0.38607 | 0.21607 | 0.0001 | 0.43371 | 0.67219 | 0.0001 | 0.18591
4905 | 1 | 0.0001196 | 0 | 0 | 0.00016448 | 0.00011416 | 0.53523 | 0.25248 | 0.0001 | 0.43266 | 0.67185 | 0.0001 | 0.35624
4906 | 1 | 0.0001253 | 0 | 0.00064568 | 0.00018797 | 0.00011416 | 0.64052 | 0.27675 | 0.0001 | 0.4316 | 0.6715 | 0.0001 | 0.47247
4907 | 1 | 0.0001297 | 0 | 0.001162 | 0.00020677 | 0.00011416 | 0.71071 | 0.28803 | 0.0001 | 0.43053 | 0.67115 | 0.0001 | 0.57797
4908 | 1 | 0.0001321 | 0 | 0.0014355 | 0.00018797 | 0.00011416 | 0.73703 | 0.30295 | 0.0001 | 0.42948 | 0.6708 | 0.0001 | 0.7184
4909 | 1 | 0.0001264 | 0 | 0.0018474 | 0.00019032 | 0.00011416 | 0.73703 | 0.30819 | 0.0001 | 0.42841 | 0.67046 | 0.0001 | 0.77022
4910 | 1 | 0.0001265 | 0 | 0.002301 | 0.00021382 | 0.00011416 | 0.69316 | 0.34095 | 0.0001 | 0.42736 | 0.67011 | 0.0001 | 0.7556
4911 | 1 | 0.0001247 | 0 | 0.0023287 | 0.00022322 | 0.00011416 | 0.59665 | 0.33133 | 0.0001 | 0.4263 | 0.66976 | 0.0001 | 0.68278
4912 | 1 | 0.0001217 | 0 | 0.0019269 | 0.00022322 | 0.00011416 | 0.48258 | 0.25414 | 0.0001 | 0.42523 | 0.66942 | 0.0001 | 0.59607
4913 | 1 | 0.0001179 | 0 | 0.00074359 | 0.00016448 | 0.00011416 | 0.33342 | 0.18821 | 0.0001 | 0.42417 | 0.66909 | 0.0001 | 0.48414
4914 | 1 | 0.000116 | 0 | 0 | 0.00011748 | 0.00011416 | 0.16671 | 0.1394 | 0.0001 | 0.4231 | 0.66874 | 0.0001 | 0.32748
4915 | 1 | 0.0001148 | 0 | 0 | 8.8113e-05 | 0.00011416 | 0.017548 | 0.10983 | 0.0001 | 0.42205 | 0.6684 | 0.0001 | 0.15977
4916 | 1 | 0.0001099 | 0 | 0 | 5.8742e-05 | 0.00011416 | 0 | 0.10624 | 0.0001 | 0.42099 | 0.66804 | 0.0001 | 0.046339
4917 | 1 | 0.000105 | 0 | 0 | 3.7595e-05 | 0.00011416 | 0 | 0.14226 | 0.0001 | 0.41992 | 0.6677 | 0.0001 | 0
4918 | 1 | 0.0001082 | 0 | 0 | 2.3497e-05 | 0.00011416 | 0 | 0.15996 | 0.0001 | 0.41887 | 0.66735 | 0.0001 | 0
4919 | 1 | 0.0001078 | 0 | 0 | 9.3987e-06 | 0.00011416 | 0 | 0.19299 | 0.0001 | 0.4178 | 0.667 | 0.0001 | 0
4920 | 1 | 0.0001007 | 0 | 0 | 5.8742e-06 | 0.00011416 | 0 | 0.21322 | 0.0001 | 0.41674 | 0.66666 | 0.0001 | 0
4921 | 1 | 9.7157e-05 | 0 | 0 | 2.3497e-06 | 0.00011416 | 0 | 0.23338 | 0.0001 | 0.41569 | 0.66631 | 0.0001 | 0
4922 | 1 | 9.2627e-05 | 0 | 0 | 1.1748e-06 | 0.00011416 | 0 | 0.21893 | 0.0001 | 0.41462 | 0.66596 | 0.0001 | 0
4923 | 1 | 8.6297e-05 | 0 | 0 | 1.4098e-05 | 0.00011416 | 0 | 0.27304 | 0.0001 | 0.41355 | 0.66561 | 0.0001 | 0
4924 | 1 | 8.1697e-05 | 0 | 0 | 3.7595e-05 | 0.00011416 | 0 | 0.30852 | 0.0001 | 0.4125 | 0.66526 | 0.0001 | 0
4925 | 1 | 7.5478e-05 | 0 | 0 | 9.3987e-05 | 0.00011416 | 0 | 0.34042 | 0.0001 | 0.41144 | 0.66491 | 0.0001 | 0
4926 | 1 | 7.7348e-05 | 0 | 0 | 0.0001821 | 0.00011416 | 0.052645 | 0.23636 | 0.0001 | 0.41038 | 0.66457 | 0.0001 | 0
4927 | 1 | 8.0047e-05 | 0 | 0 | 0.0001586 | 0.00011416 | 0.21936 | 0.11353 | 0.0001 | 0.40932 | 0.66421 | 0.0001 | 0
4928 | 1 | 8.4857e-05 | 0 | 0 | 0.00014685 | 0.00011416 | 0.37729 | 0.099277 | 0.0001 | 0.40825 | 0.66387 | 0.0001 | 0.052736
4929 | 1 | 9.3187e-05 | 0 | 0 | 0.00016448 | 0.00011416 | 0.51768 | 0.10691 | 0.0001 | 0.40719 | 0.66352 | 0.0001 | 0.10857
4930 | 1 | 9.9837e-05 | 0 | 0 | 0.00018797 | 0.00011416 | 0.62297 | 0.098085 | 0.0001 | 0.40613 | 0.66317 | 0.0001 | 0.18073
4931 | 1 | 0.0001037 | 0 | 0 | 0.00020677 | 0.00011416 | 0.68439 | 0.10366 | 0.0001 | 0.40508 | 0.66283 | 0.0001 | 0.16177
4932 | 1 | 0.0001066 | 0 | 0 | 0.00018797 | 0.00011416 | 0.68439 | 0.10564 | 0.0001 | 0.40401 | 0.66248 | 0.0001 | 0.19011
4933 | 1 | 0.0001055 | 0 | 0 | 0.00019032 | 0.00011416 | 0.64929 | 0.12428 | 0.0001 | 0.40294 | 0.66213 | 0.0001 | 0.255
4934 | 1 | 0.0001052 | 0 | 0 | 0.00021382 | 0.00011416 | 0.57032 | 0.13443 | 0.0001 | 0.40189 | 0.66178 | 0.0001 | 0.35185
4935 | 1 | 0.0001033 | 0 | 0 | 0.00022322 | 0.00011416 | 0.48258 | 0.13204 | 0.0001 | 0.40083 | 0.66144 | 0.0001 | 0.29589
4936 | 1 | 0.0001013 | 0 | 0 | 0.00022322 | 0.00011416 | 0.41239 | 0.11553 | 0.0001 | 0.39976 | 0.66108 | 0.0001 | 0.37946
4937 | 1 | 9.8997e-05 | 0 | 0 | 0.00016448 | 0.00011416 | 0.28955 | 0.14749 | 0.0001 | 0.39871 | 0.66076 | 0.0001 | 0.26034
4938 | 1 | 9.8867e-05 | 0 | 0 | 0.00011748 | 0.00011416 | 0.14039 | 0.21719 | 0.0001 | 0.39764 | 0.66042 | 0.0001 | 0.16371
4939 | 1 | 9.9037e-05 | 0 | 0 | 8.8113e-05 | 0.00011416 | 0.0087742 | 0.26521 | 0.0001 | 0.39657 | 0.66006 | 0.0001 | 0.066689
4940 | 1 | 9.6457e-05 | 0 | 0 | 5.8742e-05 | 0.00011416 | 0 | 0.23166 | 0.0001 | 0.39552 | 0.65972 | 0.0001 | 0.004095
4941 | 1 | 9.3497e-05 | 0 | 0 | 3.7595e-05 | 0.00011416 | 0 | 0.14557 | 0.0001 | 0.39446 | 0.65938 | 0.0001 | 0
4942 | 1 | 9.6807e-05 | 0 | 0 | 2.3497e-05 | 0.00011416 | 0 | 0.072019 | 0.0001 | 0.3934 | 0.65902 | 0.0001 | 0
4943 | 1 | 9.6277e-05 | 0 | 0 | 9.3987e-06 | 0.00011416 | 0 | 0.046559 | 0.0001 | 0.39234 | 0.65868 | 0.0001 | 0
4944 | 1 | 8.9657e-05 | 0 | 0 | 5.8742e-06 | 0.00011416 | 0 | 0.055907 | 0.0001 | 0.39127 | 0.65833 | 0.0001 | 0
4945 | 1 | 8.7347e-05 | 0 | 0 | 2.3497e-06 | 0.00011416 | 0 | 0.066059 | 0.0001 | 0.39022 | 0.65798 | 0.0001 | 0
4946 | 1 | 8.2717e-05 | 0 | 0 | 1.1748e-06 | 0.00011416 | 0 | 0.081443 | 0.0001 | 0.38916 | 0.65763 | 0.0001 | 0
4947 | 1 | 7.8787e-05 | 0 | 0 | 1.4098e-05 | 0.00011416 | 0 | 0.06042 | 0.0001 | 0.3881 | 0.65729 | 0.0001 | 0
4948 | 1 | 7.5288e-05 | 0 | 0 | 3.7595e-05 | 0.00011416 | 0 | 0.058092 | 0.0001 | 0.38703 | 0.65693 | 0.0001 | 0
4949 | 1 | 7.0198e-05 | 0 | 0 | 9.3987e-05 | 0.00011416 | 0 | 0.066523 | 0.0001 | 0.38597 | 0.65659 | 0.0001 | 0
4950 | 1 | 7.0678e-05 | 0 | 0 | 0.0001821 | 0.00011416 | 0.052645 | 0.068576 | 0.0001 | 0.38491 | 0.65624 | 0.0001 | 0
4951 | 1 | 6.9518e-05 | 0 | 0 | 0.0001586 | 0.00011416 | 0.20181 | 0.18371 | 0.0001 | 0.38385 | 0.65589 | 0.0001 | 0
4952 | 1 | 7.1128e-05 | 0 | 0 | 0.00014685 | 0.00011416 | 0.34219 | 0.24352 | 0.0001 | 0.38278 | 0.65555 | 0.0001 | 0
4953 | 1 | 7.6708e-05 | 0 | 0 | 0.00016448 | 0.00011416 | 0.47381 | 0.24996 | 0.0001 | 0.38173 | 0.6552 | 0.0001 | 0.074456
4954 | 1 | 8.2627e-05 | 0 | 0 | 0.00018797 | 0.00011416 | 0.5791 | 0.27775 | 0.0001 | 0.38066 | 0.65485 | 0.0001 | 0.17857
4955 | 1 | 8.7087e-05 | 0 | 0 | 0.00020677 | 0.00011416 | 0.62297 | 0.27974 | 0.0001 | 0.3796 | 0.6545 | 0.0001 | 0.21633
4956 | 1 | 9.0997e-05 | 0 | 0 | 0.00018797 | 0.00011416 | 0.67561 | 0.26595 | 0.0001 | 0.37855 | 0.65416 | 0.0001 | 0.4721
4957 | 1 | 9.1767e-05 | 0 | 0 | 0.00019032 | 0.00011416 | 0.64929 | 0.25872 | 0.0001 | 0.37748 | 0.6538 | 0.0001 | 0.4774
4958 | 1 | 8.8997e-05 | 0 | 0 | 0.00021382 | 0.00011416 | 0.55278 | 0.2491 | 0.0001 | 0.37642 | 0.65346 | 0.0001 | 0.32496
4959 | 1 | 8.6097e-05 | 0 | 0 | 0.00022322 | 0.00011416 | 0.43871 | 0.20996 | 0.0001 | 0.37536 | 0.65311 | 0.0001 | 0.47226
4960 | 1 | 8.4337e-05 | 0 | 0 | 0.00022322 | 0.00011416 | 0.35097 | 0.20553 | 0.0001 | 0.3743 | 0.65276 | 0.0001 | 0.41268
4961 | 1 | 8.4707e-05 | 0 | 0 | 0.00016448 | 0.00011416 | 0.21058 | 0.19359 | 0.0001 | 0.37324 | 0.65244 | 0.0001 | 0.37616
4962 | 1 | 8.7707e-05 | 0 | 0 | 0.00011748 | 0.00011416 | 0.12284 | 0.18709 | 0.0001 | 0.37218 | 0.65209 | 0.0001 | 0.14163
4963 | 1 | 9.1637e-05 | 0 | 0 | 8.8113e-05 | 0.00011416 | 0.0087742 | 0.2286 | 0.0001 | 0.37112 | 0.65174 | 0.0001 | 0.065732
4964 | 1 | 9.1437e-05 | 0 | 0 | 5.8742e-05 | 0.00011416 | 0 | 0.23338 | 0.0001 | 0.37005 | 0.6514 | 0.0001 | 0.012569
4965 | 1 | 9.0207e-05 | 0 | 0 | 3.7595e-05 | 0.00011416 | 0 | 0.19061 | 0.0001 | 0.36899 | 0.65104 | 0.0001 | 0
4966 | 1 | 9.5187e-05 | 0 | 0 | 2.3497e-05 | 0.00011416 | 0 | 0.12992 | 0.0001 | 0.36794 | 0.6507 | 0.0001 | 0
4967 | 1 | 9.5547e-05 | 0 | 0 | 9.3987e-06 | 0.00011416 | 0 | 0.11181 | 0.0001 | 0.36687 | 0.65035 | 0.0001 | 0
4968 | 1 | 8.6077e-05 | 1.639e-05 | 0 | 5.8742e-06 | 0.00011416 | 0 | 0.10015 | 0.0001 | 0.3658 | 0.65 | 0.0001 | 0
4969 | 1 | 8.1337e-05 | 3.4789e-05 | 0 | 2.3497e-06 | 0.00011416 | 0 | 0.1022 | 0.0001 | 0.36475 | 0.64965 | 0.0001 | 0
4970 | 1 | 7.5838e-05 | 4.8299e-05 | 0 | 1.1748e-06 | 0.00011416 | 0 | 0.10824 | 0.0001 | 0.45932 | 0.64931 | 0.0001 | 0
4971 | 1 | 7.3058e-05 | 4.4859e-05 | 0 | 1.4098e-05 | 0.00011416 | 0 | 0.10864 | 0.0001 | 0.45827 | 0.64895 | 0.0001 | 0
4972 | 1 | 7.0398e-05 | 4.9959e-05 | 0 | 3.7595e-05 | 0.00011416 | 0 | 0.12071 | 0.0001 | 0.4572 | 0.64861 | 0.0001 | 0
4973 | 1 | 6.7138e-05 | 5.7918e-05 | 0 | 9.3987e-05 | 0.00011416 | 0 | 0.14736 | 0.0001 | 0.45614 | 0.64826 | 0.0001 | 0
4974 | 1 | 7.4608e-05 | 5.6999e-05 | 0 | 0.0001821 | 0.00011416 | 0.052645 | 0.097224 | 0.0001 | 0.45508 | 0.64791 | 0.0001 | 0
4975 | 1 | 8.5917e-05 | 4.6879e-05 | 0 | 0.0001586 | 0.00011416 | 0.21936 | 0.064194 | 0.0001 | 0.45402 | 0.64757 | 0.0001 | 0.010282
4976 | 1 | 0.0001002 | 3.0859e-05 | 0 | 0.00014685 | 0.00011416 | 0.37729 | 0.064525 | 0.0001 | 0.45296 | 0.64722 | 0.0001 | 0.16971
4977 | 1 | 0.0001129 | 9.6547e-06 | 0 | 0.00016448 | 0.00011416 | 0.51768 | 0.042311 | 0.0001 | 0.4519 | 0.64687 | 0.0001 | 0.3062
4978 | 1 | 0.0001191 | 0 | 0 | 0.00018797 | 0.00011416 | 0.62297 | 0.018308 | 0.0001 | 0.45084 | 0.64652 | 0.0001 | 0.36957
4979 | 1 | 0.0001229 | 0 | 0 | 0.00020677 | 0.00011416 | 0.69316 | 0.018308 | 0.0001 | 0.44977 | 0.64618 | 0.0001 | 0.46828
4980 | 1 | 0.0001262 | 0 | 0 | 0.00018797 | 0.00011416 | 0.71949 | 0.035744 | 0.0001 | 0.44872 | 0.64582 | 0.0001 | 0.6053
4981 | 1 | 0.0001208 | 0 | 0 | 0.00019032 | 0.00011416 | 0.70194 | 0.054384 | 0.0001 | 0.44766 | 0.64548 | 0.0001 | 0.67534
4982 | 1 | 0.0001211 | 0 | 0 | 0.00021382 | 0.00011416 | 0.64052 | 0.070099 | 0.0001 | 0.44659 | 0.64513 | 0.0001 | 0.66207
4983 | 1 | 0.00012 | 0 | 0 | 0.00022322 | 0.00011416 | 0.55278 | 0.081046 | 0.0001 | 0.44552 | 0.64478 | 0.0001 | 0.7183
4984 | 1 | 0.0001178 | 0 | 0 | 0.00022322 | 0.00011416 | 0.43871 | 0.091982 | 0.0001 | 0.44447 | 0.64443 | 0.0001 | 0.62293
4985 | 1 | 0.0001154 | 0 | 0 | 0.00016448 | 0.00011416 | 0.29832 | 0.094443 | 0.0001 | 0.44341 | 0.64412 | 0.0001 | 0.51909
4986 | 1 | 0.0001124 | 0 | 0 | 0.00011748 | 0.00011416 | 0.13161 | 0.093251 | 0.0001 | 0.44234 | 0.64376 | 0.0001 | 0.29015
4987 | 1 | 0.0001113 | 0 | 0 | 8.8113e-05 | 0.00011416 | 0.0087742 | 0.066986 | 0.0001 | 0.44129 | 0.64342 | 0.0001 | 0.17042
4988 | 1 | 0.0001059 | 0 | 0 | 5.8742e-05 | 0.00011416 | 0 | 0.082503 | 0.0001 | 0.44022 | 0.64307 | 0.0001 | 0.032184
4989 | 1 | 0.0001019 | 0 | 0 | 3.7595e-05 | 0.00011416 | 0 | 0.095834 | 0.0001 | 0.43916 | 0.64272 | 0.0001 | 0
4990 | 1 | 0.0001067 | 0 | 0 | 2.3497e-05 | 0.00011416 | 0 | 0.10963 | 0.0001 | 0.43811 | 0.64237 | 0.0001 | 0
4991 | 1 | 0.000106 | 0 | 0 | 9.3987e-06 | 0.00011416 | 0 | 0.13881 | 0.0001 | 0.43704 | 0.64203 | 0.0001 | 0
4992 | 1 | 9.7047e-05 | 0 | 0 | 5.8742e-06 | 0.00011416 | 0 | 0.13477 | 0.0001 | 0.43598 | 0.64167 | 0.0001 | 0
4993 | 1 | 9.0807e-05 | 1.669e-05 | 0 | 2.3497e-06 | 0.00011416 | 0 | 0.14809 | 0.0001 | 0.43492 | 0.64133 | 0.0001 | 0
4994 | 1 | 8.5837e-05 | 3.3859e-05 | 0 | 1.1748e-06 | 0.00011416 | 0 | 0.14889 | 0.0001 | 0.43386 | 0.64098 | 0.0001 | 0
4995 | 1 | 8.1337e-05 | 3.1779e-05 | 0 | 1.4098e-05 | 0.00011416 | 0 | 0.13596 | 0.0001 | 0.4328 | 0.64063 | 0.0001 | 0
4996 | 1 | 7.5988e-05 | 4.1549e-05 | 0 | 3.7595e-05 | 0.00011416 | 0 | 0.1154 | 0.0001 | 0.43174 | 0.64029 | 0.0001 | 0
4997 | 1 | 7.0548e-05 | 4.5399e-05 | 0 | 9.3987e-05 | 0.00011416 | 0 | 0.11388 | 0.0001 | 0.43068 | 0.63994 | 0.0001 | 0
4998 | 1 | 7.5978e-05 | 5.0039e-05 | 0 | 0.0001821 | 0.00011416 | 0.043871 | 0.079457 | 0.0001 | 0.42961 | 0.63959 | 0.0001 | 0
4999 | 1 | 8.6497e-05 | 4.3169e-05 | 0 | 0.0001586 | 0.00011416 | 0.21058 | 0.0085526 | 0.0001 | 0.42855 | 0.63924 | 0.0001 | 0.012809
5000 | 1 | 0.0001001 | 2.7819e-05 | 0 | 0.00014685 | 0.00011416 | 0.36852 | 0.014258 | 0.0001 | 0.4275 | 0.6389 | 0.0001 | 0.15285
5001 | 1 | 0.000112 | 0 | 0 | 0.00016448 | 0.00011416 | 0.50013 | 0.025669 | 0.0001 | 0.42643 | 0.63854 | 0.0001 | 0.27961
5002 | 1 | 0.0001168 | 0 | 0 | 0.00018797 | 0.00011416 | 0.59665 | 0.022811 | 0.0001 | 0.42536 | 0.6382 | 0.0001 | 0.47857
5003 | 1 | 0.0001206 | 0 | 0 | 0.00020677 | 0.00011416 | 0.64929 | 0.041119 | 0.0001 | 0.42431 | 0.63785 | 0.0001 | 0.58066
5004 | 1 | 0.0001233 | 0 | 0 | 0.00018797 | 0.00011416 | 0.66684 | 0.056105 | 0.0001 | 0.42324 | 0.6375 | 0.0001 | 0.73377
5005 | 1 | 0.0001182 | 0 | 0 | 0.00019032 | 0.00011416 | 0.63174 | 0.058964 | 0.0001 | 0.42219 | 0.63715 | 0.0001 | 0.77501
5006 | 1 | 0.0001185 | 0 | 0 | 0.00021382 | 0.00011416 | 0.544 | 0.064194 | 0.0001 | 0.42113 | 0.6368 | 0.0001 | 0.78272
5007 | 1 | 0.000117 | 0 | 0 | 0.00022322 | 0.00011416 | 0.45626 | 0.064194 | 0.0001 | 0.42006 | 0.63646 | 0.0001 | 0.7261
5008 | 1 | 0.0001141 | 0 | 0 | 0.00022322 | 0.00011416 | 0.35097 | 0.048016 | 0.0001 | 0.419 | 0.63611 | 0.0001 | 0.62758
5009 | 1 | 0.0001105 | 0 | 0 | 0.00016448 | 0.00011416 | 0.21936 | 0.054053 | 0.0001 | 0.41794 | 0.63578 | 0.0001 | 0.49915
5010 | 1 | 0.0001071 | 0 | 0 | 0.00011748 | 0.00011416 | 0.10529 | 0.0455 | 0.0001 | 0.41689 | 0.63544 | 0.0001 | 0.35866
5011 | 1 | 0.0001055 | 0 | 0 | 8.8113e-05 | 0.00011416 | 0.0087742 | 0.079854 | 0.0001 | 0.41582 | 0.63509 | 0.0001 | 0.19284
5012 | 1 | 0.0001008 | 0 | 0 | 5.8742e-05 | 0.00011416 | 0 | 0.10771 | 0.0001 | 0.41476 | 0.63474 | 0.0001 | 0.02438
5013 | 1 | 9.6557e-05 | 0 | 0 | 3.7595e-05 | 0.00011416 | 0 | 0.12554 | 0.0001 | 0.4137 | 0.63439 | 0.0001 | 0
5014 | 1 | 0.0001007 | 0 | 0 | 2.3497e-05 | 0.00011416 | 0 | 0.13483 | 0.0001 | 0.41263 | 0.63405 | 0.0001 | 0
5015 | 1 | 0.0001009 | 0 | 0 | 9.3987e-06 | 0.00011416 | 0 | 0.13158 | 0.0001 | 0.41158 | 0.63369 | 0.0001 | 0
5016 | 1 | 9.4407e-05 | 0 | 0 | 5.8742e-06 | 0.00011416 | 0 | 0.12071 | 0.0001 | 0.41052 | 0.63335 | 0.0001 | 0
5017 | 1 | 9.3397e-05 | 0 | 0 | 2.3497e-06 | 0.00011416 | 0 | 0.13609 | 0.0001 | 0.40945 | 0.63301 | 0.0001 | 0
5018 | 1 | 8.8807e-05 | 0 | 0 | 1.1748e-06 | 0.00011416 | 0 | 0.14663 | 0.0001 | 0.40905 | 0.63265 | 0.0001 | 0
5019 | 1 | 8.2957e-05 | 0 | 0 | 1.4098e-05 | 0.00011416 | 0 | 0.13894 | 0.0001 | 0.40971 | 0.63231 | 0.0001 | 0
5020 | 1 | 7.7747e-05 | 1.048e-05 | 0 | 3.7595e-05 | 0.00011416 | 0 | 0.15678 | 0.0001 | 0.41038 | 0.63196 | 0.0001 | 0
5021 | 1 | 7.1168e-05 | 1.528e-05 | 0 | 9.3987e-05 | 0.00011416 | 0 | 0.20247 | 0.0001 | 0.41104 | 0.63161 | 0.0001 | 0
5022 | 1 | 7.0868e-05 | 2.8119e-05 | 0 | 0.0001821 | 0.00011416 | 0.017548 | 0.20247 | 0.0001 | 0.41172 | 0.63126 | 0.0001 | 0
5023 | 1 | 7.1988e-05 | 2.6429e-05 | 0 | 0.0001586 | 0.00011416 | 0.096516 | 0.21421 | 0.0001 | 0.41238 | 0.63092 | 0.0001 | 0.027525
5024 | 1 | 7.5828e-05 | 1.868e-05 | 0 | 0.00014685 | 0.00011416 | 0.15794 | 0.28955 | 0.0001 | 0.41305 | 0.63056 | 0.0001 | 0.19495
5025 | 1 | 8.2947e-05 | 0 | 0 | 0.00016448 | 0.00011416 | 0.19303 | 0.3056 | 0.0001 | 0.41371 | 0.63022 | 0.0001 | 0.36777
5026 | 1 | 8.7887e-05 | 0 | 0 | 0.00018797 | 0.00011416 | 0.2369 | 0.33876 | 0.0001 | 0.41437 | 0.62987 | 0.0001 | 0.48221
5027 | 1 | 9.1197e-05 | 0 | 0 | 0.00020677 | 0.00011416 | 0.24568 | 0.33757 | 0.0001 | 0.41505 | 0.62952 | 0.0001 | 0.59303
5028 | 1 | 9.3457e-05 | 0 | 0 | 0.00018797 | 0.00011416 | 0.24568 | 0.32629 | 0.0001 | 0.41572 | 0.62917 | 0.0001 | 0.74291
5029 | 1 | 9.4387e-05 | 0 | 0 | 0.00019032 | 0.00011416 | 0.28077 | 0.36908 | 0.0001 | 0.41638 | 0.62883 | 0.0001 | 0.74707
5030 | 1 | 9.2577e-05 | 0 | 0 | 0.00021382 | 0.00011416 | 0.24568 | 0.39414 | 0.0001 | 0.41704 | 0.62848 | 0.0001 | 0.6108
5031 | 1 | 9.0847e-05 | 0 | 0 | 0.00022322 | 0.00011416 | 0.17548 | 0.35581 | 0.0001 | 0.41772 | 0.62813 | 0.0001 | 0.71577
5032 | 1 | 9.0137e-05 | 0 | 0 | 0.00022322 | 0.00011416 | 0.14916 | 0.32351 | 0.0001 | 0.41839 | 0.62779 | 0.0001 | 0.59818
5033 | 1 | 9.0697e-05 | 0 | 0 | 0.00016448 | 0.00011416 | 0.096516 | 0.32232 | 0.0001 | 0.41905 | 0.62746 | 0.0001 | 0.46426
5034 | 1 | 9.2907e-05 | 0 | 0 | 0.00011748 | 0.00011416 | 0.070194 | 0.28146 | 0.0001 | 0.41971 | 0.62711 | 0.0001 | 0.299
5035 | 1 | 9.4437e-05 | 0 | 0 | 8.8113e-05 | 0.00011416 | 0.0087742 | 0.24061 | 0.0001 | 0.42038 | 0.62676 | 0.0001 | 0.11206
5036 | 1 | 9.2697e-05 | 0 | 0 | 5.8742e-05 | 0.00011416 | 0 | 0.1853 | 0.0001 | 0.42105 | 0.62641 | 0.0001 | 0.0070358
5037 | 1 | 9.1007e-05 | 0 | 0 | 3.7595e-05 | 0.00011416 | 0 | 0.11414 | 0.0001 | 0.42172 | 0.62607 | 0.0001 | 0
5038 | 1 | 9.6527e-05 | 0 | 0 | 2.3497e-05 | 0.00011416 | 0 | 0.097489 | 0.0001 | 0.42238 | 0.62572 | 0.0001 | 0
5039 | 1 | 9.8417e-05 | 0 | 0 | 9.3987e-06 | 0.00011416 | 0 | 0.076863 | 0.0001 | 0.42305 | 0.62537 | 0.0001 | 0
5040 | 1 | 9.5297e-05 | 0 | 0 | 5.8742e-06 | 0.00011416 | 0 | 0.073288 | 0.0001 | 0.42372 | 0.62503 | 0.0001 | 0
5041 | 1 | 9.2407e-05 | 0 | 0 | 2.3497e-06 | 0.00011416 | 0 | 0.06234 | 0.0001 | 0.42439 | 0.62467 | 0.0001 | 0
5042 | 1 | 8.8397e-05 | 0 | 0 | 1.1748e-06 | 0.00011416 | 0 | 0.059493 | 0.0001 | 0.42506 | 0.62455 | 0.0001 | 0
5043 | 1 | 8.3247e-05 | 0 | 0 | 1.4098e-05 | 0.00011416 | 0 | 0.071224 | 0.0001 | 0.42573 | 0.62475 | 0.0001 | 0
5044 | 1 | 7.9777e-05 | 0 | 0 | 3.7595e-05 | 0.00011416 | 0 | 0.073619 | 0.0001 | 0.42639 | 0.62497 | 0.0001 | 0
5045 | 1 | 7.4938e-05 | 0 | 0 | 9.3987e-05 | 0.00011416 | 0 | 0.072427 | 0.0001 | 0.42706 | 0.6252 | 0.0001 | 0
5046 | 1 | 8.1987e-05 | 0 | 0 | 0.0001821 | 0.00011416 | 0.017548 | 0.032103 | 0.0001 | 0.42773 | 0.62542 | 0.0001 | 0
5047 | 1 | 9.1177e-05 | 0 | 0 | 0.0001586 | 0.00011416 | 0.087742 | 0.054053 | 0.0001 | 0.4284 | 0.62565 | 0.0001 | 0.0081739
5048 | 1 | 0.0001042 | 0 | 0 | 0.00014685 | 0.00011416 | 0.14916 | 0.098946 | 0.0001 | 0.42906 | 0.62587 | 0.0001 | 0.10648
5049 | 1 | 0.0001149 | 0 | 0 | 0.00016448 | 0.00011416 | 0.2369 | 0.09643 | 0.0001 | 0.42973 | 0.6261 | 0.0001 | 0.2763
5050 | 1 | 0.0001209 | 0 | 0 | 0.00018797 | 0.00011416 | 0.28077 | 0.10738 | 0.0001 | 0.43039 | 0.62632 | 0.0001 | 0.40034
5051 | 1 | 0.0001257 | 0 | 0 | 0.00020677 | 0.00011416 | 0.28955 | 0.1345 | 0.0001 | 0.43107 | 0.62654 | 0.0001 | 0.47157
5052 | 1 | 0.0001289 | 0 | 0 | 0.00018797 | 0.00011416 | 0.28955 | 0.14059 | 0.0001 | 0.43173 | 0.62676 | 0.0001 | 0.69916
5053 | 1 | 0.0001241 | 0 | 0 | 0.00019032 | 0.00011416 | 0.28955 | 0.13211 | 0.0001 | 0.4324 | 0.62698 | 0.0001 | 0.62431
5054 | 1 | 0.0001247 | 0 | 0 | 0.00021382 | 0.00011416 | 0.28955 | 0.13616 | 0.0001 | 0.43306 | 0.62721 | 0.0001 | 0.57532
5055 | 1 | 0.0001239 | 0 | 0 | 0.00022322 | 0.00011416 | 0.272 | 0.13695 | 0.0001 | 0.43374 | 0.62743 | 0.0001 | 0.65617
5056 | 1 | 0.0001221 | 0 | 0 | 0.00022322 | 0.00011416 | 0.2369 | 0.13576 | 0.0001 | 0.4344 | 0.62766 | 0.0001 | 0.53837
5057 | 1 | 0.0001197 | 0 | 0 | 0.00016448 | 0.00011416 | 0.16671 | 0.13695 | 0.0001 | 0.43507 | 0.62788 | 0.0001 | 0.46225
5058 | 1 | 0.000117 | 0 | 0 | 0.00011748 | 0.00011416 | 0.087742 | 0.13563 | 0.0001 | 0.43573 | 0.62811 | 0.0001 | 0.18991
5059 | 1 | 0.0001157 | 0 | 0 | 8.8113e-05 | 0.00011416 | 0.0087742 | 0.17005 | 0.0001 | 0.43639 | 0.62833 | 0.0001 | 0.12268
5060 | 1 | 0.0001114 | 0 | 0 | 5.8742e-05 | 0.00011416 | 0 | 0.15837 | 0.0001 | 0.43707 | 0.62855 | 0.0001 | 0
5061 | 1 | 0.0001077 | 0 | 0 | 3.7595e-05 | 0.00011416 | 0 | 0.12442 | 0.0001 | 0.43774 | 0.62878 | 0.0001 | 0
5062 | 1 | 0.0001106 | 0 | 0 | 2.3497e-05 | 0.00011416 | 0 | 0.11725 | 0.0001 | 0.4384 | 0.629 | 0.0001 | 0
5063 | 1 | 0.0001082 | 0 | 0 | 9.3987e-06 | 0.00011416 | 0 | 0.11327 | 0.0001 | 0.43907 | 0.62923 | 0.0001 | 0
5064 | 1 | 9.8967e-05 | 0 | 0 | 5.8742e-06 | 0.00011416 | 0 | 0.12481 | 0.0001 | 0.43974 | 0.62945 | 0.0001 | 0
5065 | 1 | 9.4947e-05 | 0 | 0 | 2.3497e-06 | 0.00011416 | 0 | 0.12594 | 0.0001 | 0.44041 | 0.62968 | 0.0001 | 0
5066 | 1 | 9.0267e-05 | 0 | 0 | 1.1748e-06 | 0.00011416 | 0 | 0.12926 | 0.0001 | 0.44107 | 0.6299 | 0.0001 | 0
5067 | 1 | 8.5387e-05 | 0 | 0 | 1.4098e-05 | 0.00011416 | 0 | 0.14863 | 0.0001 | 0.44174 | 0.63011 | 0.0001 | 0
5068 | 1 | 8.1777e-05 | 0 | 0 | 3.7595e-05 | 0.00011416 | 0 | 0.17164 | 0.0001 | 0.44241 | 0.63034 | 0.0001 | 0
5069 | 1 | 7.7148e-05 | 0 | 0 | 9.3987e-05 | 0.00011416 | 0 | 0.16679 | 0.0001 | 0.44307 | 0.63056 | 0.0001 | 0
5070 | 1 | 8.4187e-05 | 0 | 0 | 0.0001821 | 0.00011416 | 0.026323 | 0.09729 | 0.0001 | 0.44375 | 0.63079 | 0.0001 | 0
5071 | 1 | 9.4177e-05 | 0 | 0 | 0.0001586 | 0.00011416 | 0.15794 | 0.087546 | 0.0001 | 0.44441 | 0.63101 | 0.0001 | 0
5072 | 1 | 0.0001069 | 0 | 0 | 0.00014685 | 0.00011416 | 0.29832 | 0.082304 | 0.0001 | 0.44508 | 0.63124 | 0.0001 | 0.089372
5073 | 1 | 0.0001173 | 0 | 0 | 0.00016448 | 0.00011416 | 0.41239 | 0.087678 | 0.0001 | 0.44574 | 0.63146 | 0.0001 | 0.18484
5074 | 1 | 0.0001227 | 0 | 0 | 0.00018797 | 0.00011416 | 0.48258 | 0.11082 | 0.0001 | 0.44641 | 0.63168 | 0.0001 | 0.30615
5075 | 1 | 0.0001268 | 0 | 0 | 0.00020677 | 0.00011416 | 0.56155 | 0.13867 | 0.0001 | 0.44708 | 0.63191 | 0.0001 | 0.53992
5076 | 1 | 0.0001297 | 0 | 0 | 0.00018797 | 0.00011416 | 0.5791 | 0.1345 | 0.0001 | 0.44775 | 0.63213 | 0.0001 | 0.63345
5077 | 1 | 0.0001237 | 0 | 0 | 0.00019032 | 0.00011416 | 0.5791 | 0.14577 | 0.0001 | 0.44841 | 0.63236 | 0.0001 | 0.69648
5078 | 1 | 0.0001232 | 0 | 0 | 0.00021382 | 0.00011416 | 0.544 | 0.13649 | 0.0001 | 0.44908 | 0.63258 | 0.0001 | 0.51752
5079 | 1 | 0.000121 | 0 | 0 | 0.00022322 | 0.00011416 | 0.44748 | 0.12395 | 0.0001 | 0.44975 | 0.63281 | 0.0001 | 0.6061
5080 | 1 | 0.0001179 | 0 | 0 | 0.00022322 | 0.00011416 | 0.35974 | 0.11181 | 0.0001 | 0.45042 | 0.63301 | 0.0001 | 0.45411
5081 | 1 | 0.0001146 | 0 | 0 | 0.00016448 | 0.00011416 | 0.2369 | 0.089996 | 0.0001 | 0.45108 | 0.63323 | 0.0001 | 0.37804
5082 | 1 | 0.0001131 | 0 | 0 | 0.00011748 | 0.00011416 | 0.12284 | 0.073354 | 0.0001 | 0.45175 | 0.63345 | 0.0001 | 0.26001
5083 | 1 | 0.0001121 | 0 | 0 | 8.8113e-05 | 0.00011416 | 0.0087742 | 0.074215 | 0.0001 | 0.45241 | 0.63367 | 0.0001 | 0.12682
5084 | 1 | 0.0001074 | 0 | 0 | 5.8742e-05 | 0.00011416 | 0 | 0.026 | 0.0001 | 0.45309 | 0.63389 | 0.0001 | 0.013334
5085 | 1 | 0.0001037 | 0 | 0 | 3.7595e-05 | 0.00011416 | 0 | 0.060751 | 0.0001 | 0.45375 | 0.63412 | 0.0001 | 0
5086 | 1 | 0.000107 | 0 | 0 | 2.3497e-05 | 0.00011416 | 0 | 0.07885 | 0.0001 | 0.45442 | 0.63434 | 0.0001 | 0
5087 | 1 | 0.0001053 | 0 | 0 | 9.3987e-06 | 0.00011416 | 0 | 0.088936 | 0.0001 | 0.45508 | 0.63457 | 0.0001 | 0
5088 | 1 | 9.7797e-05 | 0 | 0 | 5.8742e-06 | 0.00011416 | 0 | 0.092247 | 0.0001 | 0.45575 | 0.63479 | 0.0001 | 0
5089 | 1 | 8.8377e-05 | 0 | 0 | 2.3497e-06 | 0.00011416 | 0 | 0.091916 | 0.0001 | 0.55943 | 0.75043 | 0.0001 | 0
5090 | 1 | 8.2687e-05 | 0 | 0 | 1.1748e-06 | 0.00011416 | 0 | 0.10811 | 0.0001 | 0.55966 | 0.75023 | 0.0001 | 0
5091 | 1 | 7.8917e-05 | 0 | 0 | 1.4098e-05 | 0.00011416 | 0 | 0.11818 | 0.0001 | 0.55988 | 0.75001 | 0.0001 | 0
5092 | 1 | 7.5208e-05 | 0 | 0 | 3.7595e-05 | 0.00011416 | 0 | 0.14969 | 0.0001 | 0.56011 | 0.74981 | 0.0001 | 0
5093 | 1 | 7.0918e-05 | 0 | 0 | 9.3987e-05 | 0.00011416 | 0 | 0.20453 | 0.0001 | 0.56034 | 0.74961 | 0.0001 | 0
5094 | 1 | 7.1108e-05 | 0 | 0 | 0.0001821 | 0.00011416 | 0.026323 | 0.17256 | 0.0001 | 0.56057 | 0.74939 | 0.0001 | 0
5095 | 1 | 7.0338e-05 | 0 | 0 | 0.0001586 | 0.00011416 | 0.19303 | 0.20414 | 0.0001 | 0.56079 | 0.74919 | 0.0001 | 0.018652
5096 | 1 | 7.3018e-05 | 0 | 0 | 0.00014685 | 0.00011416 | 0.35097 | 0.21269 | 0.0001 | 0.56101 | 0.74897 | 0.0001 | 0.12402
5097 | 1 | 7.8307e-05 | 0 | 0 | 0.00016448 | 0.00011416 | 0.50013 | 0.19147 | 0.0001 | 0.56124 | 0.74877 | 0.0001 | 0.26508
5098 | 1 | 8.3837e-05 | 0 | 0 | 0.00018797 | 0.00011416 | 0.61419 | 0.15128 | 0.0001 | 0.56147 | 0.74857 | 0.0001 | 0.34448
5099 | 1 | 8.8157e-05 | 0 | 0 | 0.00020677 | 0.00011416 | 0.65807 | 0.12581 | 0.0001 | 0.5617 | 0.74835 | 0.0001 | 0.43424
5100 | 1 | 9.2027e-05 | 0 | 0.0001635 | 0.00018797 | 0.00011416 | 0.66684 | 0.1268 | 0.0001 | 0.56192 | 0.74815 | 0.0001 | 0.50162
5101 | 1 | 9.2117e-05 | 0 | 0.00056255 | 0.00019032 | 0.00011416 | 0.64052 | 0.13689 | 0.0001 | 0.56215 | 0.74793 | 0.0001 | 0.72224
5102 | 1 | 8.9047e-05 | 0 | 0.000666 | 0.00021382 | 0.00011416 | 0.59665 | 0.14903 | 0.0001 | 0.56238 | 0.74773 | 0.0001 | 0.72724
5103 | 1 | 8.6457e-05 | 0 | 0.00040274 | 0.00022322 | 0.00011416 | 0.49136 | 0.15426 | 0.0001 | 0.5626 | 0.74753 | 0.0001 | 0.69625
5104 | 1 | 8.5187e-05 | 0 | 0 | 0.00022322 | 0.00011416 | 0.42116 | 0.14053 | 0.0001 | 0.56282 | 0.74731 | 0.0001 | 0.61805
5105 | 1 | 8.5657e-05 | 0 | 0 | 0.00016448 | 0.00011416 | 0.29832 | 0.12966 | 0.0001 | 0.56305 | 0.74711 | 0.0001 | 0.48673
5106 | 1 | 8.8807e-05 | 0 | 0 | 0.00011748 | 0.00011416 | 0.14916 | 0.094509 | 0.0001 | 0.56329 | 0.74689 | 0.0001 | 0.34008
5107 | 1 | 9.2477e-05 | 0 | 0 | 8.8113e-05 | 0.00011416 | 0.0087742 | 0.068178 | 0.0001 | 0.56351 | 0.74669 | 0.0001 | 0.17333
5108 | 1 | 9.2657e-05 | 0 | 0 | 5.8742e-05 | 0.00011416 | 0 | 0.028053 | 0.0001 | 0.56373 | 0.74649 | 0.0001 | 0.030297
5109 | 1 | 9.1967e-05 | 0 | 0 | 3.7595e-05 | 0.00011416 | 0 | 0.0309 | 0.0001 | 0.56397 | 0.74627 | 0.0001 | 0
5110 | 1 | 9.8167e-05 | 0 | 0 | 2.3497e-05 | 0.00011416 | 0 | 0.045831 | 0.0001 | 0.56419 | 0.74607 | 0.0001 | 0
5111 | 1 | 9.8247e-05 | 0 | 0 | 9.3987e-06 | 0.00011416 | 0 | 0.064459 | 0.0001 | 0.56441 | 0.74585 | 0.0001 | 0
5112 | 1 | 9.1577e-05 | 0 | 0 | 5.8742e-06 | 0.00011416 | 0 | 0.089599 | 0.0001 | 0.56464 | 0.74565 | 0.0001 | 0
5113 | 1 | 8.7337e-05 | 0 | 0 | 2.3497e-06 | 0.00011416 | 0 | 0.10857 | 0.0001 | 0.56488 | 0.74545 | 0.0001 | 0
5114 | 1 | 8.2497e-05 | 0 | 0 | 1.1748e-06 | 0.00011416 | 0 | 0.13284 | 0.0001 | 0.53281 | 0.74523 | 0.0001 | 0
5115 | 1 | 7.9237e-05 | 0 | 0 | 1.4098e-05 | 0.00011416 | 0 | 0.16395 | 0.0001 | 0.53304 | 0.74503 | 0.0001 | 0
5116 | 1 | 7.6678e-05 | 0 | 0 | 3.7595e-05 | 0.00011416 | 0 | 0.1983 | 0.0001 | 0.53326 | 0.74481 | 0.0001 | 0
5117 | 1 | 7.4788e-05 | 0 | 0 | 9.3987e-05 | 0.00011416 | 0 | 0.26534 | 0.0001 | 0.53348 | 0.74461 | 0.0001 | 0
5118 | 1 | 8.2717e-05 | 0 | 0 | 0.0001821 | 0.00011416 | 0.026323 | 0.19551 | 0.0001 | 0.53371 | 0.74441 | 0.0001 | 0
5119 | 1 | 9.5937e-05 | 0 | 0 | 0.0001586 | 0.00011416 | 0.20181 | 0.1528 | 0.0001 | 0.53395 | 0.74419 | 0.0001 | 0.020004
5120 | 1 | 0.0001107 | 0 | 0 | 0.00014685 | 0.00011416 | 0.35097 | 0.18517 | 0.0001 | 0.53417 | 0.74399 | 0.0001 | 0.17394
5121 | 1 | 0.0001217 | 0 | 0 | 0.00016448 | 0.00011416 | 0.49136 | 0.16216 | 0.0001 | 0.53439 | 0.7438 | 0.0001 | 0.34857
5122 | 1 | 0.0001262 | 0 | 0 | 0.00018797 | 0.00011416 | 0.58787 | 0.17011 | 0.0001 | 0.53462 | 0.74357 | 0.0001 | 0.5022
5123 | 1 | 0.0001309 | 0 | 0.00059857 | 0.00020677 | 0.00011416 | 0.64929 | 0.14418 | 0.0001 | 0.53485 | 0.74338 | 0.0001 | 0.62379
5124 | 1 | 0.000135 | 0 | 0.0015528 | 0.00018797 | 0.00011416 | 0.67561 | 0.13323 | 0.0001 | 0.53507 | 0.74315 | 0.0001 | 0.71046
5125 | 1 | 0.0001292 | 0 | 0.0022677 | 0.00019032 | 0.00011416 | 0.65807 | 0.1203 | 0.0001 | 0.53529 | 0.74295 | 0.0001 | 0.75536
5126 | 1 | 0.0001309 | 0 | 0.0027425 | 0.00021382 | 0.00011416 | 0.5791 | 0.10617 | 0.0001 | 0.53553 | 0.74276 | 0.0001 | 0.75864
5127 | 1 | 0.0001299 | 0 | 0.0029467 | 0.00022322 | 0.00011416 | 0.47381 | 0.067847 | 0.0001 | 0.53576 | 0.74253 | 0.0001 | 0.72082
5128 | 1 | 0.0001283 | 0 | 0.0029374 | 0.00022322 | 0.00011416 | 0.36852 | 0.053258 | 0.0001 | 0.53598 | 0.74234 | 0.0001 | 0.61343
5129 | 1 | 0.0001255 | 0 | 0.0027933 | 0.00016448 | 0.00011416 | 0.24568 | 0.036936 | 0.0001 | 0.53621 | 0.74211 | 0.0001 | 0.47897
5130 | 1 | 0.0001208 | 0 | 0.0020082 | 0.00011748 | 0.00011416 | 0.13161 | 0.04145 | 0.0001 | 0.53644 | 0.74191 | 0.0001 | 0.2995
5131 | 1 | 0.0001188 | 0 | 0 | 8.8113e-05 | 0.00011416 | 0.0087742 | 0.068112 | 0.0001 | 0.53666 | 0.74172 | 0.0001 | 0.11876
5132 | 1 | 0.0001139 | 0 | 0 | 5.8742e-05 | 0.00011416 | 0 | 0.10771 | 0.0001 | 0.53688 | 0.74149 | 0.0001 | 0.0056912
5133 | 1 | 0.0001109 | 0 | 0 | 3.7595e-05 | 0.00011416 | 0 | 0.13801 | 0.0001 | 0.53712 | 0.7413 | 0.0001 | 0
5134 | 1 | 0.0001146 | 0 | 0 | 2.3497e-05 | 0.00011416 | 0 | 0.1664 | 0.0001 | 0.53734 | 0.74107 | 0.0001 | 0
5135 | 1 | 0.0001118 | 0 | 0 | 9.3987e-06 | 0.00011416 | 0 | 0.17243 | 0.0001 | 0.53757 | 0.74087 | 0.0001 | 0
5136 | 1 | 0.000103 | 0 | 0 | 5.8742e-06 | 0.00011416 | 0 | 0.17442 | 0.0001 | 0.53779 | 0.74068 | 0.0001 | 0
5137 | 1 | 9.7257e-05 | 0 | 0 | 2.3497e-06 | 0.00011416 | 0 | 0.17482 | 0.0001 | 0.53802 | 0.74045 | 0.0001 | 0
5138 | 1 | 9.3017e-05 | 0 | 0 | 1.1748e-06 | 0.00011416 | 0 | 0.18125 | 0.0001 | 0.53825 | 0.74026 | 0.0001 | 0
5139 | 1 | 8.9047e-05 | 0 | 0 | 1.4098e-05 | 0.00011416 | 0 | 0.19332 | 0.0001 | 0.53847 | 0.74003 | 0.0001 | 0
5140 | 1 | 8.5067e-05 | 0 | 0 | 3.7595e-05 | 0.00011416 | 0 | 0.16056 | 0.0001 | 0.5387 | 0.73983 | 0.0001 | 0
5141 | 1 | 8.0847e-05 | 0 | 0 | 9.3987e-05 | 0.00011416 | 0 | 0.14969 | 0.0001 | 0.53893 | 0.73964 | 0.0001 | 0
5142 | 1 | 8.7387e-05 | 0 | 0 | 0.0001821 | 0.00011416 | 0.017548 | 0.095569 | 0.0001 | 0.53916 | 0.73941 | 0.0001 | 0
5143 | 1 | 9.9597e-05 | 0 | 0 | 0.0001586 | 0.00011416 | 0.18426 | 0.036605 | 0.0001 | 0.53938 | 0.73922 | 0.0001 | 0.0094409
5144 | 1 | 0.0001138 | 0 | 0 | 0.00014685 | 0.00011416 | 0.3071 | 0.086486 | 0.0001 | 0.5396 | 0.73899 | 0.0001 | 0.15491
5145 | 1 | 0.0001242 | 0 | 0.0023666 | 0.00016448 | 0.00011416 | 0.43871 | 0.077923 | 0.0001 | 0.53983 | 0.73879 | 0.0001 | 0.33681
5146 | 1 | 0.0001289 | 0 | 0.0038159 | 0.00018797 | 0.00011416 | 0.53523 | 0.083628 | 0.0001 | 0.54006 | 0.7386 | 0.0001 | 0.49101
5147 | 1 | 0.0001335 | 0 | 0.0047516 | 0.00020677 | 0.00011416 | 0.5791 | 0.092512 | 0.0001 | 0.54029 | 0.73837 | 0.0001 | 0.61436
5148 | 1 | 0.0001365 | 0 | 0.0053807 | 0.00018797 | 0.00011416 | 0.58787 | 0.098946 | 0.0001 | 0.54051 | 0.73818 | 0.0001 | 0.70627
5149 | 1 | 0.0001301 | 0 | 0.0057335 | 0.00019032 | 0.00011416 | 0.53523 | 0.074281 | 0.0001 | 0.54074 | 0.73795 | 0.0001 | 0.70607
5150 | 1 | 0.0001308 | 0 | 0.005812 | 0.00021382 | 0.00011416 | 0.48258 | 0.056436 | 0.0001 | 0.54097 | 0.73776 | 0.0001 | 0.7144
5151 | 1 | 0.0001296 | 0 | 0.005643 | 0.00022322 | 0.00011416 | 0.41239 | 0.039331 | 0.0001 | 0.54119 | 0.73756 | 0.0001 | 0.49708
5152 | 1 | 0.0001283 | 0 | 0.0053576 | 0.00022322 | 0.00011416 | 0.29832 | 0.045368 | 0.0001 | 0.54141 | 0.73733 | 0.0001 | 0.33175
5153 | 1 | 0.0001261 | 0 | 0.0050814 | 0.00016448 | 0.00011416 | 0.20181 | 0.068509 | 0.0001 | 0.54165 | 0.73714 | 0.0001 | 0.16598
5154 | 1 | 0.0001234 | 0 | 0.0041854 | 0.00011748 | 0.00011416 | 0.087742 | 0.09398 | 0.0001 | 0.54188 | 0.73691 | 0.0001 | 0.11758
5155 | 1 | 0.0001229 | 0 | 0.0027702 | 8.8113e-05 | 0.00011416 | 0.0087742 | 0.10485 | 0.0001 | 0.5421 | 0.73672 | 0.0001 | 0.027051
5156 | 1 | 0.0001172 | 0 | 0.00090524 | 5.8742e-05 | 0.00011416 | 0 | 0.12056 | 0.0001 | 0.54233 | 0.73652 | 0.0001 | 0
5157 | 1 | 0.000111 | 0 | 0 | 3.7595e-05 | 0.00011416 | 0 | 0.13682 | 0.0001 | 0.54255 | 0.73629 | 0.0001 | 0
5158 | 1 | 0.0001121 | 0 | 0 | 2.3497e-05 | 0.00011416 | 0 | 0.14253 | 0.0001 | 0.54278 | 0.7361 | 0.0001 | 0
5159 | 1 | 0.0001084 | 0 | 0 | 9.3987e-06 | 0.00011416 | 0 | 0.15393 | 0.0001 | 0.543 | 0.7359 | 0.0001 | 0
5160 | 1 | 0.0001008 | 0 | 0 | 5.8742e-06 | 0.00011416 | 0 | 0.16195 | 0.0001 | 0.54322 | 0.73568 | 0.0001 | 0
5161 | 1 | 9.5387e-05 | 0 | 0 | 2.3497e-06 | 0.00011416 | 0 | 0.17117 | 0.0001 | 0.54346 | 0.73548 | 0.0001 | 0
5162 | 1 | 9.1537e-05 | 0 | 0 | 1.1748e-06 | 0.00011416 | 0 | 0.16845 | 0.0001 | 0.54356 | 0.73525 | 0.0001 | 0
5163 | 1 | 8.7307e-05 | 0 | 0 | 1.4098e-05 | 0.00011416 | 0 | 0.14013 | 0.0001 | 0.54347 | 0.73506 | 0.0001 | 0
5164 | 1 | 8.3647e-05 | 0 | 0 | 3.7595e-05 | 0.00011416 | 0 | 0.11944 | 0.0001 | 0.54338 | 0.73486 | 0.0001 | 0
5165 | 1 | 7.9727e-05 | 0 | 0 | 9.3987e-05 | 0.00011416 | 0 | 0.10167 | 0.0001 | 0.54329 | 0.73464 | 0.0001 | 0
5166 | 1 | 8.6207e-05 | 0 | 0 | 0.0001821 | 0.00011416 | 0.0087742 | 0.028053 | 0.0001 | 0.5432 | 0.73444 | 0.0001 | 0
5167 | 1 | 9.9557e-05 | 0 | 0 | 0.0001586 | 0.00011416 | 0.11406 | 0.032566 | 0.0001 | 0.54312 | 0.73421 | 0.0001 | 0
5168 | 1 | 0.0001142 | 0 | 0 | 0.00014685 | 0.00011416 | 0.21936 | 0.034222 | 0.0001 | 0.54303 | 0.73402 | 0.0001 | 0.01921
5169 | 1 | 0.0001243 | 0 | 0 | 0.00016448 | 0.00011416 | 0.3071 | 0.039 | 0.0001 | 0.54294 | 0.73382 | 0.0001 | 0.18135
5170 | 1 | 0.0001291 | 0 | 0 | 0.00018797 | 0.00011416 | 0.39484 | 0.058489 | 0.0001 | 0.54284 | 0.7336 | 0.0001 | 0.19519
5171 | 1 | 0.0001329 | 0 | 0 | 0.00020677 | 0.00011416 | 0.41239 | 0.066589 | 0.0001 | 0.54274 | 0.7334 | 0.0001 | 0.32509
5172 | 1 | 0.000138 | 0 | 0 | 0.00018797 | 0.00011416 | 0.48258 | 0.084754 | 0.0001 | 0.54265 | 0.73317 | 0.0001 | 0.25477
5173 | 1 | 0.0001311 | 0 | 0 | 0.00019032 | 0.00011416 | 0.47381 | 0.085151 | 0.0001 | 0.54256 | 0.73298 | 0.0001 | 0.16112
5174 | 1 | 0.0001319 | 0 | 0 | 0.00021382 | 0.00011416 | 0.43871 | 0.085548 | 0.0001 | 0.54247 | 0.73278 | 0.0001 | 0.29959
5175 | 1 | 0.0001303 | 0 | 0 | 0.00022322 | 0.00011416 | 0.34219 | 0.092843 | 0.0001 | 0.54238 | 0.73256 | 0.0001 | 0.15705
5176 | 1 | 0.0001282 | 0 | 0 | 0.00022322 | 0.00011416 | 0.25445 | 0.09238 | 0.0001 | 0.54229 | 0.73236 | 0.0001 | 0.15694
5177 | 1 | 0.0001251 | 0 | 0 | 0.00016448 | 0.00011416 | 0.18426 | 0.097224 | 0.0001 | 0.54219 | 0.73214 | 0.0001 | 0.057121
5178 | 1 | 0.0001224 | 0 | 0 | 0.00011748 | 0.00011416 | 0.087742 | 0.1089 | 0.0001 | 0.54212 | 0.73194 | 0.0001 | 0.022409
5179 | 1 | 0.0001206 | 0 | 0 | 8.8113e-05 | 0.00011416 | 0.0087742 | 0.13841 | 0.0001 | 0.54202 | 0.73174 | 0.0001 | 0
5180 | 1 | 0.0001147 | 0 | 0 | 5.8742e-05 | 0.00011416 | 0 | 0.12382 | 0.0001 | 0.54193 | 0.73152 | 0.0001 | 0
5181 | 1 | 0.0001113 | 0 | 0 | 3.7595e-05 | 0.00011416 | 0 | 0.11373 | 0.0001 | 0.54184 | 0.73132 | 0.0001 | 0
5182 | 1 | 0.000112 | 0 | 0 | 2.3497e-05 | 0.00011416 | 0 | 0.088738 | 0.0001 | 0.54174 | 0.7311 | 0.0001 | 0
5183 | 1 | 0.0001085 | 0 | 0 | 9.3987e-06 | 0.00011416 | 0 | 0.08184 | 0.0001 | 0.54165 | 0.7309 | 0.0001 | 0
5184 | 1 | 0.0001003 | 0 | 0 | 5.8742e-06 | 0.00011416 | 0 | 0.081443 | 0.0001 | 0.54156 | 0.7307 | 0.0001 | 0
5185 | 1 | 9.5427e-05 | 0 | 0 | 2.3497e-06 | 0.00011416 | 0 | 0.060818 | 0.0001 | 0.54147 | 0.73048 | 0.0001 | 0
5186 | 1 | 9.1447e-05 | 0 | 0 | 1.1748e-06 | 0.00011416 | 0 | 0.049407 | 0.0001 | 0.54137 | 0.73012 | 0.0001 | 0
5187 | 1 | 8.7537e-05 | 0 | 0 | 1.4098e-05 | 0.00011416 | 0 | 0.038868 | 0.0001 | 0.54128 | 0.72953 | 0.0001 | 0
5188 | 1 | 8.3577e-05 | 0 | 0 | 3.7595e-05 | 0.00011416 | 0 | 0.04742 | 0.0001 | 0.54119 | 0.72894 | 0.0001 | 0
5189 | 1 | 7.9927e-05 | 0 | 0 | 9.3987e-05 | 0.00011416 | 0 | 0.047884 | 0.0001 | 0.54111 | 0.72835 | 0.0001 | 0
5190 | 1 | 8.6747e-05 | 0 | 0 | 0.0001821 | 0.00011416 | 0.017548 | 0.045169 | 0.0001 | 0.54102 | 0.72775 | 0.0001 | 0
5191 | 1 | 9.9687e-05 | 0 | 0 | 0.0001586 | 0.00011416 | 0.14916 | 0.14418 | 0.0001 | 0.54093 | 0.72716 | 0.0001 | 0
5192 | 1 | 0.0001134 | 0 | 0 | 0.00014685 | 0.00011416 | 0.24568 | 0.18742 | 0.0001 | 0.54083 | 0.72657 | 0.0001 | 0.010401
5193 | 1 | 0.0001248 | 0 | 0 | 0.00016448 | 0.00011416 | 0.37729 | 0.18098 | 0.0001 | 0.54074 | 0.72596 | 0.0001 | 0.087221
5194 | 1 | 0.0001294 | 0 | 0.00044431 | 0.00018797 | 0.00011416 | 0.46503 | 0.1983 | 0.0001 | 0.54065 | 0.72537 | 0.0001 | 0.1692
5195 | 1 | 0.0001344 | 0 | 0.0015906 | 0.00020677 | 0.00011416 | 0.5089 | 0.19744 | 0.0001 | 0.54055 | 0.72478 | 0.0001 | 0.12887
5196 | 1 | 0.0001402 | 0 | 0.0023555 | 0.00018797 | 0.00011416 | 0.47381 | 0.21077 | 0.0001 | 0.54046 | 0.72421 | 0.0001 | 0.040293
5197 | 1 | 0.0001338 | 0 | 0.0029531 | 0.00019032 | 0.00011416 | 0.44748 | 0.18417 | 0.0001 | 0.54037 | 0.72362 | 0.0001 | 0.027556
5198 | 1 | 0.0001337 | 0 | 0.0033873 | 0.00021382 | 0.00011416 | 0.46503 | 0.16474 | 0.0001 | 0.54028 | 0.72302 | 0.0001 | 0.2036
5199 | 1 | 0.00013 | 0 | 0.0034713 | 0.00022322 | 0.00011416 | 0.39484 | 0.15022 | 0.0001 | 0.54019 | 0.72242 | 0.0001 | 0.20581
5200 | 1 | 0.0001274 | 0 | 0.00316 | 0.00022322 | 0.00011416 | 0.34219 | 0.11334 | 0.0001 | 0.54011 | 0.72183 | 0.0001 | 0.25571
5201 | 1 | 0.0001244 | 0 | 0.0029845 | 0.00016448 | 0.00011416 | 0.20181 | 0.10611 | 0.0001 | 0.54002 | 0.72124 | 0.0001 | 0.23937
5202 | 1 | 0.0001207 | 0 | 0.001889 | 0.00011748 | 0.00011416 | 0.10529 | 0.1158 | 0.0001 | 0.53992 | 0.72065 | 0.0001 | 0.14227
5203 | 1 | 0.0001189 | 0 | 0.00044893 | 8.8113e-05 | 0.00011416 | 0.0087742 | 0.13775 | 0.0001 | 0.53983 | 0.72005 | 0.0001 | 0.090385
5204 | 1 | 0.0001147 | 0 | 0 | 5.8742e-05 | 0.00011416 | 0 | 0.18305 | 0.0001 | 0.53973 | 0.71945 | 0.0001 | 0
5205 | 1 | 0.0001108 | 0 | 0 | 3.7595e-05 | 0.00011416 | 0 | 0.20891 | 0.0001 | 0.53964 | 0.71886 | 0.0001 | 0
5206 | 1 | 0.0001124 | 0 | 0 | 2.3497e-05 | 0.00011416 | 0 | 0.24399 | 0.0001 | 0.53955 | 0.71826 | 0.0001 | 0
5207 | 1 | 0.000109 | 0 | 0 | 9.3987e-06 | 0.00011416 | 0 | 0.28146 | 0.0001 | 0.53946 | 0.71767 | 0.0001 | 0
5208 | 1 | 0.0001012 | 0 | 0 | 5.8742e-06 | 0.00011416 | 0 | 0.33525 | 0.0001 | 0.53937 | 0.71708 | 0.0001 | 0
5209 | 1 | 9.5877e-05 | 0 | 0 | 2.3497e-06 | 0.00011416 | 0 | 0.33286 | 0.0001 | 0.53928 | 0.71649 | 0.0001 | 0
5210 | 1 | 9.1787e-05 | 0 | 0 | 1.1748e-06 | 0.00011416 | 0 | 0.29771 | 0.0001 | 0.53919 | 0.71589 | 0.0001 | 0
5211 | 1 | 8.7417e-05 | 0 | 0 | 1.4098e-05 | 0.00011416 | 0 | 0.30004 | 0.0001 | 0.53911 | 0.71529 | 0.0001 | 0
5212 | 1 | 8.3687e-05 | 0 | 0 | 3.7595e-05 | 0.00011416 | 0 | 0.3312 | 0.0001 | 0.53902 | 0.7147 | 0.0001 | 0
5213 | 1 | 7.9707e-05 | 0 | 0 | 9.3987e-05 | 0.00011416 | 0 | 0.32351 | 0.0001 | 0.53892 | 0.71411 | 0.0001 | 0
5214 | 1 | 8.6487e-05 | 0 | 0 | 0.0001821 | 0.00011416 | 0.0087742 | 0.23749 | 0.0001 | 0.53883 | 0.71351 | 0.0001 | 0
5215 | 1 | 9.9917e-05 | 0 | 0 | 0.0001586 | 0.00011416 | 0.096516 | 0.36311 | 0.0001 | 0.53873 | 0.71292 | 0.0001 | 0
5216 | 1 | 0.0001136 | 0 | 0 | 0.00014685 | 0.00011416 | 0.15794 | 0.3582 | 0.0001 | 0.53864 | 0.71233 | 0.0001 | 0.016219
5217 | 1 | 0.0001243 | 0 | 0.0013782 | 0.00016448 | 0.00011416 | 0.20181 | 0.33067 | 0.0001 | 0.53855 | 0.71175 | 0.0001 | 0.11681
5218 | 1 | 0.0001295 | 0 | 0.0026594 | 0.00018797 | 0.00011416 | 0.3071 | 0.35481 | 0.0001 | 0.53846 | 0.71116 | 0.0001 | 0.24512
5219 | 1 | 0.0001336 | 0 | 0.0032644 | 0.00020677 | 0.00011416 | 0.36852 | 0.35965 | 0.0001 | 0.53837 | 0.71057 | 0.0001 | 0.28759
5220 | 1 | 0.0001371 | 0 | 0.0032219 | 0.00018797 | 0.00011416 | 0.40361 | 0.36045 | 0.0001 | 0.53827 | 0.70997 | 0.0001 | 0.37643
5221 | 1 | 0.0001303 | 0 | 0.0031674 | 0.00019032 | 0.00011416 | 0.40361 | 0.3633 | 0.0001 | 0.53818 | 0.70938 | 0.0001 | 0.44741
5222 | 1 | 0.0001297 | 0 | 0.0032903 | 0.00021382 | 0.00011416 | 0.42116 | 0.35806 | 0.0001 | 0.5381 | 0.70878 | 0.0001 | 0.30727
5223 | 1 | 0.0001272 | 0 | 0.0032995 | 0.00022322 | 0.00011416 | 0.43871 | 0.34394 | 0.0001 | 0.53801 | 0.70818 | 0.0001 | 0.29484
5224 | 1 | 0.0001232 | 0 | 0.0030437 | 0.00022322 | 0.00011416 | 0.37729 | 0.33061 | 0.0001 | 0.53792 | 0.70759 | 0.0001 | 0.30485
5225 | 1 | 0.0001192 | 0 | 0.0024571 | 0.00016448 | 0.00011416 | 0.25445 | 0.33704 | 0.0001 | 0.53782 | 0.707 | 0.0001 | 0.22956
5226 | 1 | 0.0001168 | 0 | 0.0013884 | 0.00011748 | 0.00011416 | 0.096516 | 0.33638 | 0.0001 | 0.53773 | 0.70641 | 0.0001 | 0.15972
5227 | 1 | 0.0001151 | 0 | 0 | 8.8113e-05 | 0.00011416 | 0.0087742 | 0.43453 | 0.0001 | 0.53764 | 0.70581 | 0.0001 | 0.10008
5228 | 1 | 0.0001099 | 0 | 0 | 5.8742e-05 | 0.00011416 | 0 | 0.44918 | 0.0001 | 0.53755 | 0.70522 | 0.0001 | 0
5229 | 1 | 0.0001057 | 0 | 0 | 3.7595e-05 | 0.00011416 | 0 | 0.45681 | 0.0001 | 0.53745 | 0.70462 | 0.0001 | 0
5230 | 1 | 0.0001093 | 0 | 0 | 2.3497e-05 | 0.00011416 | 0 | 0.47307 | 0.0001 | 0.53736 | 0.70403 | 0.0001 | 0
5231 | 1 | 0.0001061 | 1.512e-05 | 0 | 9.3987e-06 | 0.00011416 | 0 | 0.4671 | 0.0001 | 0.53727 | 0.70343 | 0.0001 | 0
5232 | 1 | 9.8867e-05 | 2.4879e-05 | 0 | 5.8742e-06 | 0.00011416 | 0 | 0.49343 | 0.0001 | 0.53718 | 0.70284 | 0.0001 | 0
5233 | 1 | 9.3807e-05 | 2.9449e-05 | 0 | 2.3497e-06 | 0.00011416 | 0 | 0.48858 | 0.0001 | 0.5371 | 0.70225 | 0.0001 | 0
5234 | 1 | 8.8757e-05 | 3.4909e-05 | 0 | 1.1748e-06 | 0.00011416 | 0 | 0.46829 | 0.0001 | 0.53701 | 0.70165 | 0.0001 | 0
5235 | 1 | 8.3277e-05 | 3.5299e-05 | 0 | 1.4098e-05 | 0.00011416 | 0 | 0.41523 | 0.0001 | 0.53691 | 0.70105 | 0.0001 | 0
5236 | 1 | 7.7977e-05 | 4.7709e-05 | 0 | 3.7595e-05 | 0.00011416 | 0 | 0.30328 | 0.0001 | 0.53682 | 0.70046 | 0.0001 | 0
5237 | 1 | 7.1268e-05 | 6.3238e-05 | 0 | 9.3987e-05 | 0.00011416 | 0 | 0.24438 | 0.0001 | 0.53673 | 0.69989 | 0.0001 | 0
5238 | 1 | 7.2538e-05 | 7.1868e-05 | 0 | 0.0001821 | 0.00011416 | 0.0087742 | 0.17827 | 0.0001 | 0.53663 | 0.6993 | 0.0001 | 0
5239 | 1 | 7.5248e-05 | 6.5858e-05 | 0 | 0.0001586 | 0.00011416 | 0.061419 | 0.23788 | 0.0001 | 0.53654 | 0.69871 | 0.0001 | 0
5240 | 1 | 8.1107e-05 | 5.0339e-05 | 0 | 0.00014685 | 0.00011416 | 0.16671 | 0.22662 | 0.0001 | 0.53645 | 0.69811 | 0.0001 | 0.15831
5241 | 1 | 9.1077e-05 | 2.8009e-05 | 0 | 0.00016448 | 0.00011416 | 0.272 | 0.28266 | 0.0001 | 0.53636 | 0.69751 | 0.0001 | 0.33034
5242 | 1 | 9.9417e-05 | 0 | 0.0017745 | 0.00018797 | 0.00011416 | 0.24568 | 0.33466 | 0.0001 | 0.53627 | 0.69692 | 0.0001 | 0.48787
5243 | 1 | 0.0001025 | 0 | 0.0033688 | 0.00020677 | 0.00011416 | 0.17548 | 0.33631 | 0.0001 | 0.53618 | 0.69633 | 0.0001 | 0.61612
5244 | 1 | 0.0001044 | 0 | 0.0043904 | 0.00018797 | 0.00011416 | 0.12284 | 0.38618 | 0.0001 | 0.5361 | 0.69573 | 0.0001 | 0.70585
5245 | 1 | 0.0001037 | 0 | 0.0050324 | 0.00019032 | 0.00011416 | 0.096516 | 0.55059 | 0.0001 | 0.53601 | 0.69514 | 0.0001 | 0.7817
5246 | 1 | 0.0001029 | 0 | 0.0051183 | 0.00021382 | 0.00011416 | 0.078968 | 0.67898 | 0.0001 | 0.53591 | 0.69455 | 0.0001 | 0.75305
5247 | 1 | 0.0001006 | 0 | 0.0047027 | 0.00022322 | 0.00011416 | 0.070194 | 0.73363 | 0.0001 | 0.53581 | 0.69394 | 0.0001 | 0.70604
5248 | 1 | 9.8727e-05 | 0 | 0.0040838 | 0.00022322 | 0.00011416 | 0.11406 | 0.71062 | 0.0001 | 0.53572 | 0.69335 | 0.0001 | 0.58117
5249 | 1 | 9.6587e-05 | 0 | 0.0032737 | 0.00016448 | 0.00011416 | 0.12284 | 0.62301 | 0.0001 | 0.53563 | 0.69276 | 0.0001 | 0.51179
5250 | 1 | 9.5827e-05 | 0 | 0.0017828 | 0.00011748 | 0.00011416 | 0.070194 | 0.44634 | 0.0001 | 0.53554 | 0.69217 | 0.0001 | 0.26578
5251 | 1 | 9.6027e-05 | 0 | 0 | 8.8113e-05 | 0.00011416 | 0.0087742 | 0.32166 | 0.0001 | 0.53545 | 0.69157 | 0.0001 | 0.15355
5252 | 1 | 9.4407e-05 | 0 | 0 | 5.8742e-05 | 0.00011416 | 0 | 0.20354 | 0.0001 | 0.53536 | 0.69098 | 0.0001 | 0.0043375
5253 | 1 | 9.2707e-05 | 0 | 0 | 3.7595e-05 | 0.00011416 | 0 | 0.27384 | 0.0001 | 0.53527 | 0.69038 | 0.0001 | 0
5254 | 1 | 9.7767e-05 | 0 | 0 | 2.3497e-05 | 0.00011416 | 0 | 0.34692 | 0.0001 | 0.53518 | 0.68979 | 0.0001 | 0
5255 | 1 | 9.7327e-05 | 0 | 0 | 9.3987e-06 | 0.00011416 | 0 | 0.34042 | 0.0001 | 0.5351 | 0.68919 | 0.0001 | 0
5256 | 1 | 9.2417e-05 | 0 | 0 | 5.8742e-06 | 0.00011416 | 0 | 0.36104 | 0.0001 | 0.535 | 0.6886 | 0.0001 | 0
5257 | 1 | 8.9127e-05 | 0 | 0 | 2.3497e-06 | 0.00011416 | 0 | 0.36357 | 0.0001 | 0.53491 | 0.68803 | 0.0001 | 0
5258 | 1 | 8.2197e-05 | 1.704e-05 | 0 | 1.1748e-06 | 0.00011416 | 0 | 0.37245 | 0.0001 | 0.53481 | 0.68744 | 0.0001 | 0
5259 | 1 | 7.7358e-05 | 2.5589e-05 | 0 | 1.4098e-05 | 0.00011416 | 0 | 0.3688 | 0.0001 | 0.53472 | 0.68684 | 0.0001 | 0
5260 | 1 | 7.3758e-05 | 2.6059e-05 | 0 | 3.7595e-05 | 0.00011416 | 0 | 0.34009 | 0.0001 | 0.53463 | 0.68625 | 0.0001 | 0
5261 | 1 | 6.8388e-05 | 3.4799e-05 | 0 | 9.3987e-05 | 0.00011416 | 0 | 0.33889 | 0.0001 | 0.53454 | 0.68565 | 0.0001 | 0
5262 | 1 | 6.8048e-05 | 4.1089e-05 | 0 | 0.0001821 | 0.00011416 | 0.017548 | 0.25161 | 0.0001 | 0.53445 | 0.68506 | 0.0001 | 0
5263 | 1 | 6.7368e-05 | 4.4579e-05 | 0 | 0.0001586 | 0.00011416 | 0.19303 | 0.14656 | 0.0001 | 0.53436 | 0.68447 | 0.0001 | 0
5264 | 1 | 7.1078e-05 | 2.7069e-05 | 0 | 0.00014685 | 0.00011416 | 0.35974 | 0.080251 | 0.0001 | 0.53426 | 0.68387 | 0.0001 | 0.15259
5265 | 1 | 7.8977e-05 | 0 | 0 | 0.00016448 | 0.00011416 | 0.47381 | 0.024003 | 0.0001 | 0.53417 | 0.68327 | 0.0001 | 0.29988
5266 | 1 | 8.4337e-05 | 0 | 0.00065769 | 0.00018797 | 0.00011416 | 0.52645 | 0.032103 | 0.0001 | 0.53409 | 0.68268 | 0.0001 | 0.49853
5267 | 1 | 8.7097e-05 | 0 | 0.0016156 | 0.00020677 | 0.00011416 | 0.56155 | 0.057628 | 0.0001 | 0.534 | 0.68209 | 0.0001 | 0.59776
5268 | 1 | 8.9967e-05 | 0 | 0.0021319 | 0.00018797 | 0.00011416 | 0.5791 | 0.10538 | 0.0001 | 0.5339 | 0.68149 | 0.0001 | 0.66311
5269 | 1 | 9.0697e-05 | 0 | 0.0022945 | 0.00019032 | 0.00011416 | 0.5791 | 0.13609 | 0.0001 | 0.53381 | 0.6809 | 0.0001 | 0.73583
5270 | 1 | 8.8197e-05 | 0 | 0.0022899 | 0.00021382 | 0.00011416 | 0.544 | 0.14982 | 0.0001 | 0.53372 | 0.68031 | 0.0001 | 0.71345
5271 | 1 | 8.5887e-05 | 0 | 0.0019417 | 0.00022322 | 0.00011416 | 0.46503 | 0.15306 | 0.0001 | 0.53363 | 0.67971 | 0.0001 | 0.74215
5272 | 1 | 8.4757e-05 | 0 | 0.0014022 | 0.00022322 | 0.00011416 | 0.36852 | 0.15148 | 0.0001 | 0.53354 | 0.67911 | 0.0001 | 0.60848
5273 | 1 | 8.5557e-05 | 0 | 0.00066693 | 0.00016448 | 0.00011416 | 0.22813 | 0.13045 | 0.0001 | 0.53344 | 0.67852 | 0.0001 | 0.49231
5274 | 1 | 8.8427e-05 | 0 | 0 | 0.00011748 | 0.00011416 | 0.10529 | 0.10705 | 0.0001 | 0.53335 | 0.67793 | 0.0001 | 0.33115
5275 | 1 | 9.3247e-05 | 0 | 0 | 8.8113e-05 | 0.00011416 | 0.0087742 | 0.091188 | 0.0001 | 0.53326 | 0.67733 | 0.0001 | 0.15784
5276 | 1 | 9.3767e-05 | 0 | 0 | 5.8742e-05 | 0.00011416 | 0 | 0.080251 | 0.0001 | 0.53317 | 0.67674 | 0.0001 | 0.0050289
5277 | 1 | 9.4187e-05 | 0 | 0 | 3.7595e-05 | 0.00011416 | 0 | 0.072085 | 0.0001 | 0.53309 | 0.67616 | 0.0001 | 0
5278 | 1 | 0.0001007 | 0 | 0 | 2.3497e-05 | 0.00011416 | 0 | 0.091916 | 0.0001 | 0.53299 | 0.67557 | 0.0001 | 0
5279 | 1 | 9.9047e-05 | 0 | 0 | 9.3987e-06 | 0.00011416 | 0 | 0.097158 | 0.0001 | 0.5329 | 0.67498 | 0.0001 | 0
5280 | 1 | 9.2027e-05 | 0 | 0 | 5.8742e-06 | 0.00011416 | 0 | 0.10048 | 0.0001 | 0.53281 | 0.67439 | 0.0001 | 0
5281 | 1 | 8.8337e-05 | 0 | 0 | 2.3497e-06 | 0.00011416 | 0 | 0.10738 | 0.0001 | 0.53272 | 0.67379 | 0.0001 | 0
5282 | 1 | 8.3187e-05 | 0 | 0 | 1.1748e-06 | 0.00011416 | 0 | 0.10538 | 0.0001 | 0.33343 | 0.6732 | 0.0001 | 0
5283 | 1 | 8.0147e-05 | 0 | 0 | 1.4098e-05 | 0.00011416 | 0 | 0.094443 | 0.0001 | 0.33334 | 0.6726 | 0.0001 | 0
5284 | 1 | 7.7638e-05 | 0 | 0 | 3.7595e-05 | 0.00011416 | 0 | 0.10008 | 0.0001 | 0.33325 | 0.67201 | 0.0001 | 0
5285 | 1 | 7.3268e-05 | 2.7509e-05 | 0 | 9.3987e-05 | 0.00011416 | 0 | 0.11181 | 0.0001 | 0.33316 | 0.67141 | 0.0001 | 0
5286 | 1 | 8.1217e-05 | 3.3699e-05 | 0 | 0.0001821 | 0.00011416 | 0.017548 | 0.1085 | 0.0001 | 0.33307 | 0.67082 | 0.0001 | 0
5287 | 1 | 9.5897e-05 | 3.4589e-05 | 0 | 0.0001586 | 0.00011416 | 0.19303 | 0.072891 | 0.0001 | 0.33298 | 0.67023 | 0.0001 | 0
5288 | 1 | 0.0001117 | 2.6089e-05 | 0 | 0.00014685 | 0.00011416 | 0.35974 | 0.092909 | 0.0001 | 0.33288 | 0.66963 | 0.0001 | 0.1607
5289 | 1 | 0.0001256 | 0 | 0 | 0.00016448 | 0.00011416 | 0.5089 | 0.10425 | 0.0001 | 0.33279 | 0.66903 | 0.0001 | 0.33891
5290 | 1 | 0.0001294 | 0 | 0 | 0.00018797 | 0.00011416 | 0.62297 | 0.084886 | 0.0001 | 0.3327 | 0.66844 | 0.0001 | 0.49609
5291 | 1 | 0.0001338 | 0 | 0 | 0.00020677 | 0.00011416 | 0.68439 | 0.086884 | 0.0001 | 0.33262 | 0.66785 | 0.0001 | 0.62591
5292 | 1 | 0.0001389 | 0 | 0 | 0.00018797 | 0.00011416 | 0.71071 | 0.072626 | 0.0001 | 0.33252 | 0.66725 | 0.0001 | 0.67815
5293 | 1 | 0.0001308 | 0 | 0 | 0.00019032 | 0.00011416 | 0.69316 | 0.076267 | 0.0001 | 0.33243 | 0.66666 | 0.0001 | 0.78044
5294 | 1 | 0.0001324 | 0 | 0.00069002 | 0.00021382 | 0.00011416 | 0.64052 | 0.099277 | 0.0001 | 0.33234 | 0.66607 | 0.0001 | 0.75539
5295 | 1 | 0.0001308 | 0 | 0.0010946 | 0.00022322 | 0.00011416 | 0.55278 | 0.10698 | 0.0001 | 0.33225 | 0.66547 | 0.0001 | 0.70657
5296 | 1 | 0.0001284 | 0 | 0.0010789 | 0.00022322 | 0.00011416 | 0.42994 | 0.12111 | 0.0001 | 0.33216 | 0.66487 | 0.0001 | 0.62183
5297 | 1 | 0.0001255 | 0 | 0.00065399 | 0.00016448 | 0.00011416 | 0.28955 | 0.12157 | 0.0001 | 0.33206 | 0.66431 | 0.0001 | 0.48648
5298 | 1 | 0.0001216 | 0 | 0 | 0.00011748 | 0.00011416 | 0.13161 | 0.12767 | 0.0001 | 0.33197 | 0.66371 | 0.0001 | 0.3241
5299 | 1 | 0.0001199 | 0 | 0 | 8.8113e-05 | 0.00011416 | 0.0087742 | 0.11586 | 0.0001 | 0.33188 | 0.66312 | 0.0001 | 0.15621
5300 | 1 | 0.0001148 | 0 | 0 | 5.8742e-05 | 0.00011416 | 0 | 0.082635 | 0.0001 | 0.33179 | 0.66253 | 0.0001 | 0
5301 | 1 | 0.0001116 | 0 | 0 | 3.7595e-05 | 0.00011416 | 0 | 0.076201 | 0.0001 | 0.3317 | 0.66193 | 0.0001 | 0
5302 | 1 | 0.0001157 | 0 | 0 | 2.3497e-05 | 0.00011416 | 0 | 0.068046 | 0.0001 | 0.33161 | 0.66133 | 0.0001 | 0
5303 | 1 | 0.000112 | 0 | 0 | 9.3987e-06 | 0.00011416 | 0 | 0.054781 | 0.0001 | 0.33152 | 0.66074 | 0.0001 | 0
5304 | 1 | 0.0001033 | 0 | 0 | 5.8742e-06 | 0.00011416 | 0 | 0.071423 | 0.0001 | 0.33143 | 0.66015 | 0.0001 | 0
5305 | 1 | 9.7467e-05 | 0 | 0 | 2.3497e-06 | 0.00011416 | 0 | 0.064989 | 0.0001 | 0.33134 | 0.65955 | 0.0001 | 0
5306 | 1 | 9.4077e-05 | 0 | 0 | 1.1748e-06 | 0.00011416 | 0 | 0.10379 | 0.0001 | 0.33124 | 0.65896 | 0.0001 | 0
5307 | 1 | 8.9977e-05 | 0 | 0 | 1.4098e-05 | 0.00011416 | 0 | 0.15253 | 0.0001 | 0.33115 | 0.65836 | 0.0001 | 0
5308 | 1 | 8.6087e-05 | 0 | 0 | 3.7595e-05 | 0.00011416 | 0 | 0.2107 | 0.0001 | 0.33106 | 0.65777 | 0.0001 | 0
5309 | 1 | 8.2107e-05 | 0 | 0 | 9.3987e-05 | 0.00011416 | 0 | 0.25599 | 0.0001 | 0.33097 | 0.65717 | 0.0001 | 0
5310 | 1 | 8.9477e-05 | 0 | 0 | 0.0001821 | 0.00011416 | 0.017548 | 0.18563 | 0.0001 | 0.33088 | 0.65658 | 0.0001 | 0
5311 | 1 | 0.0001048 | 0 | 0 | 0.0001586 | 0.00011416 | 0.18426 | 0.14962 | 0.0001 | 0.33079 | 0.65599 | 0.0001 | 0
5312 | 1 | 0.00012 | 0 | 0 | 0.00014685 | 0.00011416 | 0.33342 | 0.15154 | 0.0001 | 0.3307 | 0.6554 | 0.0001 | 0.066266
5313 | 1 | 0.0001307 | 0 | 0 | 0.00016448 | 0.00011416 | 0.47381 | 0.11075 | 0.0001 | 0.33061 | 0.6548 | 0.0001 | 0.19858
5314 | 1 | 0.0001345 | 0 | 0 | 0.00018797 | 0.00011416 | 0.5791 | 0.098151 | 0.0001 | 0.33052 | 0.6542 | 0.0001 | 0.36247
5315 | 1 | 0.0001377 | 0 | 0 | 0.00020677 | 0.00011416 | 0.61419 | 0.10015 | 0.0001 | 0.33042 | 0.65361 | 0.0001 | 0.50749
5316 | 1 | 0.0001427 | 0 | 0.00065861 | 0.00018797 | 0.00011416 | 0.60542 | 0.12157 | 0.0001 | 0.33033 | 0.65301 | 0.0001 | 0.55925
5317 | 1 | 0.0001332 | 0 | 0.0011722 | 0.00019032 | 0.00011416 | 0.60542 | 0.15791 | 0.0001 | 0.33024 | 0.65245 | 0.0001 | 0.66208
5318 | 1 | 0.0001332 | 0 | 0.0013579 | 0.00021382 | 0.00011416 | 0.57032 | 0.18411 | 0.0001 | 0.33015 | 0.65185 | 0.0001 | 0.72341
5319 | 1 | 0.0001315 | 0 | 0.0012332 | 0.00022322 | 0.00011416 | 0.48258 | 0.18934 | 0.0001 | 0.33006 | 0.65125 | 0.0001 | 0.72692
5320 | 1 | 0.0001291 | 0 | 0.00095051 | 0.00022322 | 0.00011416 | 0.37729 | 0.20227 | 0.0001 | 0.32997 | 0.65066 | 0.0001 | 0.61425
5321 | 1 | 0.0001257 | 0 | 0.00052467 | 0.00016448 | 0.00011416 | 0.25445 | 0.20804 | 0.0001 | 0.32988 | 0.65007 | 0.0001 | 0.49618
5322 | 1 | 0.0001211 | 0 | 0 | 0.00011748 | 0.00011416 | 0.12284 | 0.18914 | 0.0001 | 0.32978 | 0.64947 | 0.0001 | 0.30832
5323 | 1 | 0.0001193 | 0 | 0 | 8.8113e-05 | 0.00011416 | 0.0087742 | 0.17422 | 0.0001 | 0.32969 | 0.64888 | 0.0001 | 0.076689
5324 | 1 | 0.0001143 | 0 | 0 | 5.8742e-05 | 0.00011416 | 0 | 0.13689 | 0.0001 | 0.3296 | 0.64829 | 0.0001 | 0
5325 | 1 | 0.0001119 | 0 | 0 | 3.7595e-05 | 0.00011416 | 0 | 0.15983 | 0.0001 | 0.32951 | 0.64769 | 0.0001 | 0
5326 | 1 | 0.0001152 | 0 | 0 | 2.3497e-05 | 0.00011416 | 0 | 0.21846 | 0.0001 | 0.32942 | 0.64709 | 0.0001 | 0
5327 | 1 | 0.0001109 | 0 | 0 | 9.3987e-06 | 0.00011416 | 0 | 0.29108 | 0.0001 | 0.32933 | 0.6465 | 0.0001 | 0
5328 | 1 | 0.000102 | 0 | 0 | 5.8742e-06 | 0.00011416 | 0 | 0.28219 | 0.0001 | 0.32924 | 0.64591 | 0.0001 | 0
5329 | 1 | 9.6227e-05 | 0 | 0 | 2.3497e-06 | 0.00011416 | 0 | 0.26157 | 0.0001 | 0.32915 | 0.64531 | 0.0001 | 0
5330 | 1 | 9.1137e-05 | 1.303e-05 | 0 | 1.1748e-06 | 0.00011416 | 0 | 0.2487 | 0.0001 | 0.32916 | 0.64472 | 0.0001 | 0
5331 | 1 | 8.5097e-05 | 3.2489e-05 | 0 | 1.4098e-05 | 0.00011416 | 0 | 0.25434 | 0.0001 | 0.32933 | 0.64413 | 0.0001 | 0
5332 | 1 | 8.1227e-05 | 3.7689e-05 | 0 | 3.7595e-05 | 0.00011416 | 0 | 0.26362 | 0.0001 | 0.3295 | 0.64353 | 0.0001 | 0
5333 | 1 | 7.8137e-05 | 3.2879e-05 | 0 | 9.3987e-05 | 0.00011416 | 0 | 0.2491 | 0.0001 | 0.32967 | 0.64293 | 0.0001 | 0
5334 | 1 | 8.4027e-05 | 5.3819e-05 | 0 | 0.0001821 | 0.00011416 | 0.017548 | 0.16069 | 0.0001 | 0.32984 | 0.64234 | 0.0001 | 0
5335 | 1 | 9.9427e-05 | 4.4319e-05 | 0 | 0.0001586 | 0.00011416 | 0.18426 | 0.14398 | 0.0001 | 0.33002 | 0.64175 | 0.0001 | 0
5336 | 1 | 0.000114 | 4.2489e-05 | 0 | 0.00014685 | 0.00011416 | 0.35097 | 0.16355 | 0.0001 | 0.33019 | 0.64116 | 0.0001 | 0.14234
5337 | 1 | 0.0001249 | 2.3229e-05 | 0 | 0.00016448 | 0.00011416 | 0.49136 | 0.17223 | 0.0001 | 0.33037 | 0.64058 | 0.0001 | 0.30553
5338 | 1 | 0.0001305 | 0 | 0.00066323 | 0.00018797 | 0.00011416 | 0.60542 | 0.20095 | 0.0001 | 0.33054 | 0.63999 | 0.0001 | 0.47214
5339 | 1 | 0.0001342 | 0 | 0.0018733 | 0.00020677 | 0.00011416 | 0.65807 | 0.19167 | 0.0001 | 0.33071 | 0.63939 | 0.0001 | 0.57959
5340 | 1 | 0.000138 | 0 | 0.0026095 | 0.00018797 | 0.00011416 | 0.67561 | 0.20447 | 0.0001 | 0.33088 | 0.6388 | 0.0001 | 0.66187
5341 | 1 | 0.0001302 | 0 | 0.0029088 | 0.00019032 | 0.00011416 | 0.63174 | 0.2052 | 0.0001 | 0.33105 | 0.63821 | 0.0001 | 0.70727
5342 | 1 | 0.0001308 | 0 | 0.0028876 | 0.00021382 | 0.00011416 | 0.56155 | 0.21686 | 0.0001 | 0.33123 | 0.63762 | 0.0001 | 0.64735
5343 | 1 | 0.0001288 | 0 | 0.0026501 | 0.00022322 | 0.00011416 | 0.49136 | 0.22774 | 0.0001 | 0.3314 | 0.63701 | 0.0001 | 0.61882
5344 | 1 | 0.0001262 | 0 | 0.0022382 | 0.00022322 | 0.00011416 | 0.39484 | 0.23782 | 0.0001 | 0.33157 | 0.63642 | 0.0001 | 0.50947
5345 | 1 | 0.0001231 | 0 | 0.0015158 | 0.00016448 | 0.00011416 | 0.26323 | 0.2221 | 0.0001 | 0.33175 | 0.63583 | 0.0001 | 0.39106
5346 | 1 | 0.0001188 | 0 | 0.00036302 | 0.00011748 | 0.00011416 | 0.11406 | 0.23583 | 0.0001 | 0.33192 | 0.63523 | 0.0001 | 0.20514
5347 | 1 | 0.0001178 | 0 | 0 | 8.8113e-05 | 0.00011416 | 0.0087742 | 0.26654 | 0.0001 | 0.33209 | 0.63464 | 0.0001 | 0.086761
5348 | 1 | 0.0001137 | 0 | 0 | 5.8742e-05 | 0.00011416 | 0 | 0.22662 | 0.0001 | 0.33226 | 0.63405 | 0.0001 | 0
5349 | 1 | 0.0001115 | 0 | 0 | 3.7595e-05 | 0.00011416 | 0 | 0.2044 | 0.0001 | 0.33243 | 0.63346 | 0.0001 | 0
5350 | 1 | 0.0001146 | 0 | 0 | 2.3497e-05 | 0.00011416 | 0 | 0.18662 | 0.0001 | 0.33261 | 0.63285 | 0.0001 | 0
5351 | 1 | 0.0001109 | 0 | 0 | 9.3987e-06 | 0.00011416 | 0 | 0.17045 | 0.0001 | 0.33278 | 0.63226 | 0.0001 | 0
5352 | 1 | 0.0001029 | 0 | 0 | 5.8742e-06 | 0.00011416 | 0 | 0.1284 | 0.0001 | 0.33295 | 0.63167 | 0.0001 | 0
5353 | 1 | 9.5587e-05 | 2.2659e-05 | 0 | 2.3497e-06 | 0.00011416 | 0 | 0.10983 | 0.0001 | 0.33313 | 0.63108 | 0.0001 | 0
5354 | 1 | 8.8917e-05 | 4.7399e-05 | 0 | 1.1748e-06 | 0.00011416 | 0 | 0.07587 | 0.0001 | 0.3333 | 0.63065 | 0.0001 | 0
5355 | 1 | 8.4347e-05 | 4.9999e-05 | 0 | 1.4098e-05 | 0.00011416 | 0 | 0.07587 | 0.0001 | 0.33347 | 0.63053 | 0.0001 | 0
5356 | 1 | 7.9767e-05 | 5.5339e-05 | 0 | 3.7595e-05 | 0.00011416 | 0 | 0.10134 | 0.0001 | 0.33364 | 0.6304 | 0.0001 | 0
5357 | 1 | 7.5218e-05 | 5.9778e-05 | 0 | 9.3987e-05 | 0.00011416 | 0 | 0.11878 | 0.0001 | 0.33381 | 0.63028 | 0.0001 | 0
5358 | 1 | 8.2407e-05 | 4.9289e-05 | 0 | 0.0001821 | 0.00011416 | 0.017548 | 0.10989 | 0.0001 | 0.33399 | 0.63016 | 0.0001 | 0
5359 | 1 | 9.2537e-05 | 5.4249e-05 | 0 | 0.0001586 | 0.00011416 | 0.19303 | 0.069503 | 0.0001 | 0.33416 | 0.63001 | 0.0001 | 0
5360 | 1 | 0.0001033 | 5.7638e-05 | 0 | 0.00014685 | 0.00011416 | 0.35097 | 0.085217 | 0.0001 | 0.33434 | 0.62989 | 0.0001 | 0.13496
5361 | 1 | 0.0001135 | 3.5859e-05 | 0.00075468 | 0.00016448 | 0.00011416 | 0.50013 | 0.10419 | 0.0001 | 0.33451 | 0.62976 | 0.0001 | 0.31114
5362 | 1 | 0.0001201 | 8.5678e-06 | 0.0020322 | 0.00018797 | 0.00011416 | 0.61419 | 0.10705 | 0.0001 | 0.33467 | 0.62964 | 0.0001 | 0.47291
5363 | 1 | 0.0001244 | 0 | 0.0028894 | 0.00020677 | 0.00011416 | 0.68439 | 0.14213 | 0.0001 | 0.33485 | 0.62951 | 0.0001 | 0.60827
5364 | 1 | 0.000128 | 0 | 0.0034612 | 0.00018797 | 0.00011416 | 0.71071 | 0.1522 | 0.0001 | 0.33502 | 0.62939 | 0.0001 | 0.69977
5365 | 1 | 0.0001221 | 0 | 0.0037919 | 0.00019032 | 0.00011416 | 0.70194 | 0.18012 | 0.0001 | 0.3352 | 0.62924 | 0.0001 | 0.74394
5366 | 1 | 0.0001214 | 0 | 0.0039304 | 0.00021382 | 0.00011416 | 0.64929 | 0.18537 | 0.0001 | 0.33537 | 0.62912 | 0.0001 | 0.74379
5367 | 1 | 0.0001195 | 0 | 0.0039147 | 0.00022322 | 0.00011416 | 0.56155 | 0.18782 | 0.0001 | 0.33554 | 0.629 | 0.0001 | 0.69877
5368 | 1 | 0.0001173 | 0 | 0.003681 | 0.00022322 | 0.00011416 | 0.43871 | 0.17734 | 0.0001 | 0.33572 | 0.62887 | 0.0001 | 0.60472
5369 | 1 | 0.0001154 | 0 | 0.0031647 | 0.00016448 | 0.00011416 | 0.28955 | 0.13409 | 0.0001 | 0.33589 | 0.62875 | 0.0001 | 0.47156
5370 | 1 | 0.0001134 | 0 | 0.0020719 | 0.00011748 | 0.00011416 | 0.11406 | 0.12761 | 0.0001 | 0.33606 | 0.6286 | 0.0001 | 0.30577
5371 | 1 | 0.0001136 | 0 | 0.0005376 | 8.8113e-05 | 0.00011416 | 0.017548 | 0.066788 | 0.0001 | 0.33623 | 0.62847 | 0.0001 | 0.14044
5372 | 1 | 0.0001107 | 0 | 0 | 5.8742e-05 | 0.00011416 | 0 | 0.061612 | 0.0001 | 0.3364 | 0.62835 | 0.0001 | 0
5373 | 1 | 0.000109 | 0 | 0 | 3.7595e-05 | 0.00011416 | 0 | 0.097158 | 0.0001 | 0.33658 | 0.62823 | 0.0001 | 0
5374 | 1 | 0.0001132 | 0 | 0 | 2.3497e-05 | 0.00011416 | 0 | 0.17038 | 0.0001 | 0.33675 | 0.6281 | 0.0001 | 0
5375 | 1 | 0.0001098 | 0 | 0 | 9.3987e-06 | 0.00011416 | 0 | 0.27828 | 0.0001 | 0.33692 | 0.62798 | 0.0001 | 0
5376 | 1 | 0.0001022 | 0 | 0 | 5.8742e-06 | 0.00011416 | 0 | 0.3773 | 0.0001 | 0.3371 | 0.62783 | 0.0001 | 0
5377 | 1 | 9.5597e-05 | 1.706e-05 | 0 | 2.3497e-06 | 0.00011416 | 0 | 0.43101 | 0.0001 | 0.33726 | 0.62771 | 0.0001 | 0
5378 | 1 | 9.0097e-05 | 3.3549e-05 | 0 | 1.1748e-06 | 0.00011416 | 0 | 0.44474 | 0.0001 | 0.33744 | 0.62759 | 0.0001 | 0
5379 | 1 | 8.5127e-05 | 4.0639e-05 | 0 | 1.4098e-05 | 0.00011416 | 0 | 0.44076 | 0.0001 | 0.33761 | 0.62746 | 0.0001 | 0
5380 | 1 | 8.0667e-05 | 4.8299e-05 | 0 | 3.7595e-05 | 0.00011416 | 0 | 0.41529 | 0.0001 | 0.33778 | 0.62734 | 0.0001 | 0
5381 | 1 | 7.5228e-05 | 6.4538e-05 | 0 | 9.3987e-05 | 0.00011416 | 0 | 0.38983 | 0.0001 | 0.33796 | 0.62718 | 0.0001 | 0
5382 | 1 | 8.1367e-05 | 7.4198e-05 | 0 | 0.0001821 | 0.00011416 | 0.0087742 | 0.35786 | 0.0001 | 0.33813 | 0.62706 | 0.0001 | 0
5383 | 1 | 9.5327e-05 | 6.8858e-05 | 0 | 0.0001586 | 0.00011416 | 0.14039 | 0.29008 | 0.0001 | 0.3383 | 0.62694 | 0.0001 | 0
5384 | 1 | 0.0001105 | 5.2939e-05 | 0 | 0.00014685 | 0.00011416 | 0.28955 | 0.20937 | 0.0001 | 0.33848 | 0.62681 | 0.0001 | 0.1437
5385 | 1 | 0.0001233 | 1.85e-05 | 0.00083689 | 0.00016448 | 0.00011416 | 0.42994 | 0.15485 | 0.0001 | 0.33864 | 0.62669 | 0.0001 | 0.31923
5386 | 1 | 0.000129 | 0 | 0.002822 | 0.00018797 | 0.00011416 | 0.544 | 0.11884 | 0.0001 | 0.33882 | 0.62655 | 0.0001 | 0.4755
5387 | 1 | 0.0001331 | 0 | 0.004457 | 0.00020677 | 0.00011416 | 0.60542 | 0.11267 | 0.0001 | 0.33899 | 0.62642 | 0.0001 | 0.60129
5388 | 1 | 0.0001372 | 0 | 0.0056661 | 0.00018797 | 0.00011416 | 0.62297 | 0.13323 | 0.0001 | 0.33916 | 0.6263 | 0.0001 | 0.69111
5389 | 1 | 0.0001297 | 0 | 0.0063727 | 0.00019032 | 0.00011416 | 0.53523 | 0.15864 | 0.0001 | 0.33934 | 0.62617 | 0.0001 | 0.73903
5390 | 1 | 0.0001301 | 0 | 0.0066508 | 0.00021382 | 0.00011416 | 0.47381 | 0.15141 | 0.0001 | 0.33951 | 0.62605 | 0.0001 | 0.74078
5391 | 1 | 0.0001281 | 0 | 0.0065325 | 0.00022322 | 0.00011416 | 0.35097 | 0.13927 | 0.0001 | 0.33969 | 0.62592 | 0.0001 | 0.68681
5392 | 1 | 0.000125 | 0 | 0.0058185 | 0.00022322 | 0.00011416 | 0.28077 | 0.12111 | 0.0001 | 0.33985 | 0.62577 | 0.0001 | 0.58433
5393 | 1 | 0.0001205 | 0 | 0.0045881 | 0.00016448 | 0.00011416 | 0.18426 | 0.083165 | 0.0001 | 0.34003 | 0.62565 | 0.0001 | 0.4373
5394 | 1 | 0.0001191 | 0 | 0.0030538 | 0.00011748 | 0.00011416 | 0.070194 | 0.050731 | 0.0001 | 0.3402 | 0.62552 | 0.0001 | 0.30257
5395 | 1 | 0.0001181 | 0 | 0.0017301 | 8.8113e-05 | 0.00011416 | 0.0087742 | 0.028847 | 0.0001 | 0.34037 | 0.6254 | 0.0001 | 0.13691
5396 | 1 | 0.0001139 | 0 | 0.00091541 | 5.8742e-05 | 0.00011416 | 0 | 0.040126 | 0.0001 | 0.34055 | 0.62528 | 0.0001 | 0.0039652
5397 | 1 | 0.0001108 | 0 | 0.00034455 | 3.7595e-05 | 0.00011416 | 0 | 0.061943 | 0.0001 | 0.34072 | 0.62513 | 0.0001 | 0
5398 | 1 | 0.000114 | 0 | 0 | 2.3497e-05 | 0.00011416 | 0 | 0.057099 | 0.0001 | 0.34089 | 0.62501 | 0.0001 | 0
5399 | 1 | 0.0001112 | 0 | 0 | 9.3987e-06 | 0.00011416 | 0 | 0.068509 | 0.0001 | 0.34107 | 0.62488 | 0.0001 | 0
5400 | 1 | 0.0001046 | 0 | 0 | 5.8742e-06 | 0.00011416 | 0 | 0.11175 | 0.0001 | 0.34123 | 0.62476 | 0.0001 | 0
5401 | 1 | 9.9567e-05 | 0 | 0 | 2.3497e-06 | 0.00011416 | 0 | 0.14073 | 0.0001 | 0.34141 | 0.62464 | 0.0001 | 0
5402 | 1 | 9.4957e-05 | 0 | 0 | 1.1748e-06 | 0.00011416 | 0 | 0.14956 | 0.0001 | 0.34158 | 0.62451 | 0.0001 | 0
5403 | 1 | 8.9737e-05 | 0 | 0 | 1.4098e-05 | 0.00011416 | 0 | 0.15042 | 0.0001 | 0.34175 | 0.62436 | 0.0001 | 0
5404 | 1 | 8.4947e-05 | 0 | 0 | 3.7595e-05 | 0.00011416 | 0 | 0.12906 | 0.0001 | 0.34193 | 0.62424 | 0.0001 | 0
5405 | 1 | 7.8827e-05 | 0 | 0 | 9.3987e-05 | 0.00011416 | 0 | 0.11699 | 0.0001 | 0.3421 | 0.62411 | 0.0001 | 0
5406 | 1 | 8.0617e-05 | 0 | 0 | 0.0001821 | 0.00011416 | 0.017548 | 0.057231 | 0.0001 | 0.34227 | 0.62399 | 0.0001 | 0
5407 | 1 | 8.3947e-05 | 0 | 0 | 0.0001586 | 0.00011416 | 0.15794 | 0.063665 | 0.0001 | 0.34244 | 0.62386 | 0.0001 | 0
5408 | 1 | 8.8537e-05 | 0 | 0 | 0.00014685 | 0.00011416 | 0.31587 | 0.049539 | 0.0001 | 0.34261 | 0.62372 | 0.0001 | 0.14138
5409 | 1 | 9.7477e-05 | 0 | 0 | 0.00016448 | 0.00011416 | 0.45626 | 0.039464 | 0.0001 | 0.34279 | 0.6236 | 0.0001 | 0.31556
5410 | 1 | 0.0001037 | 0 | 0.00080364 | 0.00018797 | 0.00011416 | 0.544 | 0.038272 | 0.0001 | 0.34296 | 0.62347 | 0.0001 | 0.46921
5411 | 1 | 0.0001069 | 0 | 0.0010623 | 0.00020677 | 0.00011416 | 0.57032 | 0.035413 | 0.0001 | 0.34313 | 0.62335 | 0.0001 | 0.57547
5412 | 1 | 0.0001097 | 0 | 0.00068725 | 0.00018797 | 0.00011416 | 0.57032 | 0.044297 | 0.0001 | 0.34331 | 0.62322 | 0.0001 | 0.65787
5413 | 1 | 0.0001085 | 0 | 0.00064937 | 0.00019032 | 0.00011416 | 0.52645 | 0.081973 | 0.0001 | 0.34348 | 0.62307 | 0.0001 | 0.64671
5414 | 1 | 0.0001083 | 0 | 0.0010152 | 0.00021382 | 0.00011416 | 0.45626 | 0.090062 | 0.0001 | 0.34366 | 0.62295 | 0.0001 | 0.632
5415 | 1 | 0.000106 | 0 | 0.0011796 | 0.00022322 | 0.00011416 | 0.38607 | 0.098151 | 0.0001 | 0.34382 | 0.62282 | 0.0001 | 0.62111
5416 | 1 | 0.0001041 | 0 | 0.0012821 | 0.00022322 | 0.00011416 | 0.28955 | 0.089599 | 0.0001 | 0.34399 | 0.6227 | 0.0001 | 0.32386
5417 | 1 | 0.000102 | 0 | 0.0011602 | 0.00016448 | 0.00011416 | 0.18426 | 0.070099 | 0.0001 | 0.34417 | 0.62258 | 0.0001 | 0.28773
5418 | 1 | 0.0001017 | 0 | 0.00051544 | 0.00011748 | 0.00011416 | 0.070194 | 0.064857 | 0.0001 | 0.34434 | 0.62246 | 0.0001 | 0.26983
5419 | 1 | 0.0001019 | 0 | 0 | 8.8113e-05 | 0.00011416 | 0 | 0.063665 | 0.0001 | 0.34452 | 0.62231 | 0.0001 | 0.13485
5420 | 1 | 9.9767e-05 | 0 | 0 | 5.8742e-05 | 0.00011416 | 0 | 0.077062 | 0.0001 | 0.34469 | 0.62218 | 0.0001 | 0
5421 | 1 | 9.9077e-05 | 0 | 0 | 3.7595e-05 | 0.00011416 | 0 | 0.13715 | 0.0001 | 0.34487 | 0.62206 | 0.0001 | 0
5422 | 1 | 0.0001032 | 0 | 0 | 2.3497e-05 | 0.00011416 | 0 | 0.15201 | 0.0001 | 0.34503 | 0.62194 | 0.0001 | 0
5423 | 1 | 0.0001008 | 0 | 0 | 9.3987e-06 | 0.00011416 | 0 | 0.17668 | 0.0001 | 0.3452 | 0.62181 | 0.0001 | 0
5424 | 1 | 9.5277e-05 | 0 | 0 | 5.8742e-06 | 0.00011416 | 0 | 0.17429 | 0.0001 | 0.34538 | 0.62167 | 0.0001 | 0
5425 | 1 | 9.1957e-05 | 0 | 0 | 2.3497e-06 | 0.00011416 | 0 | 0.17794 | 0.0001 | 0.34555 | 0.62154 | 0.0001 | 0
5426 | 1 | 8.6957e-05 | 0 | 0 | 1.1748e-06 | 0.00011416 | 0 | 0.17462 | 0.0001 | 0.34572 | 0.62142 | 0.0001 | 0
5427 | 1 | 8.2727e-05 | 0 | 0 | 1.4098e-05 | 0.00011416 | 0 | 0.17986 | 0.0001 | 0.3459 | 0.6213 | 0.0001 | 0
5428 | 1 | 7.8607e-05 | 0 | 0 | 3.7595e-05 | 0.00011416 | 0 | 0.17501 | 0.0001 | 0.34608 | 0.62117 | 0.0001 | 0
5429 | 1 | 7.3558e-05 | 0 | 0 | 9.3987e-05 | 0.00011416 | 0 | 0.15042 | 0.0001 | 0.34625 | 0.62105 | 0.0001 | 0
5430 | 1 | 7.3408e-05 | 0 | 0 | 0.0001821 | 0.00011416 | 0.0087742 | 0.099211 | 0.0001 | 0.34641 | 0.6209 | 0.0001 | 0
5431 | 1 | 7.3228e-05 | 0 | 0 | 0.0001586 | 0.00011416 | 0.15794 | 0.062473 | 0.0001 | 0.34658 | 0.62077 | 0.0001 | 0
5432 | 1 | 7.5508e-05 | 0 | 0 | 0.00014685 | 0.00011416 | 0.3071 | 0.032103 | 0.0001 | 0.34676 | 0.62065 | 0.0001 | 0.13224
5433 | 1 | 8.1407e-05 | 0 | 0 | 0.00016448 | 0.00011416 | 0.44748 | 0.014258 | 0.0001 | 0.34693 | 0.62052 | 0.0001 | 0.30311
5434 | 1 | 8.6947e-05 | 0 | 0 | 0.00018797 | 0.00011416 | 0.55278 | 0.011411 | 0.0001 | 0.34711 | 0.6204 | 0.0001 | 0.44665
5435 | 1 | 9.0937e-05 | 0 | 0 | 0.00020677 | 0.00011416 | 0.60542 | 0.01545 | 0.0001 | 0.34729 | 0.62026 | 0.0001 | 0.57282
5436 | 1 | 9.4487e-05 | 0 | 0 | 0.00018797 | 0.00011416 | 0.49136 | 0.035744 | 0.0001 | 0.34746 | 0.62013 | 0.0001 | 0.63965
5437 | 1 | 9.5467e-05 | 0 | 0 | 0.00019032 | 0.00011416 | 0.45626 | 0.060818 | 0.0001 | 0.34762 | 0.62001 | 0.0001 | 0.73352
5438 | 1 | 9.2737e-05 | 0 | 0 | 0.00021382 | 0.00011416 | 0.49136 | 0.082701 | 0.0001 | 0.34779 | 0.61988 | 0.0001 | 0.72077
5439 | 1 | 9.0207e-05 | 0 | 0 | 0.00022322 | 0.00011416 | 0.39484 | 0.09079 | 0.0001 | 0.34796 | 0.61976 | 0.0001 | 0.64666
5440 | 1 | 8.8997e-05 | 0 | 0 | 0.00022322 | 0.00011416 | 0.3071 | 0.085482 | 0.0001 | 0.34815 | 0.61961 | 0.0001 | 0.57154
5441 | 1 | 8.9707e-05 | 0 | 0 | 0.00016448 | 0.00011416 | 0.21936 | 0.071754 | 0.0001 | 0.34832 | 0.61948 | 0.0001 | 0.39252
5442 | 1 | 9.4237e-05 | 0 | 0 | 0.00011748 | 0.00011416 | 0.087742 | 0.03495 | 0.0001 | 0.34849 | 0.61936 | 0.0001 | 0.21669
5443 | 1 | 9.8677e-05 | 0 | 0 | 8.8113e-05 | 0.00011416 | 0 | 0.018639 | 0.0001 | 0.34867 | 0.61923 | 0.0001 | 0.060574
5444 | 1 | 9.8897e-05 | 0 | 0 | 5.8742e-05 | 0.00011416 | 0 | 0.011742 | 0.0001 | 0.34884 | 0.61911 | 0.0001 | 0
5445 | 1 | 0.0001004 | 0 | 0 | 3.7595e-05 | 0.00011416 | 0 | 0.018308 | 0.0001 | 0.349 | 0.61899 | 0.0001 | 0
5446 | 1 | 0.0001042 | 0 | 0 | 2.3497e-05 | 0.00011416 | 0 | 0.047553 | 0.0001 | 0.34917 | 0.61884 | 0.0001 | 0
5447 | 1 | 0.0001022 | 0 | 0 | 9.3987e-06 | 0.00011416 | 0 | 0.075076 | 0.0001 | 0.34935 | 0.61872 | 0.0001 | 0
5448 | 1 | 9.4757e-05 | 0 | 0 | 5.8742e-06 | 0.00011416 | 0 | 0.081112 | 0.0001 | 0.34953 | 0.6186 | 0.0001 | 0
5449 | 1 | 9.0487e-05 | 0 | 0 | 2.3497e-06 | 0.00011416 | 0 | 0.10339 | 0.0001 | 0.3497 | 0.61847 | 0.0001 | 0
5450 | 1 | 8.6537e-05 | 0 | 0 | 1.1748e-06 | 0.00011416 | 0 | 0.14266 | 0.0001 | 0.29566 | 0.61835 | 0.0001 | 0
5451 | 1 | 8.3607e-05 | 0 | 0 | 1.4098e-05 | 0.00011416 | 0 | 0.19226 | 0.0001 | 0.29583 | 0.61819 | 0.0001 | 0
5452 | 1 | 8.1397e-05 | 0 | 0 | 3.7595e-05 | 0.00011416 | 0 | 0.22164 | 0.0001 | 0.296 | 0.61807 | 0.0001 | 0
5453 | 1 | 7.9547e-05 | 0 | 0 | 9.3987e-05 | 0.00011416 | 0 | 0.23775 | 0.0001 | 0.29618 | 0.61795 | 0.0001 | 0
5454 | 1 | 8.8467e-05 | 0 | 0 | 0.0001821 | 0.00011416 | 0.017548 | 0.17608 | 0.0001 | 0.29635 | 0.61782 | 0.0001 | 0
5455 | 1 | 0.0001074 | 0 | 0 | 0.0001586 | 0.00011416 | 0.17548 | 0.098946 | 0.0001 | 0.29651 | 0.6177 | 0.0001 | 0
5456 | 1 | 0.0001255 | 0 | 0 | 0.00014685 | 0.00011416 | 0.33342 | 0.080781 | 0.0001 | 0.29669 | 0.61757 | 0.0001 | 0.0036283
5457 | 1 | 0.0001367 | 0 | 0 | 0.00016448 | 0.00011416 | 0.47381 | 0.073553 | 0.0001 | 0.29686 | 0.61743 | 0.0001 | 0.046987
5458 | 1 | 0.0001413 | 0 | 0 | 0.00018797 | 0.00011416 | 0.5791 | 0.081642 | 0.0001 | 0.29704 | 0.61731 | 0.0001 | 0.16046
5459 | 1 | 0.000146 | 0 | 0 | 0.00020677 | 0.00011416 | 0.64052 | 0.07395 | 0.0001 | 0.29721 | 0.61718 | 0.0001 | 0.2733
5460 | 1 | 0.000152 | 0 | 0 | 0.00018797 | 0.00011416 | 0.64052 | 0.090062 | 0.0001 | 0.29739 | 0.61706 | 0.0001 | 0.38741
5461 | 1 | 0.0001412 | 0 | 0 | 0.00019032 | 0.00011416 | 0.60542 | 0.103 | 0.0001 | 0.29756 | 0.61693 | 0.0001 | 0.36881
5462 | 1 | 0.000143 | 0 | 0 | 0.00021382 | 0.00011416 | 0.544 | 0.11195 | 0.0001 | 0.29773 | 0.61678 | 0.0001 | 0.31467
5463 | 1 | 0.0001413 | 0 | 0 | 0.00022322 | 0.00011416 | 0.46503 | 0.13138 | 0.0001 | 0.2979 | 0.61666 | 0.0001 | 0.28387
5464 | 1 | 0.0001381 | 0 | 0 | 0.00022322 | 0.00011416 | 0.36852 | 0.1217 | 0.0001 | 0.29807 | 0.61653 | 0.0001 | 0.36277
5465 | 1 | 0.000134 | 0 | 0 | 0.00016448 | 0.00011416 | 0.21936 | 0.12043 | 0.0001 | 0.29825 | 0.61641 | 0.0001 | 0.35779
5466 | 1 | 0.0001285 | 0 | 0 | 0.00011748 | 0.00011416 | 0.070194 | 0.12601 | 0.0001 | 0.29842 | 0.61629 | 0.0001 | 0.25477
5467 | 1 | 0.0001261 | 0 | 0 | 8.8113e-05 | 0.00011416 | 0 | 0.12097 | 0.0001 | 0.29859 | 0.61614 | 0.0001 | 0.080872
5468 | 1 | 0.0001206 | 0 | 0 | 5.8742e-05 | 0.00011416 | 0 | 0.12342 | 0.0001 | 0.29877 | 0.61602 | 0.0001 | 0
5469 | 1 | 0.0001182 | 0 | 0 | 3.7595e-05 | 0.00011416 | 0 | 0.13848 | 0.0001 | 0.29894 | 0.61589 | 0.0001 | 0
5470 | 1 | 0.0001195 | 0 | 0 | 2.3497e-05 | 0.00011416 | 0 | 0.11944 | 0.0001 | 0.29911 | 0.61577 | 0.0001 | 0
5471 | 1 | 0.0001132 | 0 | 0 | 9.3987e-06 | 0.00011416 | 0 | 0.10366 | 0.0001 | 0.29928 | 0.61565 | 0.0001 | 0
5472 | 1 | 0.0001044 | 0 | 0 | 5.8742e-06 | 0.00011416 | 0 | 0.076069 | 0.0001 | 0.29945 | 0.61552 | 0.0001 | 0
5473 | 1 | 9.8097e-05 | 1.345e-05 | 0 | 2.3497e-06 | 0.00011416 | 0 | 0.067516 | 0.0001 | 0.29963 | 0.61537 | 0.0001 | 0
5474 | 1 | 9.3637e-05 | 2.6229e-05 | 0 | 1.1748e-06 | 0.00011416 | 0 | 0.079655 | 0.0001 | 0.2998 | 0.61525 | 0.0001 | 0
5475 | 1 | 8.8087e-05 | 3.5609e-05 | 0 | 1.4098e-05 | 0.00011416 | 0 | 0.090194 | 0.0001 | 0.29997 | 0.61513 | 0.0001 | 0
5476 | 1 | 8.3437e-05 | 4.1089e-05 | 0 | 3.7595e-05 | 0.00011416 | 0 | 0.12144 | 0.0001 | 0.30015 | 0.61501 | 0.0001 | 0
5477 | 1 | 7.9427e-05 | 5.0829e-05 | 0 | 9.3987e-05 | 0.00011416 | 0 | 0.15008 | 0.0001 | 0.30032 | 0.61488 | 0.0001 | 0
5478 | 1 | 8.6497e-05 | 6.2518e-05 | 0 | 0.0001821 | 0.00011416 | 0 | 0.16388 | 0.0001 | 0.30049 | 0.61473 | 0.0001 | 0
5479 | 1 | 0.0001038 | 5.5479e-05 | 0 | 0.0001586 | 0.00011416 | 0.043871 | 0.16792 | 0.0001 | 0.30066 | 0.61461 | 0.0001 | 0
5480 | 1 | 0.0001207 | 3.9529e-05 | 0 | 0.00014685 | 0.00011416 | 0.11406 | 0.14253 | 0.0001 | 0.30083 | 0.61448 | 0.0001 | 0.12275
5481 | 1 | 0.000132 | 1.9799e-05 | 0 | 0.00016448 | 0.00011416 | 0.2369 | 0.11984 | 0.0001 | 0.30101 | 0.61436 | 0.0001 | 0.31356
5482 | 1 | 0.000136 | 0 | 0 | 0.00018797 | 0.00011416 | 0.35097 | 0.099211 | 0.0001 | 0.30118 | 0.61423 | 0.0001 | 0.47497
5483 | 1 | 0.0001398 | 0 | 0 | 0.00020677 | 0.00011416 | 0.41239 | 0.072217 | 0.0001 | 0.30135 | 0.61411 | 0.0001 | 0.60535
5484 | 1 | 0.0001452 | 0 | 0 | 0.00018797 | 0.00011416 | 0.42116 | 0.045897 | 0.0001 | 0.30153 | 0.61397 | 0.0001 | 0.70953
5485 | 1 | 0.0001349 | 0 | 0 | 0.00019032 | 0.00011416 | 0.41239 | 0.055245 | 0.0001 | 0.30169 | 0.61384 | 0.0001 | 0.73699
5486 | 1 | 0.0001362 | 0 | 0 | 0.00021382 | 0.00011416 | 0.38607 | 0.057628 | 0.0001 | 0.30187 | 0.61372 | 0.0001 | 0.75829
5487 | 1 | 0.0001358 | 0 | 0 | 0.00022322 | 0.00011416 | 0.32465 | 0.04145 | 0.0001 | 0.30204 | 0.61359 | 0.0001 | 0.6944
5488 | 1 | 0.0001331 | 0 | 0 | 0.00022322 | 0.00011416 | 0.28955 | 0.043834 | 0.0001 | 0.30222 | 0.61347 | 0.0001 | 0.59706
5489 | 1 | 0.0001293 | 0 | 0 | 0.00016448 | 0.00011416 | 0.20181 | 0.046692 | 0.0001 | 0.30239 | 0.61332 | 0.0001 | 0.44795
5490 | 1 | 0.0001258 | 0 | 0 | 0.00011748 | 0.00011416 | 0.078968 | 0.055576 | 0.0001 | 0.30256 | 0.61319 | 0.0001 | 0.26417
5491 | 1 | 0.0001236 | 0 | 0 | 8.8113e-05 | 0.00011416 | 0 | 0.084357 | 0.0001 | 0.30274 | 0.61307 | 0.0001 | 0.11325
5492 | 1 | 0.0001189 | 0 | 0 | 5.8742e-05 | 0.00011416 | 0 | 0.072085 | 0.0001 | 0.30291 | 0.61295 | 0.0001 | 0
5493 | 1 | 0.0001174 | 0 | 0 | 3.7595e-05 | 0.00011416 | 0 | 0.065993 | 0.0001 | 0.30308 | 0.61282 | 0.0001 | 0
5494 | 1 | 0.0001205 | 0 | 0 | 2.3497e-05 | 0.00011416 | 0 | 0.060354 | 0.0001 | 0.30325 | 0.61268 | 0.0001 | 0
5495 | 1 | 0.0001146 | 0 | 0 | 9.3987e-06 | 0.00011416 | 0 | 0.084357 | 0.0001 | 0.30342 | 0.61255 | 0.0001 | 0
5496 | 1 | 0.0001038 | 1.9589e-05 | 0 | 5.8742e-06 | 0.00011416 | 0 | 0.10976 | 0.0001 | 0.3036 | 0.61243 | 0.0001 | 0
5497 | 1 | 9.7597e-05 | 2.5559e-05 | 0 | 2.3497e-06 | 0.00011416 | 0 | 0.13006 | 0.0001 | 0.30377 | 0.61231 | 0.0001 | 0
5498 | 1 | 9.2537e-05 | 4.2209e-05 | 0 | 1.1748e-06 | 0.00011416 | 0 | 0.14869 | 0.0001 | 0.30394 | 0.61218 | 0.0001 | 0
5499 | 1 | 8.7387e-05 | 5.0389e-05 | 0 | 1.4098e-05 | 0.00011416 | 0 | 0.16838 | 0.0001 | 0.30408 | 0.61206 | 0.0001 | 0
5500 | 1 | 8.3037e-05 | 5.6059e-05 | 0 | 3.7595e-05 | 0.00011416 | 0 | 0.15412 | 0.0001 | 0.30423 | 0.6119 | 0.0001 | 0
5501 | 1 | 7.9917e-05 | 5.1919e-05 | 0 | 9.3987e-05 | 0.00011416 | 0 | 0.14929 | 0.0001 | 0.30437 | 0.61178 | 0.0001 | 0
5502 | 1 | 8.6257e-05 | 7.5978e-05 | 0 | 0.0001821 | 0.00011416 | 0.0087742 | 0.080251 | 0.0001 | 0.30452 | 0.61166 | 0.0001 | 0
5503 | 1 | 0.0001031 | 6.7818e-05 | 0 | 0.0001586 | 0.00011416 | 0.16671 | 0.06095 | 0.0001 | 0.30467 | 0.61153 | 0.0001 | 0
5504 | 1 | 0.0001178 | 7.0798e-05 | 0 | 0.00014685 | 0.00011416 | 0.32465 | 0.062605 | 0.0001 | 0.30481 | 0.61141 | 0.0001 | 0.091193
5505 | 1 | 0.0001291 | 4.8019e-05 | 0 | 0.00016448 | 0.00011416 | 0.47381 | 0.037069 | 0.0001 | 0.30497 | 0.61127 | 0.0001 | 0.24061
5506 | 1 | 0.0001339 | 2.8219e-05 | 0 | 0.00018797 | 0.00011416 | 0.59665 | 0.035413 | 0.0001 | 0.30511 | 0.61114 | 0.0001 | 0.46601
5507 | 1 | 0.0001395 | 0 | 0 | 0.00020677 | 0.00011416 | 0.67561 | 0.042311 | 0.0001 | 0.30527 | 0.61102 | 0.0001 | 0.57197
5508 | 1 | 0.0001449 | 0 | 0 | 0.00018797 | 0.00011416 | 0.70194 | 0.055642 | 0.0001 | 0.30541 | 0.61089 | 0.0001 | 0.69805
5509 | 1 | 0.0001354 | 0 | 0 | 0.00019032 | 0.00011416 | 0.69316 | 0.073089 | 0.0001 | 0.30556 | 0.61077 | 0.0001 | 0.74013
5510 | 1 | 0.0001356 | 0 | 0 | 0.00021382 | 0.00011416 | 0.64929 | 0.087215 | 0.0001 | 0.3057 | 0.61065 | 0.0001 | 0.73506
5511 | 1 | 0.0001347 | 0 | 0 | 0.00022322 | 0.00011416 | 0.56155 | 0.091254 | 0.0001 | 0.30585 | 0.61049 | 0.0001 | 0.68146
5512 | 1 | 0.000132 | 0 | 0 | 0.00022322 | 0.00011416 | 0.42994 | 0.081178 | 0.0001 | 0.306 | 0.61037 | 0.0001 | 0.58639
5513 | 1 | 0.0001285 | 0 | 0 | 0.00016448 | 0.00011416 | 0.272 | 0.069039 | 0.0001 | 0.30614 | 0.61024 | 0.0001 | 0.44956
5514 | 1 | 0.000125 | 0 | 0 | 0.00011748 | 0.00011416 | 0.096516 | 0.042642 | 0.0001 | 0.30629 | 0.61012 | 0.0001 | 0.28715
5515 | 1 | 0.0001234 | 0 | 0 | 8.8113e-05 | 0.00011416 | 0 | 0.018308 | 0.0001 | 0.30644 | 0.61 | 0.0001 | 0.11036
5516 | 1 | 0.000119 | 0 | 0 | 5.8742e-05 | 0.00011416 | 0 | 0.0085526 | 0.0001 | 0.30659 | 0.60985 | 0.0001 | 0
5517 | 1 | 0.0001177 | 0 | 0 | 3.7595e-05 | 0.00011416 | 0 | 0.032103 | 0.0001 | 0.30674 | 0.60973 | 0.0001 | 0
5518 | 1 | 0.0001199 | 0 | 0 | 2.3497e-05 | 0.00011416 | 0 | 0.062473 | 0.0001 | 0.30689 | 0.6096 | 0.0001 | 0
5519 | 1 | 0.0001148 | 0 | 0 | 9.3987e-06 | 0.00011416 | 0 | 0.098085 | 0.0001 | 0.30704 | 0.60948 | 0.0001 | 0
5520 | 1 | 0.0001041 | 1.465e-05 | 0 | 5.8742e-06 | 0.00011416 | 0 | 0.12713 | 0.0001 | 0.30719 | 0.60936 | 0.0001 | 0
5521 | 1 | 9.7067e-05 | 2.6009e-05 | 0 | 2.3497e-06 | 0.00011416 | 0 | 0.11586 | 0.0001 | 0.30733 | 0.6092 | 0.0001 | 0
5522 | 1 | 9.1537e-05 | 5.2999e-05 | 0 | 1.1748e-06 | 0.00011416 | 0 | 0.11706 | 0.0001 | 0.30747 | 0.6092 | 0.0001 | 0
5523 | 1 | 8.6947e-05 | 6.2868e-05 | 0 | 1.4098e-05 | 0.00011416 | 0 | 0.11706 | 0.0001 | 0.30762 | 0.60943 | 0.0001 | 0
5524 | 1 | 8.3477e-05 | 6.5168e-05 | 0 | 3.7595e-05 | 0.00011416 | 0 | 0.12753 | 0.0001 | 0.30777 | 0.60962 | 0.0001 | 0
5525 | 1 | 8.0047e-05 | 6.4338e-05 | 0 | 9.3987e-05 | 0.00011416 | 0 | 0.14903 | 0.0001 | 0.30792 | 0.60985 | 0.0001 | 0
5526 | 1 | 8.8457e-05 | 5.2869e-05 | 0 | 0.0001821 | 0.00011416 | 0.017548 | 0.16679 | 0.0001 | 0.30807 | 0.61005 | 0.0001 | 0
5527 | 1 | 0.0001049 | 5.6319e-05 | 0 | 0.0001586 | 0.00011416 | 0.18426 | 0.060354 | 0.0001 | 0.30822 | 0.61024 | 0.0001 | 0
5528 | 1 | 0.0001195 | 5.9968e-05 | 0 | 0.00014685 | 0.00011416 | 0.34219 | 0.012603 | 0.0001 | 0.30836 | 0.61047 | 0.0001 | 0.12067
5529 | 1 | 0.0001304 | 3.9679e-05 | 0 | 0.00016448 | 0.00011416 | 0.49136 | 0.014258 | 0.0001 | 0.30852 | 0.61066 | 0.0001 | 0.29752
5530 | 1 | 0.0001368 | 0 | 0 | 0.00018797 | 0.00011416 | 0.59665 | 0.037797 | 0.0001 | 0.30866 | 0.61089 | 0.0001 | 0.45544
5531 | 1 | 0.0001403 | 0 | 0 | 0.00020677 | 0.00011416 | 0.66684 | 0.040655 | 0.0001 | 0.30881 | 0.61109 | 0.0001 | 0.58565
5532 | 1 | 0.0001457 | 0 | 0 | 0.00018797 | 0.00011416 | 0.70194 | 0.048745 | 0.0001 | 0.30896 | 0.61128 | 0.0001 | 0.66954
5533 | 1 | 0.0001359 | 0 | 0 | 0.00019032 | 0.00011416 | 0.68439 | 0.060486 | 0.0001 | 0.3091 | 0.61151 | 0.0001 | 0.70621
5534 | 1 | 0.0001368 | 0 | 0 | 0.00021382 | 0.00011416 | 0.64052 | 0.066192 | 0.0001 | 0.30925 | 0.6117 | 0.0001 | 0.71633
5535 | 1 | 0.0001358 | 0 | 0 | 0.00022322 | 0.00011416 | 0.544 | 0.055708 | 0.0001 | 0.30939 | 0.61193 | 0.0001 | 0.67143
5536 | 1 | 0.0001341 | 0 | 0 | 0.00022322 | 0.00011416 | 0.42116 | 0.059758 | 0.0001 | 0.30955 | 0.61213 | 0.0001 | 0.56225
5537 | 1 | 0.000131 | 0 | 0 | 0.00016448 | 0.00011416 | 0.26323 | 0.053258 | 0.0001 | 0.30969 | 0.61232 | 0.0001 | 0.42504
5538 | 1 | 0.0001267 | 0 | 0 | 0.00011748 | 0.00011416 | 0.096516 | 0.0309 | 0.0001 | 0.30985 | 0.61255 | 0.0001 | 0.26784
5539 | 1 | 0.0001248 | 0 | 0 | 8.8113e-05 | 0.00011416 | 0 | 0.012603 | 0.0001 | 0.30999 | 0.61274 | 0.0001 | 0.072261
5540 | 1 | 0.0001217 | 0 | 0 | 5.8742e-05 | 0.00011416 | 0 | 0.01545 | 0.0001 | 0.31014 | 0.61295 | 0.0001 | 0
5541 | 1 | 0.0001212 | 0 | 0 | 3.7595e-05 | 0.00011416 | 0 | 0.056767 | 0.0001 | 0.31029 | 0.61317 | 0.0001 | 0
5542 | 1 | 0.0001223 | 0 | 0 | 2.3497e-05 | 0.00011416 | 0 | 0.098085 | 0.0001 | 0.31043 | 0.61337 | 0.0001 | 0
5543 | 1 | 0.0001163 | 0 | 0 | 9.3987e-06 | 0.00011416 | 0 | 0.16553 | 0.0001 | 0.31058 | 0.61359 | 0.0001 | 0
5544 | 1 | 0.0001077 | 0 | 0 | 5.8742e-06 | 0.00011416 | 0 | 0.22369 | 0.0001 | 0.31072 | 0.61379 | 0.0001 | 0
5545 | 1 | 0.0001012 | 0 | 0 | 2.3497e-06 | 0.00011416 | 0 | 0.26004 | 0.0001 | 0.31088 | 0.61399 | 0.0001 | 0
5546 | 1 | 9.7457e-05 | 0 | 0 | 1.1748e-06 | 0.00011416 | 0 | 0.28146 | 0.0001 | 0.31102 | 0.61421 | 0.0001 | 0
5547 | 1 | 9.1587e-05 | 2.0089e-05 | 0 | 1.4098e-05 | 0.00011416 | 0 | 0.26727 | 0.0001 | 0.31117 | 0.61441 | 0.0001 | 0
5548 | 1 | 8.7307e-05 | 2.8269e-05 | 0 | 3.7595e-05 | 0.00011416 | 0 | 0.26362 | 0.0001 | 0.31132 | 0.61463 | 0.0001 | 0
5549 | 1 | 8.1937e-05 | 4.1689e-05 | 0 | 9.3987e-05 | 0.00011416 | 0 | 0.25838 | 0.0001 | 0.31146 | 0.61483 | 0.0001 | 0
5550 | 1 | 8.7687e-05 | 5.1459e-05 | 0 | 0.0001821 | 0.00011416 | 0.017548 | 0.19591 | 0.0001 | 0.31162 | 0.61503 | 0.0001 | 0
5551 | 1 | 0.0001051 | 4.9059e-05 | 0 | 0.0001586 | 0.00011416 | 0.17548 | 0.090393 | 0.0001 | 0.31176 | 0.61525 | 0.0001 | 0
5552 | 1 | 0.0001216 | 3.6879e-05 | 0 | 0.00014685 | 0.00011416 | 0.34219 | 0.026861 | 0.0001 | 0.31192 | 0.61545 | 0.0001 | 0.092383
5553 | 1 | 0.0001332 | 1.24e-05 | 0 | 0.00016448 | 0.00011416 | 0.48258 | 0.019964 | 0.0001 | 0.31206 | 0.61567 | 0.0001 | 0.26379
5554 | 1 | 0.0001372 | 0 | 0 | 0.00018797 | 0.00011416 | 0.58787 | 0.03495 | 0.0001 | 0.31221 | 0.61587 | 0.0001 | 0.42079
5555 | 1 | 0.0001417 | 0 | 0 | 0.00020677 | 0.00011416 | 0.65807 | 0.022347 | 0.0001 | 0.31235 | 0.61607 | 0.0001 | 0.56733
5556 | 1 | 0.0001464 | 0 | 2.4017e-05 | 0.00018797 | 0.00011416 | 0.68439 | 0.028516 | 0.0001 | 0.31249 | 0.61629 | 0.0001 | 0.65158
5557 | 1 | 0.0001376 | 0 | 0.00045724 | 0.00019032 | 0.00011416 | 0.67561 | 0.032566 | 0.0001 | 0.31265 | 0.61649 | 0.0001 | 0.70512
5558 | 1 | 0.0001379 | 0 | 0.00078516 | 0.00021382 | 0.00011416 | 0.62297 | 0.021155 | 0.0001 | 0.31279 | 0.61672 | 0.0001 | 0.6541
5559 | 1 | 0.0001363 | 0 | 0.00082581 | 0.00022322 | 0.00011416 | 0.53523 | 0.01545 | 0.0001 | 0.31295 | 0.61691 | 0.0001 | 0.63162
5560 | 1 | 0.0001325 | 0 | 0.00059857 | 0.00022322 | 0.00011416 | 0.40361 | 0.0057054 | 0.0001 | 0.31309 | 0.61711 | 0.0001 | 0.5557
5561 | 1 | 0.0001277 | 0 | 7.4821e-05 | 0.00016448 | 0.00011416 | 0.25445 | 0.01545 | 0.0001 | 0.31325 | 0.61733 | 0.0001 | 0.40084
5562 | 1 | 0.0001249 | 0 | 0 | 0.00011748 | 0.00011416 | 0.087742 | 0.038139 | 0.0001 | 0.31339 | 0.61753 | 0.0001 | 0.22667
5563 | 1 | 0.0001245 | 0 | 0 | 8.8113e-05 | 0.00011416 | 0 | 0.073354 | 0.0001 | 0.31354 | 0.61776 | 0.0001 | 0.077727
5564 | 1 | 0.0001204 | 0 | 0 | 5.8742e-05 | 0.00011416 | 0 | 0.11864 | 0.0001 | 0.31369 | 0.61795 | 0.0001 | 0
5565 | 1 | 0.0001187 | 0 | 0 | 3.7595e-05 | 0.00011416 | 0 | 0.16395 | 0.0001 | 0.31383 | 0.61815 | 0.0001 | 0
5566 | 1 | 0.0001185 | 0 | 0 | 2.3497e-05 | 0.00011416 | 0 | 0.21893 | 0.0001 | 0.31398 | 0.61837 | 0.0001 | 0
5567 | 1 | 0.0001139 | 0 | 0 | 9.3987e-06 | 0.00011416 | 0 | 0.2286 | 0.0001 | 0.31412 | 0.61857 | 0.0001 | 0
5568 | 1 | 0.0001081 | 0 | 0 | 5.8742e-06 | 0.00011416 | 0 | 0.25925 | 0.0001 | 0.31428 | 0.6188 | 0.0001 | 0
5569 | 1 | 0.0001028 | 0 | 0 | 2.3497e-06 | 0.00011416 | 0 | 0.26528 | 0.0001 | 0.31442 | 0.61899 | 0.0001 | 0
5570 | 1 | 9.7617e-05 | 0 | 0 | 1.1748e-06 | 0.00011416 | 0 | 0.23298 | 0.0001 | 0.31458 | 0.61919 | 0.0001 | 0
5571 | 1 | 9.3027e-05 | 0 | 0 | 1.4098e-05 | 0.00011416 | 0 | 0.20838 | 0.0001 | 0.31472 | 0.61941 | 0.0001 | 0
5572 | 1 | 8.8047e-05 | 0 | 0 | 3.7595e-05 | 0.00011416 | 0 | 0.14863 | 0.0001 | 0.31487 | 0.61961 | 0.0001 | 0
5573 | 1 | 8.2297e-05 | 0 | 0 | 9.3987e-05 | 0.00011416 | 0 | 0.11871 | 0.0001 | 0.31502 | 0.61984 | 0.0001 | 0
5574 | 1 | 8.2477e-05 | 1.834e-05 | 0 | 0.0001821 | 0.00011416 | 0.0087742 | 0.09729 | 0.0001 | 0.31516 | 0.62003 | 0.0001 | 0
5575 | 1 | 8.6137e-05 | 1.786e-05 | 0 | 0.0001586 | 0.00011416 | 0.16671 | 0.024345 | 0.0001 | 0.31531 | 0.62023 | 0.0001 | 0
5576 | 1 | 8.9887e-05 | 1.268e-05 | 0 | 0.00014685 | 0.00011416 | 0.33342 | 0.0028472 | 0.0001 | 0.31546 | 0.62045 | 0.0001 | 0.06845
5577 | 1 | 0.0001005 | 0 | 0 | 0.00016448 | 0.00011416 | 0.47381 | 0.0085526 | 0.0001 | 0.31561 | 0.62065 | 0.0001 | 0.16344
5578 | 1 | 0.0001076 | 0 | 0.00070295 | 0.00018797 | 0.00011416 | 0.58787 | 0.012603 | 0.0001 | 0.31575 | 0.62085 | 0.0001 | 0.11273
5579 | 1 | 0.0001119 | 0 | 0.0017366 | 0.00020677 | 0.00011416 | 0.65807 | 0.024345 | 0.0001 | 0.3159 | 0.62107 | 0.0001 | 0.10998
5580 | 1 | 0.0001157 | 0 | 0.0025061 | 0.00018797 | 0.00011416 | 0.66684 | 0.048678 | 0.0001 | 0.31605 | 0.62127 | 0.0001 | 0.093845
5581 | 1 | 0.0001151 | 0 | 0.0029808 | 0.00019032 | 0.00011416 | 0.60542 | 0.048215 | 0.0001 | 0.3162 | 0.62149 | 0.0001 | 0.061822
5582 | 1 | 0.0001143 | 0 | 0.0032339 | 0.00021382 | 0.00011416 | 0.51768 | 0.045368 | 0.0001 | 0.31635 | 0.62169 | 0.0001 | 0.028612
5583 | 1 | 0.0001117 | 0 | 0.0032635 | 0.00022322 | 0.00011416 | 0.36852 | 0.045368 | 0.0001 | 0.31649 | 0.62189 | 0.0001 | 0.051011
5584 | 1 | 0.0001094 | 0 | 0.0031369 | 0.00022322 | 0.00011416 | 0.24568 | 0.049407 | 0.0001 | 0.31665 | 0.62211 | 0.0001 | 0.14007
5585 | 1 | 0.0001075 | 0 | 0.0027887 | 0.00016448 | 0.00011416 | 0.12284 | 0.042178 | 0.0001 | 0.31679 | 0.62231 | 0.0001 | 0.12149
5586 | 1 | 0.0001072 | 0 | 0.0019075 | 0.00011748 | 0.00011416 | 0.035097 | 0.07342 | 0.0001 | 0.31694 | 0.62253 | 0.0001 | 0.12447
5587 | 1 | 0.0001079 | 0 | 7.3898e-06 | 8.8113e-05 | 0.00011416 | 0 | 0.060751 | 0.0001 | 0.31708 | 0.62273 | 0.0001 | 0.07532
5588 | 1 | 0.0001057 | 0 | 0 | 5.8742e-05 | 0.00011416 | 0 | 0.059626 | 0.0001 | 0.31723 | 0.62293 | 0.0001 | 0
5589 | 1 | 0.0001054 | 0 | 0 | 3.7595e-05 | 0.00011416 | 0 | 0.066986 | 0.0001 | 0.31738 | 0.62315 | 0.0001 | 0
5590 | 1 | 0.0001057 | 0 | 0 | 2.3497e-05 | 0.00011416 | 0 | 0.06532 | 0.0001 | 0.31753 | 0.62335 | 0.0001 | 0
5591 | 1 | 0.0001034 | 0 | 0 | 9.3987e-06 | 0.00011416 | 0 | 0.070562 | 0.0001 | 0.31768 | 0.62357 | 0.0001 | 0
5592 | 1 | 9.8087e-05 | 0 | 0 | 5.8742e-06 | 0.00011416 | 0 | 0.064857 | 0.0001 | 0.31782 | 0.62377 | 0.0001 | 0
5593 | 1 | 9.2747e-05 | 1.774e-05 | 0 | 2.3497e-06 | 0.00011416 | 0 | 0.072957 | 0.0001 | 0.31797 | 0.62397 | 0.0001 | 0
5594 | 1 | 8.6627e-05 | 2.6589e-05 | 0 | 1.1748e-06 | 0.00011416 | 0 | 0.089996 | 0.0001 | 0.31812 | 0.62419 | 0.0001 | 0
5595 | 1 | 8.1277e-05 | 3.5719e-05 | 0 | 1.4098e-05 | 0.00011416 | 0 | 0.091651 | 0.0001 | 0.31827 | 0.62439 | 0.0001 | 0
5596 | 1 | 7.6848e-05 | 4.1039e-05 | 0 | 3.7595e-05 | 0.00011416 | 0 | 0.092048 | 0.0001 | 0.31842 | 0.62461 | 0.0001 | 0
5597 | 1 | 7.1638e-05 | 4.6959e-05 | 0 | 9.3987e-05 | 0.00011416 | 0 | 0.085151 | 0.0001 | 0.31856 | 0.62481 | 0.0001 | 0
5598 | 1 | 7.1378e-05 | 5.7378e-05 | 0 | 0.0001821 | 0.00011416 | 0.0087742 | 0.15472 | 0.0001 | 0.31871 | 0.62501 | 0.0001 | 0
5599 | 1 | 7.2578e-05 | 5.2369e-05 | 0 | 0.0001586 | 0.00011416 | 0.14039 | 0.051934 | 0.0001 | 0.31885 | 0.62523 | 0.0001 | 0
5600 | 1 | 7.4918e-05 | 4.2569e-05 | 0 | 0.00014685 | 0.00011416 | 0.31587 | 0.029708 | 0.0001 | 0.319 | 0.62543 | 0.0001 | 0
5601 | 1 | 8.0277e-05 | 3.6689e-05 | 0 | 0.00016448 | 0.00011416 | 0.46503 | 0.028516 | 0.0001 | 0.31915 | 0.62565 | 0.0001 | 0.14797
5602 | 1 | 8.8457e-05 | 2.4189e-05 | 0.0019564 | 0.00018797 | 0.00011416 | 0.5791 | 0.011411 | 0.0001 | 0.3193 | 0.62585 | 0.0001 | 0.34717
5603 | 1 | 9.4697e-05 | 1.093e-05 | 0.0031102 | 0.00020677 | 0.00011416 | 0.62297 | 0.019964 | 0.0001 | 0.31945 | 0.62605 | 0.0001 | 0.30274
5604 | 1 | 0.0001002 | 0 | 0.0038288 | 0.00018797 | 0.00011416 | 0.60542 | 0.026861 | 0.0001 | 0.3196 | 0.62627 | 0.0001 | 0.4597
5605 | 1 | 0.0001009 | 0 | 0.0042316 | 0.00019032 | 0.00011416 | 0.5791 | 0.042642 | 0.0001 | 0.31975 | 0.62647 | 0.0001 | 0.52421
5606 | 1 | 9.7227e-05 | 0 | 0.0043701 | 0.00021382 | 0.00011416 | 0.51768 | 0.042642 | 0.0001 | 0.3199 | 0.62669 | 0.0001 | 0.51184
5607 | 1 | 9.4067e-05 | 0 | 0.0042704 | 0.00022322 | 0.00011416 | 0.43871 | 0.04145 | 0.0001 | 0.32004 | 0.62689 | 0.0001 | 0.39792
5608 | 1 | 9.2807e-05 | 0 | 0.0038334 | 0.00022322 | 0.00011416 | 0.3071 | 0.035744 | 0.0001 | 0.32019 | 0.62709 | 0.0001 | 0.43489
5609 | 1 | 9.3277e-05 | 0 | 0.0031222 | 0.00016448 | 0.00011416 | 0.20181 | 0.0057054 | 0.0001 | 0.32033 | 0.62731 | 0.0001 | 0.2626
5610 | 1 | 9.7387e-05 | 0 | 0.001199 | 0.00011748 | 0.00011416 | 0.070194 | 0.0068973 | 0.0001 | 0.32048 | 0.62751 | 0.0001 | 0.088862
5611 | 1 | 0.0001021 | 0 | 0 | 8.8113e-05 | 0.00011416 | 0 | 0.024345 | 0.0001 | 0.32063 | 0.62773 | 0.0001 | 0.037368
5612 | 1 | 0.0001028 | 0 | 0 | 5.8742e-05 | 0.00011416 | 0 | 0.069701 | 0.0001 | 0.32078 | 0.62793 | 0.0001 | 0
5613 | 1 | 0.0001044 | 0 | 0 | 3.7595e-05 | 0.00011416 | 0 | 0.094774 | 0.0001 | 0.32093 | 0.62813 | 0.0001 | 0
5614 | 1 | 0.0001036 | 1.374e-05 | 0 | 2.3497e-05 | 0.00011416 | 0 | 0.14279 | 0.0001 | 0.32107 | 0.62835 | 0.0001 | 0
5615 | 1 | 9.8997e-05 | 2.9419e-05 | 0 | 9.3987e-06 | 0.00011416 | 0 | 0.14279 | 0.0001 | 0.32123 | 0.62855 | 0.0001 | 0
5616 | 1 | 9.0617e-05 | 4.5659e-05 | 0 | 5.8742e-06 | 0.00011416 | 0 | 0.13755 | 0.0001 | 0.32137 | 0.62877 | 0.0001 | 0
5617 | 1 | 8.6097e-05 | 5.2889e-05 | 0 | 2.3497e-06 | 0.00011416 | 0 | 0.14086 | 0.0001 | 0.32152 | 0.62897 | 0.0001 | 0
5618 | 1 | 8.0787e-05 | 6.5618e-05 | 0 | 1.1748e-06 | 0.00011416 | 0 | 0.12071 | 0.0001 | 0.26015 | 0.62917 | 0.0001 | 0
5619 | 1 | 7.8127e-05 | 6.3628e-05 | 0 | 1.4098e-05 | 0.00011416 | 0 | 0.11785 | 0.0001 | 0.26029 | 0.62939 | 0.0001 | 0
5620 | 1 | 7.5358e-05 | 7.4338e-05 | 0 | 3.7595e-05 | 0.00011416 | 0 | 0.11785 | 0.0001 | 0.26044 | 0.62959 | 0.0001 | 0
5621 | 1 | 7.1458e-05 | 9.6597e-05 | 0 | 9.3987e-05 | 0.00011416 | 0 | 0.11785 | 0.0001 | 0.26058 | 0.62979 | 0.0001 | 0
5622 | 1 | 8.0037e-05 | 0.0001073 | 0 | 0.0001821 | 0.00011416 | 0.0087742 | 0.11334 | 0.0001 | 0.26073 | 0.63001 | 0.0001 | 0
5623 | 1 | 9.9517e-05 | 9.8807e-05 | 0 | 0.0001586 | 0.00011416 | 0.11406 | 0.054781 | 0.0001 | 0.26088 | 0.63021 | 0.0001 | 0
5624 | 1 | 0.000118 | 7.4178e-05 | 0 | 0.00014685 | 0.00011416 | 0.22813 | 0.07832 | 0.0001 | 0.26103 | 0.63043 | 0.0001 | 0.041725
5625 | 1 | 0.0001302 | 5.6469e-05 | 0 | 0.00016448 | 0.00011416 | 0.37729 | 0.088407 | 0.0001 | 0.26117 | 0.63063 | 0.0001 | 0.17019
5626 | 1 | 0.000135 | 3.9039e-05 | 0.0014244 | 0.00018797 | 0.00011416 | 0.50013 | 0.11301 | 0.0001 | 0.26133 | 0.63083 | 0.0001 | 0.41504
5627 | 1 | 0.0001404 | 1.451e-05 | 0.0025559 | 0.00020677 | 0.00011416 | 0.57032 | 0.12276 | 0.0001 | 0.26147 | 0.63105 | 0.0001 | 0.50432
5628 | 1 | 0.000147 | 0 | 0.0032284 | 0.00018797 | 0.00011416 | 0.59665 | 0.12276 | 0.0001 | 0.26162 | 0.63125 | 0.0001 | 0.6245
5629 | 1 | 0.0001366 | 0 | 0.0034085 | 0.00019032 | 0.00011416 | 0.59665 | 0.1268 | 0.0001 | 0.26177 | 0.63147 | 0.0001 | 0.64756
5630 | 1 | 0.0001389 | 0 | 0.0028007 | 0.00021382 | 0.00011416 | 0.57032 | 0.12481 | 0.0001 | 0.26192 | 0.63167 | 0.0001 | 0.2843
5631 | 1 | 0.0001365 | 0 | 0.001272 | 0.00022322 | 0.00011416 | 0.46503 | 0.11108 | 0.0001 | 0.26206 | 0.63187 | 0.0001 | 0.34309
5632 | 1 | 0.0001337 | 0 | 0 | 0.00022322 | 0.00011416 | 0.36852 | 0.095701 | 0.0001 | 0.26221 | 0.63209 | 0.0001 | 0.46614
5633 | 1 | 0.0001305 | 0 | 0 | 0.00016448 | 0.00011416 | 0.22813 | 0.10943 | 0.0001 | 0.26236 | 0.63229 | 0.0001 | 0.19819
5634 | 1 | 0.0001257 | 0 | 0 | 0.00011748 | 0.00011416 | 0.070194 | 0.094178 | 0.0001 | 0.2625 | 0.63251 | 0.0001 | 0.078186
5635 | 1 | 0.0001256 | 0 | 0 | 8.8113e-05 | 0.00011416 | 0 | 0.11964 | 0.0001 | 0.26266 | 0.63271 | 0.0001 | 0.013551
5636 | 1 | 0.0001221 | 0 | 0 | 5.8742e-05 | 0.00011416 | 0 | 0.12043 | 0.0001 | 0.2628 | 0.63291 | 0.0001 | 0
5637 | 1 | 0.0001222 | 0 | 0 | 3.7595e-05 | 0.00011416 | 0 | 0.10677 | 0.0001 | 0.26295 | 0.63313 | 0.0001 | 0
5638 | 1 | 0.0001202 | 0 | 0 | 2.3497e-05 | 0.00011416 | 0 | 0.092247 | 0.0001 | 0.2631 | 0.63333 | 0.0001 | 0
5639 | 1 | 0.0001131 | 1.175e-05 | 0 | 9.3987e-06 | 0.00011416 | 0 | 0.082635 | 0.0001 | 0.26324 | 0.63355 | 0.0001 | 0
5640 | 1 | 0.0001031 | 2.8249e-05 | 0 | 5.8742e-06 | 0.00011416 | 0 | 0.083959 | 0.0001 | 0.2634 | 0.63375 | 0.0001 | 0
5641 | 1 | 9.6457e-05 | 4.1499e-05 | 0 | 2.3497e-06 | 0.00011416 | 0 | 0.094907 | 0.0001 | 0.26354 | 0.63394 | 0.0001 | 0
5642 | 1 | 9.1227e-05 | 5.9318e-05 | 0 | 1.1748e-06 | 0.00011416 | 0 | 0.12117 | 0.0001 | 0.26369 | 0.63417 | 0.0001 | 0
5643 | 1 | 8.7367e-05 | 5.3589e-05 | 0 | 1.4098e-05 | 0.00011416 | 0 | 0.15426 | 0.0001 | 0.26383 | 0.63437 | 0.0001 | 0
5644 | 1 | 8.3477e-05 | 6.0308e-05 | 0 | 3.7595e-05 | 0.00011416 | 0 | 0.179 | 0.0001 | 0.26399 | 0.63459 | 0.0001 | 0
5645 | 1 | 7.8427e-05 | 7.6728e-05 | 0 | 9.3987e-05 | 0.00011416 | 0 | 0.19451 | 0.0001 | 0.26413 | 0.63479 | 0.0001 | 0
5646 | 1 | 8.5717e-05 | 8.2058e-05 | 0 | 0.0001821 | 0.00011416 | 0.0087742 | 0.17111 | 0.0001 | 0.26427 | 0.63498 | 0.0001 | 0
5647 | 1 | 0.0001046 | 7.2648e-05 | 0 | 0.0001586 | 0.00011416 | 0.13161 | 0.17343 | 0.0001 | 0.26443 | 0.63521 | 0.0001 | 0
5648 | 1 | 0.0001223 | 5.5299e-05 | 0 | 0.00014685 | 0.00011416 | 0.28955 | 0.25002 | 0.0001 | 0.26457 | 0.63541 | 0.0001 | 0.015794
5649 | 1 | 0.0001341 | 4.0139e-05 | 0 | 0.00016448 | 0.00011416 | 0.43871 | 0.19226 | 0.0001 | 0.26473 | 0.63563 | 0.0001 | 0.092003
5650 | 1 | 0.0001381 | 2.8199e-05 | 0 | 0.00018797 | 0.00011416 | 0.55278 | 0.20718 | 0.0001 | 0.26487 | 0.63583 | 0.0001 | 0.17156
5651 | 1 | 0.0001427 | 1.567e-05 | 0 | 0.00020677 | 0.00011416 | 0.52645 | 0.22622 | 0.0001 | 0.26503 | 0.63602 | 0.0001 | 0.264
5652 | 1 | 0.0001494 | 0 | 0 | 0.00018797 | 0.00011416 | 0.43871 | 0.2101 | 0.0001 | 0.26517 | 0.63625 | 0.0001 | 0.33038
5653 | 1 | 0.0001383 | 0 | 0 | 0.00019032 | 0.00011416 | 0.35097 | 0.19193 | 0.0001 | 0.26531 | 0.63645 | 0.0001 | 0.38216
5654 | 1 | 0.00014 | 0 | 3.0483e-05 | 0.00021382 | 0.00011416 | 0.272 | 0.1717 | 0.0001 | 0.26546 | 0.63667 | 0.0001 | 0.39318
5655 | 1 | 0.0001386 | 0 | 0 | 0.00022322 | 0.00011416 | 0.272 | 0.18298 | 0.0001 | 0.2656 | 0.63687 | 0.0001 | 0.37038
5656 | 1 | 0.0001364 | 0 | 0 | 0.00022322 | 0.00011416 | 0.272 | 0.18941 | 0.0001 | 0.26576 | 0.63706 | 0.0001 | 0.17148
5657 | 1 | 0.0001345 | 0 | 0 | 0.00016448 | 0.00011416 | 0.18426 | 0.1467 | 0.0001 | 0.2659 | 0.63729 | 0.0001 | 0.10862
5658 | 1 | 0.0001316 | 0 | 0 | 0.00011748 | 0.00011416 | 0.070194 | 0.22316 | 0.0001 | 0.26606 | 0.63749 | 0.0001 | 0.042831
5659 | 1 | 0.0001298 | 8.1408e-06 | 0 | 8.8113e-05 | 0.00011416 | 0 | 0.25135 | 0.0001 | 0.2662 | 0.63768 | 0.0001 | 0
5660 | 1 | 0.0001246 | 1.809e-05 | 0 | 5.8742e-05 | 0.00011416 | 0 | 0.22748 | 0.0001 | 0.26636 | 0.63791 | 0.0001 | 0
5661 | 1 | 0.0001227 | 2.1959e-05 | 0 | 3.7595e-05 | 0.00011416 | 0 | 0.22376 | 0.0001 | 0.2665 | 0.6381 | 0.0001 | 0
5662 | 1 | 0.0001187 | 3.0099e-05 | 0 | 2.3497e-05 | 0.00011416 | 0 | 0.22124 | 0.0001 | 0.26664 | 0.63833 | 0.0001 | 0
5663 | 1 | 0.0001118 | 4.0199e-05 | 0 | 9.3987e-06 | 0.00011416 | 0 | 0.23092 | 0.0001 | 0.2668 | 0.63853 | 0.0001 | 0
5664 | 1 | 0.0001016 | 4.9219e-05 | 0 | 5.8742e-06 | 0.00011416 | 0 | 0.23457 | 0.0001 | 0.26694 | 0.63872 | 0.0001 | 0
5665 | 1 | 9.7357e-05 | 4.0439e-05 | 0 | 2.3497e-06 | 0.00011416 | 0 | 0.24506 | 0.0001 | 0.26709 | 0.63895 | 0.0001 | 0
5666 | 1 | 9.2607e-05 | 4.8329e-05 | 0 | 1.1748e-06 | 0.00011416 | 0 | 0.24989 | 0.0001 | 0.26718 | 0.63914 | 0.0001 | 0
5667 | 1 | 8.8077e-05 | 4.9849e-05 | 0 | 1.4098e-05 | 0.00011416 | 0 | 0.24989 | 0.0001 | 0.26714 | 0.63937 | 0.0001 | 0
5668 | 1 | 8.4867e-05 | 4.7919e-05 | 0 | 3.7595e-05 | 0.00011416 | 0 | 0.29837 | 0.0001 | 0.26711 | 0.63956 | 0.0001 | 0
5669 | 1 | 8.2227e-05 | 4.3239e-05 | 0 | 9.3987e-05 | 0.00011416 | 0 | 0.34771 | 0.0001 | 0.26709 | 0.63976 | 0.0001 | 0
5670 | 1 | 8.9097e-05 | 5.6979e-05 | 0 | 0.0001821 | 0.00011416 | 0 | 0.30693 | 0.0001 | 0.26706 | 0.63999 | 0.0001 | 0
5671 | 1 | 0.0001085 | 4.6479e-05 | 0 | 0.0001586 | 0.00011416 | 0.026323 | 0.24478 | 0.0001 | 0.26703 | 0.64018 | 0.0001 | 0
5672 | 1 | 0.0001252 | 4.8799e-05 | 0 | 0.00014685 | 0.00011416 | 0.070194 | 0.26335 | 0.0001 | 0.267 | 0.64041 | 0.0001 | 0.016234
5673 | 1 | 0.0001357 | 3.9819e-05 | 0 | 0.00016448 | 0.00011416 | 0.12284 | 0.2924 | 0.0001 | 0.26698 | 0.6406 | 0.0001 | 0.13276
5674 | 1 | 0.000139 | 2.8159e-05 | 0 | 0.00018797 | 0.00011416 | 0.14916 | 0.30368 | 0.0001 | 0.26694 | 0.6408 | 0.0001 | 0.27237
5675 | 1 | 0.000144 | 1.477e-05 | 0 | 0.00020677 | 0.00011416 | 0.19303 | 0.34035 | 0.0001 | 0.26692 | 0.64103 | 0.0001 | 0.39155
5676 | 1 | 0.00015 | 0 | 0 | 0.00018797 | 0.00011416 | 0.26323 | 0.40535 | 0.0001 | 0.26689 | 0.64122 | 0.0001 | 0.46127
5677 | 1 | 0.0001392 | 0 | 0 | 0.00019032 | 0.00011416 | 0.31587 | 0.45264 | 0.0001 | 0.26687 | 0.64145 | 0.0001 | 0.48702
5678 | 1 | 0.0001397 | 0 | 0 | 0.00021382 | 0.00011416 | 0.22813 | 0.48215 | 0.0001 | 0.26684 | 0.64164 | 0.0001 | 0.51567
5679 | 1 | 0.0001374 | 0 | 0 | 0.00022322 | 0.00011416 | 0.16671 | 0.49753 | 0.0001 | 0.2668 | 0.64184 | 0.0001 | 0.23031
5680 | 1 | 0.0001347 | 0 | 0 | 0.00022322 | 0.00011416 | 0.13161 | 0.51285 | 0.0001 | 0.26677 | 0.64207 | 0.0001 | 0.28123
5681 | 1 | 0.0001316 | 0 | 0 | 0.00016448 | 0.00011416 | 0.087742 | 0.53189 | 0.0001 | 0.26675 | 0.64226 | 0.0001 | 0.25132
5682 | 1 | 0.0001284 | 0 | 0 | 0.00011748 | 0.00011416 | 0.026323 | 0.56531 | 0.0001 | 0.26672 | 0.64249 | 0.0001 | 0.10823
5683 | 1 | 0.0001277 | 0 | 0 | 8.8113e-05 | 0.00011416 | 0 | 0.55397 | 0.0001 | 0.26669 | 0.64268 | 0.0001 | 0
5684 | 1 | 0.0001244 | 0 | 0 | 5.8742e-05 | 0.00011416 | 0 | 0.46921 | 0.0001 | 0.26666 | 0.64288 | 0.0001 | 0
5685 | 1 | 0.0001244 | 0 | 0 | 3.7595e-05 | 0.00011416 | 0 | 0.37146 | 0.0001 | 0.26664 | 0.64311 | 0.0001 | 0
5686 | 1 | 0.0001222 | 0 | 0 | 2.3497e-05 | 0.00011416 | 0 | 0.31893 | 0.0001 | 0.26661 | 0.6433 | 0.0001 | 0
5687 | 1 | 0.0001153 | 1.299e-05 | 0 | 9.3987e-06 | 0.00011416 | 0 | 0.28995 | 0.0001 | 0.26658 | 0.64353 | 0.0001 | 0
5688 | 1 | 0.0001044 | 2.9939e-05 | 0 | 5.8742e-06 | 0.00011416 | 0 | 0.28312 | 0.0001 | 0.26655 | 0.64372 | 0.0001 | 0
5689 | 1 | 9.8137e-05 | 4.2659e-05 | 0 | 2.3497e-06 | 0.00011416 | 0 | 0.29041 | 0.0001 | 0.26653 | 0.64392 | 0.0001 | 0
5690 | 1 | 9.2077e-05 | 6.6438e-05 | 0 | 1.1748e-06 | 0.00011416 | 0 | 0.27748 | 0.0001 | 0.2665 | 0.64378 | 0.0001 | 0
5691 | 1 | 8.6767e-05 | 6.9448e-05 | 0 | 1.4098e-05 | 0.00011416 | 0 | 0.23066 | 0.0001 | 0.26646 | 0.64306 | 0.0001 | 0
5692 | 1 | 8.3707e-05 | 6.6368e-05 | 0 | 3.7595e-05 | 0.00011416 | 0 | 0.21289 | 0.0001 | 0.26644 | 0.64232 | 0.0001 | 0
5693 | 1 | 8.0847e-05 | 6.2448e-05 | 0 | 9.3987e-05 | 0.00011416 | 0 | 0.20884 | 0.0001 | 0.26641 | 0.64158 | 0.0001 | 0
5694 | 1 | 9.0877e-05 | 4.9669e-05 | 0 | 0.0001821 | 0.00011416 | 0 | 0.20606 | 0.0001 | 0.26638 | 0.64083 | 0.0001 | 0
5695 | 1 | 0.0001084 | 5.0649e-05 | 0 | 0.0001586 | 0.00011416 | 0.070194 | 0.1786 | 0.0001 | 0.26636 | 0.64009 | 0.0001 | 0
5696 | 1 | 0.0001233 | 5.2619e-05 | 0 | 0.00014685 | 0.00011416 | 0.19303 | 0.26296 | 0.0001 | 0.26632 | 0.63934 | 0.0001 | 0.005386
5697 | 1 | 0.000133 | 4.6579e-05 | 0 | 0.00016448 | 0.00011416 | 0.29832 | 0.3119 | 0.0001 | 0.2663 | 0.6386 | 0.0001 | 0.10269
5698 | 1 | 0.0001373 | 2.8009e-05 | 0 | 0.00018797 | 0.00011416 | 0.34219 | 0.31675 | 0.0001 | 0.26627 | 0.63785 | 0.0001 | 0.36173
5699 | 1 | 0.0001423 | 8.2638e-06 | 0.0002337 | 0.00020677 | 0.00011416 | 0.36852 | 0.34619 | 0.0001 | 0.26624 | 0.63712 | 0.0001 | 0.59814
5700 | 1 | 0.0001475 | 0 | 0.00077777 | 0.00018797 | 0.00011416 | 0.36852 | 0.36675 | 0.0001 | 0.26621 | 0.63639 | 0.0001 | 0.66299
5701 | 1 | 0.0001373 | 0 | 0.0013976 | 0.00019032 | 0.00011416 | 0.28955 | 0.38777 | 0.0001 | 0.26619 | 0.63566 | 0.0001 | 0.70499
5702 | 1 | 0.0001381 | 0 | 0.0020996 | 0.00021382 | 0.00011416 | 0.22813 | 0.42047 | 0.0001 | 0.26616 | 0.63492 | 0.0001 | 0.69082
5703 | 1 | 0.0001357 | 0 | 0.0024368 | 0.00022322 | 0.00011416 | 0.17548 | 0.44103 | 0.0001 | 0.26613 | 0.63417 | 0.0001 | 0.63614
5704 | 1 | 0.0001337 | 0 | 0.0021892 | 0.00022322 | 0.00011416 | 0.10529 | 0.47485 | 0.0001 | 0.2661 | 0.63343 | 0.0001 | 0.51043
5705 | 1 | 0.0001307 | 0 | 0.001356 | 0.00016448 | 0.00011416 | 0.087742 | 0.49143 | 0.0001 | 0.26608 | 0.63268 | 0.0001 | 0.32569
5706 | 1 | 0.0001266 | 0 | 0.00030575 | 0.00011748 | 0.00011416 | 0.017548 | 0.47333 | 0.0001 | 0.26605 | 0.63194 | 0.0001 | 0.16231
5707 | 1 | 0.0001255 | 0 | 0 | 8.8113e-05 | 0.00011416 | 0 | 0.53301 | 0.0001 | 0.26602 | 0.63119 | 0.0001 | 0.049477
5708 | 1 | 0.0001219 | 0 | 0 | 5.8742e-05 | 0.00011416 | 0 | 0.47001 | 0.0001 | 0.26598 | 0.63048 | 0.0001 | 0
5709 | 1 | 0.0001233 | 0 | 0 | 3.7595e-05 | 0.00011416 | 0 | 0.36098 | 0.0001 | 0.26597 | 0.62973 | 0.0001 | 0
5710 | 1 | 0.0001223 | 0 | 0 | 2.3497e-05 | 0.00011416 | 0 | 0.31661 | 0.0001 | 0.26594 | 0.629 | 0.0001 | 0
5711 | 1 | 0.0001149 | 1.646e-05 | 0 | 9.3987e-06 | 0.00011416 | 0 | 0.29267 | 0.0001 | 0.2659 | 0.62825 | 0.0001 | 0
5712 | 1 | 0.0001033 | 4.0559e-05 | 0 | 5.8742e-06 | 0.00011416 | 0 | 0.19936 | 0.0001 | 0.26587 | 0.62751 | 0.0001 | 0
5713 | 1 | 9.5997e-05 | 6.1088e-05 | 0 | 2.3497e-06 | 0.00011416 | 0 | 0.21627 | 0.0001 | 0.26585 | 0.62676 | 0.0001 | 0
5714 | 1 | 9.1197e-05 | 7.5728e-05 | 0 | 1.1748e-06 | 0.00011416 | 0 | 0.32378 | 0.0001 | 0.26582 | 0.62602 | 0.0001 | 0
5715 | 1 | 8.7127e-05 | 7.1138e-05 | 0 | 1.4098e-05 | 0.00011416 | 0 | 0.36921 | 0.0001 | 0.26579 | 0.62528 | 0.0001 | 0
5716 | 1 | 8.3307e-05 | 7.5078e-05 | 0 | 3.7595e-05 | 0.00011416 | 0 | 0.40064 | 0.0001 | 0.26577 | 0.62456 | 0.0001 | 0
5717 | 1 | 7.7498e-05 | 9.2388e-05 | 0 | 9.3987e-05 | 0.00011416 | 0 | 0.40992 | 0.0001 | 0.26574 | 0.62382 | 0.0001 | 0
5718 | 1 | 8.5597e-05 | 0.0001001 | 0 | 0.0001821 | 0.00011416 | 0 | 0.40475 | 0.0001 | 0.26571 | 0.62307 | 0.0001 | 0
5719 | 1 | 0.000104 | 9.2208e-05 | 0 | 0.0001586 | 0.00011416 | 0.087742 | 0.40024 | 0.0001 | 0.26568 | 0.62234 | 0.0001 | 0
5720 | 1 | 0.0001207 | 7.2178e-05 | 0 | 0.00014685 | 0.00011416 | 0.21058 | 0.34169 | 0.0001 | 0.26565 | 0.62159 | 0.0001 | 0.082165
5721 | 1 | 0.0001308 | 5.0139e-05 | 0 | 0.00016448 | 0.00011416 | 0.33342 | 0.27144 | 0.0001 | 0.26563 | 0.62085 | 0.0001 | 0.25961
5722 | 1 | 0.0001364 | 2.0189e-05 | 0 | 0.00018797 | 0.00011416 | 0.42116 | 0.30414 | 0.0001 | 0.2656 | 0.6201 | 0.0001 | 0.4197
5723 | 1 | 0.0001413 | 0 | 0 | 0.00020677 | 0.00011416 | 0.48258 | 0.42485 | 0.0001 | 0.26556 | 0.61936 | 0.0001 | 0.55861
5724 | 1 | 0.0001452 | 0 | 0 | 0.00018797 | 0.00011416 | 0.544 | 0.56419 | 0.0001 | 0.26555 | 0.61864 | 0.0001 | 0.65463
5725 | 1 | 0.0001357 | 0 | 0 | 0.00019032 | 0.00011416 | 0.51768 | 0.68787 | 0.0001 | 0.26551 | 0.6179 | 0.0001 | 0.68212
5726 | 1 | 0.000136 | 0 | 0 | 0.00021382 | 0.00011416 | 0.48258 | 0.77104 | 0.0001 | 0.26548 | 0.61715 | 0.0001 | 0.68438
5727 | 1 | 0.0001331 | 0 | 0 | 0.00022322 | 0.00011416 | 0.39484 | 0.79856 | 0.0001 | 0.26546 | 0.61641 | 0.0001 | 0.5927
5728 | 1 | 0.0001293 | 0 | 0 | 0.00022322 | 0.00011416 | 0.31587 | 0.805 | 0.0001 | 0.26543 | 0.61567 | 0.0001 | 0.5276
5729 | 1 | 0.0001246 | 0 | 0 | 0.00016448 | 0.00011416 | 0.19303 | 0.78404 | 0.0001 | 0.26541 | 0.61493 | 0.0001 | 0.38766
5730 | 1 | 0.0001218 | 0 | 0 | 0.00011748 | 0.00011416 | 0.052645 | 0.73602 | 0.0001 | 0.26537 | 0.61419 | 0.0001 | 0.19987
5731 | 1 | 0.0001216 | 0 | 0 | 8.8113e-05 | 0.00011416 | 0 | 0.74039 | 0.0001 | 0.26534 | 0.61344 | 0.0001 | 0.047837
5732 | 1 | 0.0001185 | 0 | 0 | 5.8742e-05 | 0.00011416 | 0 | 0.74444 | 0.0001 | 0.26532 | 0.61273 | 0.0001 | 0
5733 | 1 | 0.0001192 | 0 | 0 | 3.7595e-05 | 0.00011416 | 0 | 0.70405 | 0.0001 | 0.26529 | 0.61198 | 0.0001 | 0
5734 | 1 | 0.0001178 | 0 | 0 | 2.3497e-05 | 0.00011416 | 0 | 0.62891 | 0.0001 | 0.26526 | 0.61124 | 0.0001 | 0
5735 | 1 | 0.0001137 | 0 | 0 | 9.3987e-06 | 0.00011416 | 0 | 0.53155 | 0.0001 | 0.26523 | 0.61049 | 0.0001 | 0
5736 | 1 | 0.000107 | 0 | 0 | 5.8742e-06 | 0.00011416 | 0 | 0.38333 | 0.0001 | 0.26521 | 0.60975 | 0.0001 | 0
5737 | 1 | 9.9907e-05 | 1.523e-05 | 0 | 2.3497e-06 | 0.00011416 | 0 | 0.32185 | 0.0001 | 0.26517 | 0.60901 | 0.0001 | 0
5738 | 1 | 9.4707e-05 | 2.4609e-05 | 0 | 1.1748e-06 | 0.00011416 | 0 | 0.29559 | 0.0001 | 0.26515 | 0.60827 | 0.0001 | 0
5739 | 1 | 8.8477e-05 | 2.7589e-05 | 0 | 1.4098e-05 | 0.00011416 | 0 | 0.25361 | 0.0001 | 0.26512 | 0.60752 | 0.0001 | 0
5740 | 1 | 8.3637e-05 | 3.3399e-05 | 0 | 3.7595e-05 | 0.00011416 | 0 | 0.21051 | 0.0001 | 0.26509 | 0.60681 | 0.0001 | 0
5741 | 1 | 7.6748e-05 | 4.4339e-05 | 0 | 9.3987e-05 | 0.00011416 | 0 | 0.18596 | 0.0001 | 0.26507 | 0.60606 | 0.0001 | 0
5742 | 1 | 7.7897e-05 | 5.4969e-05 | 0 | 0.0001821 | 0.00011416 | 0.0087742 | 0.19511 | 0.0001 | 0.26503 | 0.60532 | 0.0001 | 0
5743 | 1 | 8.2997e-05 | 5.4239e-05 | 0 | 0.0001586 | 0.00011416 | 0.14916 | 0.079115 | 0.0001 | 0.265 | 0.60458 | 0.0001 | 0
5744 | 1 | 8.7787e-05 | 4.7369e-05 | 0 | 0.00014685 | 0.00011416 | 0.34219 | 0.01545 | 0.0001 | 0.26498 | 0.60383 | 0.0001 | 0.078031
5745 | 1 | 9.6997e-05 | 2.8659e-05 | 0 | 0.00016448 | 0.00011416 | 0.49136 | 0.012603 | 0.0001 | 0.26495 | 0.60309 | 0.0001 | 0.25494
5746 | 1 | 0.0001061 | 0 | 0 | 0.00018797 | 0.00011416 | 0.60542 | 0.012603 | 0.0001 | 0.26492 | 0.60235 | 0.0001 | 0.41069
5747 | 1 | 0.0001095 | 0 | 0 | 0.00020677 | 0.00011416 | 0.67561 | 0.030039 | 0.0001 | 0.26489 | 0.60161 | 0.0001 | 0.54359
5748 | 1 | 0.0001112 | 0 | 0 | 0.00018797 | 0.00011416 | 0.70194 | 0.050003 | 0.0001 | 0.26487 | 0.60089 | 0.0001 | 0.63164
5749 | 1 | 0.0001098 | 0 | 0 | 0.00019032 | 0.00011416 | 0.69316 | 0.059758 | 0.0001 | 0.26484 | 0.60015 | 0.0001 | 0.68434
5750 | 1 | 0.0001076 | 0 | 0 | 0.00021382 | 0.00011416 | 0.64052 | 0.077128 | 0.0001 | 0.26481 | 0.5994 | 0.0001 | 0.65392
5751 | 1 | 0.0001055 | 0 | 0 | 0.00022322 | 0.00011416 | 0.544 | 0.079986 | 0.0001 | 0.26478 | 0.59866 | 0.0001 | 0.62268
5752 | 1 | 0.0001039 | 0 | 0 | 0.00022322 | 0.00011416 | 0.41239 | 0.063797 | 0.0001 | 0.26476 | 0.59791 | 0.0001 | 0.53728
5753 | 1 | 0.0001021 | 0 | 0 | 0.00016448 | 0.00011416 | 0.24568 | 0.064128 | 0.0001 | 0.26473 | 0.59717 | 0.0001 | 0.36057
5754 | 1 | 0.0001019 | 0 | 0 | 0.00011748 | 0.00011416 | 0.070194 | 0.049407 | 0.0001 | 0.26469 | 0.59643 | 0.0001 | 0.17636
5755 | 1 | 0.0001041 | 0 | 0 | 8.8113e-05 | 0.00011416 | 0 | 0.055112 | 0.0001 | 0.26466 | 0.59569 | 0.0001 | 0.027315
5756 | 1 | 0.0001039 | 0 | 0 | 5.8742e-05 | 0.00011416 | 0 | 0.089996 | 0.0001 | 0.26464 | 0.59496 | 0.0001 | 0
5757 | 1 | 0.0001058 | 0 | 0 | 3.7595e-05 | 0.00011416 | 0 | 0.13775 | 0.0001 | 0.26461 | 0.59423 | 0.0001 | 0
5758 | 1 | 0.000105 | 0 | 0 | 2.3497e-05 | 0.00011416 | 0 | 0.17203 | 0.0001 | 0.26459 | 0.59349 | 0.0001 | 0
5759 | 1 | 0.0001017 | 0 | 0 | 9.3987e-06 | 0.00011416 | 0 | 0.19744 | 0.0001 | 0.26455 | 0.59274 | 0.0001 | 0
5760 | 1 | 9.6137e-05 | 0 | 0 | 5.8742e-06 | 0.00011416 | 0 | 0.24903 | 0.0001 | 0.26453 | 0.592 | 0.0001 | 0
5761 | 1 | 9.2767e-05 | 0 | 0 | 2.3497e-06 | 0.00011416 | 0 | 0.28743 | 0.0001 | 0.2645 | 0.59125 | 0.0001 | 0
5762 | 1 | 8.5947e-05 | 1.706e-05 | 0 | 1.1748e-06 | 0.00011416 | 0 | 0.32179 | 0.0001 | 0.26447 | 0.59051 | 0.0001 | 0
5763 | 1 | 8.2047e-05 | 2.1149e-05 | 0 | 1.4098e-05 | 0.00011416 | 0 | 0.31496 | 0.0001 | 0.26444 | 0.58977 | 0.0001 | 0
5764 | 1 | 7.7987e-05 | 2.8039e-05 | 0 | 3.7595e-05 | 0.00011416 | 0 | 0.3013 | 0.0001 | 0.26442 | 0.58905 | 0.0001 | 0
5765 | 1 | 7.2498e-05 | 3.3329e-05 | 0 | 9.3987e-05 | 0.00011416 | 0 | 0.29764 | 0.0001 | 0.26439 | 0.5883 | 0.0001 | 0
5766 | 1 | 7.3098e-05 | 3.9749e-05 | 0 | 0.0001821 | 0.00011416 | 0 | 0.27708 | 0.0001 | 0.26436 | 0.58757 | 0.0001 | 0
5767 | 1 | 7.5388e-05 | 4.0259e-05 | 0 | 0.0001586 | 0.00011416 | 0.13161 | 0.13277 | 0.0001 | 0.26433 | 0.58682 | 0.0001 | 0
5768 | 1 | 7.7128e-05 | 3.0599e-05 | 0 | 0.00014685 | 0.00011416 | 0.31587 | 0.081973 | 0.0001 | 0.26431 | 0.58608 | 0.0001 | 0.045048
5769 | 1 | 8.4937e-05 | 1.67e-05 | 0 | 0.00016448 | 0.00011416 | 0.48258 | 0.075936 | 0.0001 | 0.26427 | 0.58533 | 0.0001 | 0.18258
5770 | 1 | 9.3097e-05 | 0 | 0 | 0.00018797 | 0.00011416 | 0.57032 | 0.064989 | 0.0001 | 0.26425 | 0.58459 | 0.0001 | 0.30874
5771 | 1 | 9.7517e-05 | 0 | 0.00028728 | 0.00020677 | 0.00011416 | 0.60542 | 0.069039 | 0.0001 | 0.26422 | 0.58385 | 0.0001 | 0.51224
5772 | 1 | 0.0001008 | 0 | 0.0011131 | 0.00018797 | 0.00011416 | 0.56155 | 0.070231 | 0.0001 | 0.2642 | 0.58313 | 0.0001 | 0.57201
5773 | 1 | 0.0001015 | 0 | 0.0017347 | 0.00019032 | 0.00011416 | 0.44748 | 0.097688 | 0.0001 | 0.26417 | 0.58239 | 0.0001 | 0.55427
5774 | 1 | 9.8517e-05 | 0 | 0.0021624 | 0.00021382 | 0.00011416 | 0.32465 | 0.10657 | 0.0001 | 0.26413 | 0.58164 | 0.0001 | 0.55843
5775 | 1 | 9.4917e-05 | 0 | 0.002337 | 0.00022322 | 0.00011416 | 0.16671 | 0.079457 | 0.0001 | 0.26412 | 0.58091 | 0.0001 | 0.58957
5776 | 1 | 9.3637e-05 | 0 | 0.0022382 | 0.00022322 | 0.00011416 | 0.078968 | 0.062804 | 0.0001 | 0.26408 | 0.58016 | 0.0001 | 0.43148
5777 | 1 | 9.3587e-05 | 0 | 0.0018031 | 0.00016448 | 0.00011416 | 0.078968 | 0.066854 | 0.0001 | 0.26405 | 0.57942 | 0.0001 | 0.19253
5778 | 1 | 9.7547e-05 | 0 | 0.00039997 | 0.00011748 | 0.00011416 | 0.017548 | 0.092048 | 0.0001 | 0.26402 | 0.57867 | 0.0001 | 0.13301
5779 | 1 | 0.0001038 | 0 | 0 | 8.8113e-05 | 0.00011416 | 0 | 0.082304 | 0.0001 | 0.264 | 0.57793 | 0.0001 | 0.018789
5780 | 1 | 0.0001041 | 0 | 0 | 5.8742e-05 | 0.00011416 | 0 | 0.068907 | 0.0001 | 0.26397 | 0.57721 | 0.0001 | 0
5781 | 1 | 0.0001076 | 0 | 0 | 3.7595e-05 | 0.00011416 | 0 | 0.064062 | 0.0001 | 0.26394 | 0.57647 | 0.0001 | 0
5782 | 1 | 0.000106 | 0 | 0 | 2.3497e-05 | 0.00011416 | 0 | 0.053126 | 0.0001 | 0.26391 | 0.57572 | 0.0001 | 0
5783 | 1 | 0.0001015 | 1.04e-05 | 0 | 9.3987e-06 | 0.00011416 | 0 | 0.034089 | 0.0001 | 0.26388 | 0.57498 | 0.0001 | 0
5784 | 1 | 9.1317e-05 | 3.2009e-05 | 0 | 5.8742e-06 | 0.00011416 | 0 | 0.034089 | 0.0001 | 0.26386 | 0.57424 | 0.0001 | 0
5785 | 1 | 8.5617e-05 | 5.3669e-05 | 0 | 2.3497e-06 | 0.00011416 | 0 | 0.028847 | 0.0001 | 0.26383 | 0.5735 | 0.0001 | 0
5786 | 1 | 8.1197e-05 | 6.4848e-05 | 0 | 1.1748e-06 | 0.00011416 | 0 | 0.026861 | 0.0001 | 0.36492 | 0.57276 | 0.0001 | 0
5787 | 1 | 7.8997e-05 | 6.0168e-05 | 0 | 1.4098e-05 | 0.00011416 | 0 | 0.029708 | 0.0001 | 0.36489 | 0.57201 | 0.0001 | 0
5788 | 1 | 7.6258e-05 | 6.7618e-05 | 0 | 3.7595e-05 | 0.00011416 | 0 | 0.045169 | 0.0001 | 0.36487 | 0.5713 | 0.0001 | 0
5789 | 1 | 7.3438e-05 | 8.3088e-05 | 0 | 9.3987e-05 | 0.00011416 | 0 | 0.077592 | 0.0001 | 0.36483 | 0.57055 | 0.0001 | 0
5790 | 1 | 8.3527e-05 | 8.9658e-05 | 0 | 0.0001821 | 0.00011416 | 0 | 0.098151 | 0.0001 | 0.3648 | 0.56981 | 0.0001 | 0
5791 | 1 | 0.0001035 | 7.9468e-05 | 0 | 0.0001586 | 0.00011416 | 0.10529 | 0.031242 | 0.0001 | 0.36479 | 0.56906 | 0.0001 | 0
5792 | 1 | 0.0001203 | 6.8828e-05 | 0 | 0.00014685 | 0.00011416 | 0.272 | 0.018639 | 0.0001 | 0.36475 | 0.56833 | 0.0001 | 0.030613
5793 | 1 | 0.0001307 | 5.4489e-05 | 0.00049142 | 0.00016448 | 0.00011416 | 0.42994 | 0.0057054 | 0.0001 | 0.36472 | 0.56758 | 0.0001 | 0.20625
5794 | 1 | 0.000135 | 3.2169e-05 | 0.0022705 | 0.00018797 | 0.00011416 | 0.52645 | 0.0057054 | 0.0001 | 0.36469 | 0.56684 | 0.0001 | 0.36354
5795 | 1 | 0.0001402 | 1.246e-05 | 0.0037475 | 0.00020677 | 0.00011416 | 0.58787 | 0.025205 | 0.0001 | 0.36467 | 0.56609 | 0.0001 | 0.51707
5796 | 1 | 0.0001463 | 0 | 0.0046463 | 0.00018797 | 0.00011416 | 0.59665 | 0.072758 | 0.0001 | 0.36464 | 0.56538 | 0.0001 | 0.64201
5797 | 1 | 0.0001354 | 0 | 0.0052079 | 0.00019032 | 0.00011416 | 0.56155 | 0.10187 | 0.0001 | 0.36461 | 0.56463 | 0.0001 | 0.68075
5798 | 1 | 0.0001373 | 0 | 0.0052301 | 0.00021382 | 0.00011416 | 0.47381 | 0.12567 | 0.0001 | 0.36458 | 0.56389 | 0.0001 | 0.68325
5799 | 1 | 0.0001358 | 0 | 0.0047839 | 0.00022322 | 0.00011416 | 0.36852 | 0.11719 | 0.0001 | 0.36455 | 0.56315 | 0.0001 | 0.60791
5800 | 1 | 0.0001332 | 0 | 0.0042039 | 0.00022322 | 0.00011416 | 0.20181 | 0.092115 | 0.0001 | 0.36453 | 0.5624 | 0.0001 | 0.53169
5801 | 1 | 0.0001299 | 0 | 0.0034723 | 0.00016448 | 0.00011416 | 0.078968 | 0.038272 | 0.0001 | 0.3645 | 0.56167 | 0.0001 | 0.39615
5802 | 1 | 0.000126 | 0 | 0.0021227 | 0.00011748 | 0.00011416 | 0.0087742 | 0.048546 | 0.0001 | 0.36446 | 0.56092 | 0.0001 | 0.23445
5803 | 1 | 0.0001249 | 0 | 0.0009348 | 8.8113e-05 | 0.00011416 | 0 | 0.10923 | 0.0001 | 0.36445 | 0.56018 | 0.0001 | 0.063386
5804 | 1 | 0.0001205 | 0 | 0.00014964 | 5.8742e-05 | 0.00011416 | 0 | 0.18158 | 0.0001 | 0.36441 | 0.55943 | 0.0001 | 0
5805 | 1 | 0.0001226 | 0 | 0 | 3.7595e-05 | 0.00011416 | 0 | 0.1987 | 0.0001 | 0.36438 | 0.55872 | 0.0001 | 0
5806 | 1 | 0.0001195 | 1.453e-05 | 0 | 2.3497e-05 | 0.00011416 | 0 | 0.14749 | 0.0001 | 0.36436 | 0.55797 | 0.0001 | 0
5807 | 1 | 0.0001112 | 3.5749e-05 | 0 | 9.3987e-06 | 0.00011416 | 0 | 0.09729 | 0.0001 | 0.36433 | 0.55723 | 0.0001 | 0
5808 | 1 | 9.9997e-05 | 5.8718e-05 | 0 | 5.8742e-06 | 0.00011416 | 0 | 0.079115 | 0.0001 | 0.3643 | 0.55648 | 0.0001 | 0
5809 | 1 | 9.4037e-05 | 7.3888e-05 | 0 | 2.3497e-06 | 0.00011416 | 0 | 0.075076 | 0.0001 | 0.36427 | 0.55574 | 0.0001 | 0
5810 | 1 | 8.8607e-05 | 9.0988e-05 | 0 | 1.1748e-06 | 0.00011416 | 0 | 0.066523 | 0.0001 | 0.36424 | 0.555 | 0.0001 | 0
5811 | 1 | 8.4807e-05 | 8.8168e-05 | 0 | 1.4098e-05 | 0.00011416 | 0 | 0.050731 | 0.0001 | 0.36422 | 0.55426 | 0.0001 | 0
5812 | 1 | 8.1457e-05 | 9.9697e-05 | 0 | 3.7595e-05 | 0.00011416 | 0 | 0.061281 | 0.0001 | 0.36419 | 0.55352 | 0.0001 | 0
5813 | 1 | 7.6418e-05 | 0.0001211 | 0 | 9.3987e-05 | 0.00011416 | 0 | 0.10055 | 0.0001 | 0.36416 | 0.5528 | 0.0001 | 0
5814 | 1 | 8.3097e-05 | 0.0001332 | 0 | 0.0001821 | 0.00011416 | 0 | 0.15559 | 0.0001 | 0.36412 | 0.55206 | 0.0001 | 0
5815 | 1 | 0.0001031 | 0.000116 | 0 | 0.0001586 | 0.00011416 | 0.026323 | 0.10598 | 0.0001 | 0.36411 | 0.55131 | 0.0001 | 0
5816 | 1 | 0.0001203 | 9.2558e-05 | 0 | 0.00014685 | 0.00011416 | 0.061419 | 0.15685 | 0.0001 | 0.36407 | 0.55057 | 0.0001 | 0.079863
5817 | 1 | 0.0001307 | 6.7048e-05 | 0.00076207 | 0.00016448 | 0.00011416 | 0.12284 | 0.22754 | 0.0001 | 0.36405 | 0.54982 | 0.0001 | 0.26978
5818 | 1 | 0.0001365 | 2.0389e-05 | 0.0025181 | 0.00018797 | 0.00011416 | 0.12284 | 0.28405 | 0.0001 | 0.36402 | 0.54908 | 0.0001 | 0.42944
5819 | 1 | 0.000142 | 0 | 0.0036496 | 0.00020677 | 0.00011416 | 0.11406 | 0.31833 | 0.0001 | 0.36399 | 0.54834 | 0.0001 | 0.55852
5820 | 1 | 0.0001469 | 0 | 0.0040283 | 0.00018797 | 0.00011416 | 0.078968 | 0.30487 | 0.0001 | 0.36397 | 0.5476 | 0.0001 | 0.6482
5821 | 1 | 0.0001365 | 0 | 0.0040376 | 0.00019032 | 0.00011416 | 0.070194 | 0.28883 | 0.0001 | 0.36393 | 0.54688 | 0.0001 | 0.69183
5822 | 1 | 0.0001383 | 0 | 0.0037281 | 0.00021382 | 0.00011416 | 0.061419 | 0.30892 | 0.0001 | 0.3639 | 0.54614 | 0.0001 | 0.68325
5823 | 1 | 0.0001369 | 0 | 0.002846 | 0.00022322 | 0.00011416 | 0.052645 | 0.32709 | 0.0001 | 0.36388 | 0.54539 | 0.0001 | 0.63002
5824 | 1 | 0.0001349 | 0 | 0.0016341 | 0.00022322 | 0.00011416 | 0.052645 | 0.24896 | 0.0001 | 0.36385 | 0.54465 | 0.0001 | 0.53344
5825 | 1 | 0.0001319 | 0 | 0.00050343 | 0.00016448 | 0.00011416 | 0.043871 | 0.19067 | 0.0001 | 0.36382 | 0.5439 | 0.0001 | 0.39542
5826 | 1 | 0.0001277 | 0 | 0 | 0.00011748 | 0.00011416 | 0.0087742 | 0.1599 | 0.0001 | 0.36379 | 0.54316 | 0.0001 | 0.23298
5827 | 1 | 0.0001262 | 0 | 0 | 8.8113e-05 | 0.00011416 | 0 | 0.10864 | 0.0001 | 0.36377 | 0.54242 | 0.0001 | 0.059435
5828 | 1 | 0.0001225 | 0 | 0 | 5.8742e-05 | 0.00011416 | 0 | 0.051592 | 0.0001 | 0.36373 | 0.54168 | 0.0001 | 0
5829 | 1 | 0.0001239 | 0 | 0 | 3.7595e-05 | 0.00011416 | 0 | 0.057628 | 0.0001 | 0.36371 | 0.54096 | 0.0001 | 0
5830 | 1 | 0.0001221 | 0 | 0 | 2.3497e-05 | 0.00011416 | 0 | 0.085946 | 0.0001 | 0.36368 | 0.54022 | 0.0001 | 0
5831 | 1 | 0.0001161 | 0 | 0 | 9.3987e-06 | 0.00011416 | 0 | 0.12919 | 0.0001 | 0.36366 | 0.53948 | 0.0001 | 0
5832 | 1 | 0.000107 | 0 | 0 | 5.8742e-06 | 0.00011416 | 0 | 0.18178 | 0.0001 | 0.36363 | 0.53873 | 0.0001 | 0
5833 | 1 | 0.0001028 | 0 | 0 | 2.3497e-06 | 0.00011416 | 0 | 0.22781 | 0.0001 | 0.35158 | 0.52024 | 0.0001 | 0
5834 | 1 | 9.8837e-05 | 0 | 0 | 1.1748e-06 | 0.00011416 | 0 | 0.28279 | 0.0001 | 0.35107 | 0.51981 | 0.0001 | 0
5835 | 1 | 9.4347e-05 | 0 | 0 | 1.4098e-05 | 0.00011416 | 0 | 0.33286 | 0.0001 | 0.35056 | 0.51996 | 0.0001 | 0
5836 | 1 | 8.9357e-05 | 1.107e-05 | 0 | 3.7595e-05 | 0.00011416 | 0 | 0.38903 | 0.0001 | 0.35003 | 0.52008 | 0.0001 | 0
5837 | 1 | 8.5257e-05 | 1.668e-05 | 0 | 9.3987e-05 | 0.00011416 | 0 | 0.41364 | 0.0001 | 0.34953 | 0.52021 | 0.0001 | 0
5838 | 1 | 9.2297e-05 | 1.785e-05 | 0 | 0.0001821 | 0.00011416 | 0 | 0.4533 | 0.0001 | 0.34901 | 0.52033 | 0.0001 | 0
5839 | 1 | 0.0001102 | 1.864e-05 | 0 | 0.0001586 | 0.00011416 | 0.026323 | 0.46086 | 0.0001 | 0.3485 | 0.52046 | 0.0001 | 0
5840 | 1 | 0.0001241 | 2.1649e-05 | 0 | 0.00014685 | 0.00011416 | 0.052645 | 0.52008 | 0.0001 | 0.34799 | 0.52058 | 0.0001 | 0.073088
5841 | 1 | 0.0001336 | 8.6578e-06 | 0 | 0.00016448 | 0.00011416 | 0.087742 | 0.56405 | 0.0001 | 0.34748 | 0.52072 | 0.0001 | 0.25029
5842 | 1 | 0.000137 | 0 | 0 | 0.00018797 | 0.00011416 | 0.13161 | 0.55238 | 0.0001 | 0.34696 | 0.52085 | 0.0001 | 0.40968
5843 | 1 | 0.0001412 | 0 | 0 | 0.00020677 | 0.00011416 | 0.14916 | 0.47538 | 0.0001 | 0.34644 | 0.52097 | 0.0001 | 0.53787
5844 | 1 | 0.0001466 | 0 | 0 | 0.00018797 | 0.00011416 | 0.12284 | 0.39872 | 0.0001 | 0.34593 | 0.5211 | 0.0001 | 0.62713
5845 | 1 | 0.0001368 | 0 | 0 | 0.00019032 | 0.00011416 | 0.12284 | 0.36961 | 0.0001 | 0.34542 | 0.52122 | 0.0001 | 0.64776
5846 | 1 | 0.0001383 | 0 | 0 | 0.00021382 | 0.00011416 | 0.13161 | 0.37723 | 0.0001 | 0.3449 | 0.52137 | 0.0001 | 0.65793
5847 | 1 | 0.0001374 | 0 | 0 | 0.00022322 | 0.00011416 | 0.096516 | 0.43731 | 0.0001 | 0.3444 | 0.5215 | 0.0001 | 0.58669
5848 | 1 | 0.0001359 | 0 | 0 | 0.00022322 | 0.00011416 | 0.061419 | 0.50224 | 0.0001 | 0.34387 | 0.52162 | 0.0001 | 0.49103
5849 | 1 | 0.0001329 | 0 | 0 | 0.00016448 | 0.00011416 | 0.035097 | 0.48858 | 0.0001 | 0.34337 | 0.52174 | 0.0001 | 0.37203
5850 | 1 | 0.0001289 | 0 | 0 | 0.00011748 | 0.00011416 | 0 | 0.42425 | 0.0001 | 0.34285 | 0.52187 | 0.0001 | 0.20504
5851 | 1 | 0.0001271 | 0 | 0 | 8.8113e-05 | 0.00011416 | 0 | 0.38266 | 0.0001 | 0.34234 | 0.52199 | 0.0001 | 0.046811
5852 | 1 | 0.0001233 | 0 | 0 | 5.8742e-05 | 0.00011416 | 0 | 0.4011 | 0.0001 | 0.34183 | 0.52214 | 0.0001 | 0
5853 | 1 | 0.0001251 | 0 | 0 | 3.7595e-05 | 0.00011416 | 0 | 0.44189 | 0.0001 | 0.34132 | 0.52226 | 0.0001 | 0
5854 | 1 | 0.0001223 | 0 | 0 | 2.3497e-05 | 0.00011416 | 0 | 0.4976 | 0.0001 | 0.34079 | 0.52238 | 0.0001 | 0
5855 | 1 | 0.0001168 | 0 | 0 | 9.3987e-06 | 0.00011416 | 0 | 0.55456 | 0.0001 | 0.34028 | 0.52251 | 0.0001 | 0
5856 | 1 | 0.0001082 | 0 | 0 | 5.8742e-06 | 0.00011416 | 0 | 0.58242 | 0.0001 | 0.33977 | 0.52263 | 0.0001 | 0
5857 | 1 | 0.0001025 | 0 | 0 | 2.3497e-06 | 0.00011416 | 0 | 0.57845 | 0.0001 | 0.33926 | 0.52278 | 0.0001 | 0
5858 | 1 | 9.8657e-05 | 0 | 0 | 1.1748e-06 | 0.00011416 | 0 | 0.57891 | 0.0001 | 0.33875 | 0.52291 | 0.0001 | 0
5859 | 1 | 9.4077e-05 | 0 | 0 | 1.4098e-05 | 0.00011416 | 0 | 0.49786 | 0.0001 | 0.33824 | 0.52303 | 0.0001 | 0
5860 | 1 | 9.0057e-05 | 0 | 0 | 3.7595e-05 | 0.00011416 | 0 | 0.47247 | 0.0001 | 0.33772 | 0.52316 | 0.0001 | 0
5861 | 1 | 8.5467e-05 | 0 | 0 | 9.3987e-05 | 0.00011416 | 0 | 0.41842 | 0.0001 | 0.3372 | 0.52328 | 0.0001 | 0
5862 | 1 | 9.4577e-05 | 0 | 0 | 0.0001821 | 0.00011416 | 0 | 0.35507 | 0.0001 | 0.33669 | 0.52342 | 0.0001 | 0
5863 | 1 | 0.0001124 | 0 | 0 | 0.0001586 | 0.00011416 | 0.026323 | 0.2861 | 0.0001 | 0.33618 | 0.52355 | 0.0001 | 0
5864 | 1 | 0.0001269 | 0 | 0 | 0.00014685 | 0.00011416 | 0.087742 | 0.31999 | 0.0001 | 0.33567 | 0.52367 | 0.0001 | 0.05461
5865 | 1 | 0.0001366 | 0 | 0 | 0.00016448 | 0.00011416 | 0.11406 | 0.33332 | 0.0001 | 0.33515 | 0.5238 | 0.0001 | 0.1816
5866 | 1 | 0.0001389 | 0 | 0 | 0.00018797 | 0.00011416 | 0.12284 | 0.36118 | 0.0001 | 0.33463 | 0.52392 | 0.0001 | 0.32653
5867 | 1 | 0.0001436 | 0 | 0 | 0.00020677 | 0.00011416 | 0.10529 | 0.47737 | 0.0001 | 0.33412 | 0.52404 | 0.0001 | 0.50999
5868 | 1 | 0.0001484 | 0 | 0 | 0.00018797 | 0.00011416 | 0.10529 | 0.52778 | 0.0001 | 0.33361 | 0.5242 | 0.0001 | 0.57939
5869 | 1 | 0.0001388 | 0 | 0 | 0.00019032 | 0.00011416 | 0.078968 | 0.53341 | 0.0001 | 0.33309 | 0.52432 | 0.0001 | 0.64423
5870 | 1 | 0.0001386 | 0 | 0 | 0.00021382 | 0.00011416 | 0.087742 | 0.52944 | 0.0001 | 0.33259 | 0.52444 | 0.0001 | 0.61407
5871 | 1 | 0.0001362 | 0 | 0 | 0.00022322 | 0.00011416 | 0.096516 | 0.50522 | 0.0001 | 0.33208 | 0.52457 | 0.0001 | 0.54082
5872 | 1 | 0.000133 | 0 | 0 | 0.00022322 | 0.00011416 | 0.10529 | 0.39427 | 0.0001 | 0.33156 | 0.52469 | 0.0001 | 0.48197
5873 | 1 | 0.0001289 | 0 | 0 | 0.00016448 | 0.00011416 | 0.087742 | 0.24526 | 0.0001 | 0.33104 | 0.52484 | 0.0001 | 0.33173
5874 | 1 | 0.0001272 | 0 | 0 | 0.00011748 | 0.00011416 | 0.0087742 | 0.22933 | 0.0001 | 0.33053 | 0.52496 | 0.0001 | 0.1778
5875 | 1 | 0.000126 | 0 | 0 | 8.8113e-05 | 0.00011416 | 0 | 0.25507 | 0.0001 | 0.33002 | 0.52508 | 0.0001 | 0.026914
5876 | 1 | 0.0001231 | 0 | 0 | 5.8742e-05 | 0.00011416 | 0 | 0.28246 | 0.0001 | 0.32951 | 0.52521 | 0.0001 | 0
5877 | 1 | 0.000124 | 0 | 0 | 3.7595e-05 | 0.00011416 | 0 | 0.26754 | 0.0001 | 0.32899 | 0.52533 | 0.0001 | 0
5878 | 1 | 0.0001204 | 0 | 0 | 2.3497e-05 | 0.00011416 | 0 | 0.2623 | 0.0001 | 0.32847 | 0.52546 | 0.0001 | 0
5879 | 1 | 0.0001165 | 0 | 0 | 9.3987e-06 | 0.00011416 | 0 | 0.26966 | 0.0001 | 0.32796 | 0.52561 | 0.0001 | 0
5880 | 1 | 0.0001092 | 0 | 0 | 5.8742e-06 | 0.00011416 | 0 | 0.24385 | 0.0001 | 0.32745 | 0.52573 | 0.0001 | 0
5881 | 1 | 0.0001041 | 0 | 0 | 2.3497e-06 | 0.00011416 | 0 | 0.22695 | 0.0001 | 0.32693 | 0.52586 | 0.0001 | 0
5882 | 1 | 9.8847e-05 | 0 | 0 | 1.1748e-06 | 0.00011416 | 0 | 0.1983 | 0.0001 | 0.32643 | 0.52598 | 0.0001 | 0
5883 | 1 | 9.3547e-05 | 0 | 0 | 1.4098e-05 | 0.00011416 | 0 | 0.17448 | 0.0001 | 0.32592 | 0.52611 | 0.0001 | 0
5884 | 1 | 8.8787e-05 | 0 | 0 | 3.7595e-05 | 0.00011416 | 0 | 0.13191 | 0.0001 | 0.3254 | 0.52625 | 0.0001 | 0
5885 | 1 | 8.2907e-05 | 0 | 0 | 9.3987e-05 | 0.00011416 | 0 | 0.11745 | 0.0001 | 0.32488 | 0.52637 | 0.0001 | 0
5886 | 1 | 8.5167e-05 | 0 | 0 | 0.0001821 | 0.00011416 | 0 | 0.094907 | 0.0001 | 0.32437 | 0.5265 | 0.0001 | 0
5887 | 1 | 9.0497e-05 | 0 | 0 | 0.0001586 | 0.00011416 | 0.043871 | 0.054053 | 0.0001 | 0.32386 | 0.52662 | 0.0001 | 0
5888 | 1 | 9.4687e-05 | 0 | 0 | 0.00014685 | 0.00011416 | 0.15794 | 0.043503 | 0.0001 | 0.32334 | 0.52675 | 0.0001 | 0.057603
5889 | 1 | 0.0001035 | 0 | 0 | 0.00016448 | 0.00011416 | 0.26323 | 0.075142 | 0.0001 | 0.32283 | 0.5269 | 0.0001 | 0.2292
5890 | 1 | 0.00011 | 0 | 0 | 0.00018797 | 0.00011416 | 0.35974 | 0.10061 | 0.0001 | 0.32231 | 0.52702 | 0.0001 | 0.39106
5891 | 1 | 0.000113 | 0 | 0 | 0.00020677 | 0.00011416 | 0.38607 | 0.10472 | 0.0001 | 0.3218 | 0.52715 | 0.0001 | 0.43032
5892 | 1 | 0.0001145 | 0 | 0 | 0.00018797 | 0.00011416 | 0.38607 | 0.092512 | 0.0001 | 0.32129 | 0.52726 | 0.0001 | 0.51345
5893 | 1 | 0.0001135 | 0 | 0 | 0.00019032 | 0.00011416 | 0.33342 | 0.087745 | 0.0001 | 0.32078 | 0.52738 | 0.0001 | 0.52909
5894 | 1 | 0.0001125 | 0 | 0 | 0.00021382 | 0.00011416 | 0.28077 | 0.088076 | 0.0001 | 0.32027 | 0.52751 | 0.0001 | 0.46973
5895 | 1 | 0.0001104 | 0 | 0 | 0.00022322 | 0.00011416 | 0.21936 | 0.077062 | 0.0001 | 0.31976 | 0.52766 | 0.0001 | 0.35998
5896 | 1 | 0.0001084 | 0 | 0 | 0.00022322 | 0.00011416 | 0.16671 | 0.062804 | 0.0001 | 0.31923 | 0.52779 | 0.0001 | 0.2845
5897 | 1 | 0.0001067 | 0 | 0 | 0.00016448 | 0.00011416 | 0.096516 | 0.051868 | 0.0001 | 0.31872 | 0.52791 | 0.0001 | 0.20003
5898 | 1 | 0.000107 | 0 | 0 | 0.00011748 | 0.00011416 | 0.0087742 | 0.03847 | 0.0001 | 0.31821 | 0.52803 | 0.0001 | 0.058786
5899 | 1 | 0.0001086 | 0 | 0 | 8.8113e-05 | 0.00011416 | 0 | 0.054649 | 0.0001 | 0.3177 | 0.52816 | 0.0001 | 0
5900 | 1 | 0.0001081 | 0 | 0 | 5.8742e-05 | 0.00011416 | 0 | 0.081509 | 0.0001 | 0.31718 | 0.5283 | 0.0001 | 0
5901 | 1 | 0.0001096 | 0 | 0 | 3.7595e-05 | 0.00011416 | 0 | 0.10015 | 0.0001 | 0.31667 | 0.52842 | 0.0001 | 0
5902 | 1 | 0.0001074 | 0 | 0 | 2.3497e-05 | 0.00011416 | 0 | 0.15161 | 0.0001 | 0.31615 | 0.52855 | 0.0001 | 0
5903 | 1 | 0.0001051 | 0 | 0 | 9.3987e-06 | 0.00011416 | 0 | 0.17873 | 0.0001 | 0.31564 | 0.52867 | 0.0001 | 0
5904 | 1 | 9.9177e-05 | 0 | 0 | 5.8742e-06 | 0.00011416 | 0 | 0.20745 | 0.0001 | 0.31512 | 0.5288 | 0.0001 | 0
5905 | 1 | 9.5227e-05 | 0 | 0 | 2.3497e-06 | 0.00011416 | 0 | 0.27483 | 0.0001 | 0.31462 | 0.52892 | 0.0001 | 0
5906 | 1 | 8.8827e-05 | 0 | 0 | 1.1748e-06 | 0.00011416 | 0 | 0.32245 | 0.0001 | 0.31411 | 0.52907 | 0.0001 | 0
5907 | 1 | 8.4147e-05 | 0 | 0 | 1.4098e-05 | 0.00011416 | 0 | 0.35388 | 0.0001 | 0.31359 | 0.5292 | 0.0001 | 0
5908 | 1 | 8.0617e-05 | 0 | 0 | 3.7595e-05 | 0.00011416 | 0 | 0.36311 | 0.0001 | 0.31307 | 0.52932 | 0.0001 | 0
5909 | 1 | 7.6518e-05 | 0 | 0 | 9.3987e-05 | 0.00011416 | 0 | 0.3889 | 0.0001 | 0.31256 | 0.52945 | 0.0001 | 0
5910 | 1 | 7.7228e-05 | 0 | 0 | 0.0001821 | 0.00011416 | 0 | 0.37644 | 0.0001 | 0.31205 | 0.52957 | 0.0001 | 0
5911 | 1 | 7.9247e-05 | 0 | 0 | 0.0001586 | 0.00011416 | 0.043871 | 0.31701 | 0.0001 | 0.31154 | 0.52971 | 0.0001 | 0
5912 | 1 | 8.0397e-05 | 0 | 0 | 0.00014685 | 0.00011416 | 0.14039 | 0.30793 | 0.0001 | 0.31102 | 0.52984 | 0.0001 | 0
5913 | 1 | 8.5527e-05 | 0 | 0 | 0.00016448 | 0.00011416 | 0.2369 | 0.36768 | 0.0001 | 0.3105 | 0.52996 | 0.0001 | 0.05084
5914 | 1 | 9.2737e-05 | 0 | 0 | 0.00018797 | 0.00011416 | 0.29832 | 0.44594 | 0.0001 | 0.30999 | 0.53009 | 0.0001 | 0.14145
5915 | 1 | 9.6957e-05 | 0 | 0 | 0.00020677 | 0.00011416 | 0.28955 | 0.43871 | 0.0001 | 0.30948 | 0.53021 | 0.0001 | 0.20783
5916 | 1 | 0.0001025 | 0 | 0 | 0.00018797 | 0.00011416 | 0.272 | 0.4214 | 0.0001 | 0.30896 | 0.53036 | 0.0001 | 0.27913
5917 | 1 | 0.0001036 | 0 | 0 | 0.00019032 | 0.00011416 | 0.21936 | 0.37902 | 0.0001 | 0.30846 | 0.53049 | 0.0001 | 0.18473
5918 | 1 | 0.0001002 | 0 | 0 | 0.00021382 | 0.00011416 | 0.20181 | 0.29784 | 0.0001 | 0.30795 | 0.53061 | 0.0001 | 0.14945
5919 | 1 | 9.7007e-05 | 0 | 0 | 0.00022322 | 0.00011416 | 0.18426 | 0.22065 | 0.0001 | 0.30743 | 0.53073 | 0.0001 | 0.1563
5920 | 1 | 9.5227e-05 | 0 | 0 | 0.00022322 | 0.00011416 | 0.14039 | 0.16891 | 0.0001 | 0.30691 | 0.53086 | 0.0001 | 0.14059
5921 | 1 | 9.6727e-05 | 0 | 0 | 0.00016448 | 0.00011416 | 0.078968 | 0.1089 | 0.0001 | 0.3064 | 0.53098 | 0.0001 | 0.046294
5922 | 1 | 0.0001031 | 0 | 0 | 0.00011748 | 0.00011416 | 0.0087742 | 0.11414 | 0.0001 | 0.30589 | 0.53113 | 0.0001 | 0
5923 | 1 | 0.0001096 | 0 | 0 | 8.8113e-05 | 0.00011416 | 0 | 0.10439 | 0.0001 | 0.30537 | 0.53125 | 0.0001 | 0
5924 | 1 | 0.0001111 | 0 | 0 | 5.8742e-05 | 0.00011416 | 0 | 0.092247 | 0.0001 | 0.30486 | 0.53137 | 0.0001 | 0
5925 | 1 | 0.0001097 | 8.1078e-06 | 0 | 3.7595e-05 | 0.00011416 | 0 | 0.1272 | 0.0001 | 0.30434 | 0.5315 | 0.0001 | 0
5926 | 1 | 0.0001059 | 1.629e-05 | 0 | 2.3497e-05 | 0.00011416 | 0 | 0.16765 | 0.0001 | 0.30383 | 0.53162 | 0.0001 | 0
5927 | 1 | 0.0001015 | 2.8239e-05 | 0 | 9.3987e-06 | 0.00011416 | 0 | 0.20115 | 0.0001 | 0.30331 | 0.53177 | 0.0001 | 0
5928 | 1 | 9.2307e-05 | 4.8579e-05 | 0 | 5.8742e-06 | 0.00011416 | 0 | 0.25765 | 0.0001 | 0.30281 | 0.5319 | 0.0001 | 0
5929 | 1 | 8.6297e-05 | 6.3098e-05 | 0 | 2.3497e-06 | 0.00011416 | 0 | 0.27012 | 0.0001 | 0.3023 | 0.53202 | 0.0001 | 0
5930 | 1 | 8.0657e-05 | 7.3088e-05 | 0 | 1.1748e-06 | 0.00011416 | 0 | 0.25719 | 0.0001 | 0.2701 | 0.53215 | 0.0001 | 0
5931 | 1 | 7.9787e-05 | 6.3118e-05 | 0 | 1.4098e-05 | 0.00011416 | 0 | 0.2314 | 0.0001 | 0.26959 | 0.53227 | 0.0001 | 0
5932 | 1 | 7.7907e-05 | 6.3178e-05 | 0 | 3.7595e-05 | 0.00011416 | 0 | 0.18497 | 0.0001 | 0.26908 | 0.5324 | 0.0001 | 0
5933 | 1 | 7.5548e-05 | 7.4428e-05 | 0 | 9.3987e-05 | 0.00011416 | 0 | 0.14418 | 0.0001 | 0.26856 | 0.53254 | 0.0001 | 0
5934 | 1 | 8.4407e-05 | 8.3028e-05 | 0 | 0.0001821 | 0.00011416 | 0 | 0.11228 | 0.0001 | 0.26805 | 0.53266 | 0.0001 | 0
5935 | 1 | 0.0001045 | 7.6758e-05 | 0 | 0.0001586 | 0.00011416 | 0.052645 | 0.063665 | 0.0001 | 0.26754 | 0.53279 | 0.0001 | 0
5936 | 1 | 0.0001222 | 6.2848e-05 | 0 | 0.00014685 | 0.00011416 | 0.15794 | 0.087347 | 0.0001 | 0.26702 | 0.53291 | 0.0001 | 0.010275
5937 | 1 | 0.0001324 | 5.4449e-05 | 0 | 0.00016448 | 0.00011416 | 0.25445 | 0.18204 | 0.0001 | 0.26651 | 0.53303 | 0.0001 | 0.13848
5938 | 1 | 0.0001356 | 4.0889e-05 | 0 | 0.00018797 | 0.00011416 | 0.33342 | 0.25394 | 0.0001 | 0.26599 | 0.53319 | 0.0001 | 0.2826
5939 | 1 | 0.0001404 | 2.8539e-05 | 0 | 0.00020677 | 0.00011416 | 0.36852 | 0.27569 | 0.0001 | 0.26548 | 0.53331 | 0.0001 | 0.44928
5940 | 1 | 0.0001456 | 1.464e-05 | 0 | 0.00018797 | 0.00011416 | 0.38607 | 0.27364 | 0.0001 | 0.26498 | 0.53344 | 0.0001 | 0.33557
5941 | 1 | 0.0001357 | 1.019e-05 | 0 | 0.00019032 | 0.00011416 | 0.31587 | 0.26595 | 0.0001 | 0.26446 | 0.53356 | 0.0001 | 0.62489
5942 | 1 | 0.0001377 | 0 | 0 | 0.00021382 | 0.00011416 | 0.2369 | 0.20414 | 0.0001 | 0.26394 | 0.53368 | 0.0001 | 0.63403
5943 | 1 | 0.0001353 | 0 | 0 | 0.00022322 | 0.00011416 | 0.19303 | 0.15161 | 0.0001 | 0.26343 | 0.53383 | 0.0001 | 0.58494
5944 | 1 | 0.0001324 | 0 | 0 | 0.00022322 | 0.00011416 | 0.15794 | 0.10498 | 0.0001 | 0.26292 | 0.53395 | 0.0001 | 0.49748
5945 | 1 | 0.0001299 | 0 | 0 | 0.00016448 | 0.00011416 | 0.087742 | 0.072692 | 0.0001 | 0.2624 | 0.53407 | 0.0001 | 0.35014
5946 | 1 | 0.0001259 | 0 | 0 | 0.00011748 | 0.00011416 | 0.0087742 | 0.043834 | 0.0001 | 0.26189 | 0.5342 | 0.0001 | 0.18027
5947 | 1 | 0.0001256 | 0 | 0 | 8.8113e-05 | 0.00011416 | 0 | 0.04742 | 0.0001 | 0.26138 | 0.53432 | 0.0001 | 0.015995
5948 | 1 | 0.0001226 | 0 | 0 | 5.8742e-05 | 0.00011416 | 0 | 0.066391 | 0.0001 | 0.26086 | 0.53445 | 0.0001 | 0
5949 | 1 | 0.0001241 | 1.53e-05 | 0 | 3.7595e-05 | 0.00011416 | 0 | 0.1219 | 0.0001 | 0.26034 | 0.5346 | 0.0001 | 0
5950 | 1 | 0.0001186 | 2.6819e-05 | 0 | 2.3497e-05 | 0.00011416 | 0 | 0.15625 | 0.0001 | 0.25983 | 0.53472 | 0.0001 | 0
5951 | 1 | 0.0001123 | 3.3899e-05 | 0 | 9.3987e-06 | 0.00011416 | 0 | 0.15101 | 0.0001 | 0.25933 | 0.53484 | 0.0001 | 0
5952 | 1 | 0.0001025 | 5.0719e-05 | 0 | 5.8742e-06 | 0.00011416 | 0 | 0.14093 | 0.0001 | 0.25881 | 0.53496 | 0.0001 | 0
5953 | 1 | 9.6517e-05 | 5.0569e-05 | 0 | 2.3497e-06 | 0.00011416 | 0 | 0.1652 | 0.0001 | 0.2583 | 0.53509 | 0.0001 | 0
5954 | 1 | 9.1517e-05 | 5.2129e-05 | 0 | 1.1748e-06 | 0.00011416 | 0 | 0.14385 | 0.0001 | 0.25778 | 0.53524 | 0.0001 | 0
5955 | 1 | 8.8487e-05 | 4.3079e-05 | 0 | 1.4098e-05 | 0.00011416 | 0 | 0.12933 | 0.0001 | 0.25727 | 0.53536 | 0.0001 | 0
5956 | 1 | 8.5197e-05 | 4.4549e-05 | 0 | 3.7595e-05 | 0.00011416 | 0 | 0.092115 | 0.0001 | 0.25676 | 0.53549 | 0.0001 | 0
5957 | 1 | 8.1177e-05 | 5.4179e-05 | 0 | 9.3987e-05 | 0.00011416 | 0 | 0.068178 | 0.0001 | 0.25624 | 0.53561 | 0.0001 | 0
5958 | 1 | 8.9847e-05 | 5.6349e-05 | 0 | 0.0001821 | 0.00011416 | 0 | 0.072217 | 0.0001 | 0.25573 | 0.53574 | 0.0001 | 0
5959 | 1 | 0.0001101 | 5.2009e-05 | 0 | 0.0001586 | 0.00011416 | 0.087742 | 0.0309 | 0.0001 | 0.25522 | 0.53586 | 0.0001 | 0
5960 | 1 | 0.000128 | 4.4179e-05 | 0 | 0.00014685 | 0.00011416 | 0.21936 | 0.0068973 | 0.0001 | 0.2547 | 0.536 | 0.0001 | 0
5961 | 1 | 0.0001374 | 3.8559e-05 | 0 | 0.00016448 | 0.00011416 | 0.3071 | 0.01545 | 0.0001 | 0.25418 | 0.53613 | 0.0001 | 0.034034
5962 | 1 | 0.0001409 | 2.9729e-05 | 0 | 0.00018797 | 0.00011416 | 0.36852 | 0.0195 | 0.0001 | 0.25367 | 0.53625 | 0.0001 | 0.14975
5963 | 1 | 0.0001457 | 1.65e-05 | 0 | 0.00020677 | 0.00011416 | 0.39484 | 0.039795 | 0.0001 | 0.25317 | 0.53637 | 0.0001 | 0.26008
5964 | 1 | 0.0001524 | 9.2228e-06 | 0 | 0.00018797 | 0.00011416 | 0.40361 | 0.062009 | 0.0001 | 0.25265 | 0.5365 | 0.0001 | 0.16449
5965 | 1 | 0.0001407 | 1.655e-05 | 0 | 0.00019032 | 0.00011416 | 0.37729 | 0.10339 | 0.0001 | 0.25214 | 0.53665 | 0.0001 | 0.20112
5966 | 1 | 0.0001415 | 1.9219e-05 | 0 | 0.00021382 | 0.00011416 | 0.28955 | 0.15877 | 0.0001 | 0.25162 | 0.53678 | 0.0001 | 0.31133
5967 | 1 | 0.0001396 | 1.461e-05 | 0 | 0.00022322 | 0.00011416 | 0.20181 | 0.18345 | 0.0001 | 0.25111 | 0.5369 | 0.0001 | 0.33938
5968 | 1 | 0.0001378 | 1.75e-05 | 0 | 0.00022322 | 0.00011416 | 0.14039 | 0.18345 | 0.0001 | 0.25059 | 0.53702 | 0.0001 | 0.1584
5969 | 1 | 0.0001342 | 2.9229e-05 | 0 | 0.00016448 | 0.00011416 | 0.087742 | 0.179 | 0.0001 | 0.25008 | 0.53715 | 0.0001 | 0.11578
5970 | 1 | 0.0001298 | 3.0799e-05 | 0 | 0.00011748 | 0.00011416 | 0.0087742 | 0.24612 | 0.0001 | 0.24957 | 0.53729 | 0.0001 | 0.024784
5971 | 1 | 0.0001297 | 2.9479e-05 | 0 | 8.8113e-05 | 0.00011416 | 0 | 0.26893 | 0.0001 | 0.24906 | 0.53742 | 0.0001 | 0
5972 | 1 | 0.0001259 | 3.5809e-05 | 0 | 5.8742e-05 | 0.00011416 | 0 | 0.23504 | 0.0001 | 0.24854 | 0.53754 | 0.0001 | 0
5973 | 1 | 0.0001232 | 4.1089e-05 | 0 | 3.7595e-05 | 0.00011416 | 0 | 0.1853 | 0.0001 | 0.24802 | 0.53766 | 0.0001 | 0
5974 | 1 | 0.0001163 | 5.4679e-05 | 0 | 2.3497e-05 | 0.00011416 | 0 | 0.15983 | 0.0001 | 0.24751 | 0.53779 | 0.0001 | 0
5975 | 1 | 0.0001088 | 7.4528e-05 | 0 | 9.3987e-06 | 0.00011416 | 0 | 0.15592 | 0.0001 | 0.24701 | 0.53791 | 0.0001 | 0
5976 | 1 | 9.7647e-05 | 0.0001065 | 0 | 5.8742e-06 | 0.00011416 | 0 | 0.1717 | 0.0001 | 0.24649 | 0.53806 | 0.0001 | 0
5977 | 1 | 9.4077e-05 | 8.8528e-05 | 0 | 2.3497e-06 | 0.00011416 | 0 | 0.16368 | 0.0001 | 0.24598 | 0.53819 | 0.0001 | 0
5978 | 1 | 8.8057e-05 | 0.0001079 | 0 | 1.1748e-06 | 0.00011416 | 0 | 0.14306 | 0.0001 | 0.24572 | 0.53831 | 0.0001 | 0
5979 | 1 | 8.4357e-05 | 0.0001065 | 0 | 1.4098e-05 | 0.00011416 | 0 | 0.12117 | 0.0001 | 0.24591 | 0.53844 | 0.0001 | 0
5980 | 1 | 8.1567e-05 | 0.0001018 | 0 | 3.7595e-05 | 0.00011416 | 0 | 0.14511 | 0.0001 | 0.24611 | 0.53856 | 0.0001 | 0
5981 | 1 | 7.9947e-05 | 9.1588e-05 | 0 | 9.3987e-05 | 0.00011416 | 0 | 0.19147 | 0.0001 | 0.24629 | 0.5387 | 0.0001 | 0
5982 | 1 | 8.6797e-05 | 0.000118 | 0 | 0.0001821 | 0.00011416 | 0 | 0.18662 | 0.0001 | 0.24649 | 0.53883 | 0.0001 | 0
5983 | 1 | 0.0001082 | 9.1198e-05 | 0 | 0.0001586 | 0.00011416 | 0.070194 | 0.15711 | 0.0001 | 0.24668 | 0.53895 | 0.0001 | 0
5984 | 1 | 0.0001221 | 9.7427e-05 | 0 | 0.00014685 | 0.00011416 | 0.18426 | 0.10777 | 0.0001 | 0.24688 | 0.53908 | 0.0001 | 0.025566
5985 | 1 | 0.0001313 | 8.4598e-05 | 0 | 0.00016448 | 0.00011416 | 0.272 | 0.058423 | 0.0001 | 0.24706 | 0.5392 | 0.0001 | 0.15199
5986 | 1 | 0.0001354 | 6.6888e-05 | 0 | 0.00018797 | 0.00011416 | 0.36852 | 0.050731 | 0.0001 | 0.24726 | 0.53932 | 0.0001 | 0.24687
5987 | 1 | 0.0001398 | 5.2339e-05 | 0 | 0.00020677 | 0.00011416 | 0.45626 | 0.058897 | 0.0001 | 0.24745 | 0.53948 | 0.0001 | 0.31979
5988 | 1 | 0.0001463 | 3.9429e-05 | 0 | 0.00018797 | 0.00011416 | 0.51768 | 0.06745 | 0.0001 | 0.24765 | 0.5396 | 0.0001 | 0.22604
5989 | 1 | 0.0001363 | 4.2009e-05 | 0 | 0.00019032 | 0.00011416 | 0.52645 | 0.077923 | 0.0001 | 0.24783 | 0.53972 | 0.0001 | 0.18231
5990 | 1 | 0.0001377 | 3.4239e-05 | 0 | 0.00021382 | 0.00011416 | 0.50013 | 0.092909 | 0.0001 | 0.24802 | 0.53985 | 0.0001 | 0.27695
5991 | 1 | 0.0001356 | 3.8829e-05 | 0 | 0.00022322 | 0.00011416 | 0.39484 | 0.090062 | 0.0001 | 0.24822 | 0.53997 | 0.0001 | 0.12698
5992 | 1 | 0.0001333 | 4.7739e-05 | 0 | 0.00022322 | 0.00011416 | 0.28955 | 0.099807 | 0.0001 | 0.24841 | 0.54012 | 0.0001 | 0.0722
5993 | 1 | 0.0001307 | 6.1298e-05 | 0 | 0.00016448 | 0.00011416 | 0.17548 | 0.11042 | 0.0001 | 0.2486 | 0.54024 | 0.0001 | 0.029351
5994 | 1 | 0.0001286 | 4.7259e-05 | 0 | 0.00011748 | 0.00011416 | 0.017548 | 0.12097 | 0.0001 | 0.24879 | 0.54036 | 0.0001 | 0.0057129
5995 | 1 | 0.000129 | 4.4919e-05 | 0 | 8.8113e-05 | 0.00011416 | 0 | 0.045169 | 0.0001 | 0.24899 | 0.54049 | 0.0001 | 0
5996 | 1 | 0.0001269 | 4.3289e-05 | 0 | 5.8742e-05 | 0.00011416 | 0 | 0.029244 | 0.0001 | 0.24918 | 0.54061 | 0.0001 | 0
5997 | 1 | 0.0001245 | 4.8719e-05 | 0 | 3.7595e-05 | 0.00011416 | 0 | 0.034486 | 0.0001 | 0.24936 | 0.54077 | 0.0001 | 0
5998 | 1 | 0.0001173 | 7.9478e-05 | 0 | 2.3497e-05 | 0.00011416 | 0 | 0.052265 | 0.0001 | 0.24956 | 0.54089 | 0.0001 | 0
5999 | 1 | 0.0001112 | 7.5678e-05 | 0 | 9.3987e-06 | 0.00011416 | 0 | 0.062936 | 0.0001 | 0.24975 | 0.54101 | 0.0001 | 0
6000 | 1 | 9.9897e-05 | 0.0001006 | 0 | 5.8742e-06 | 0.00011416 | 0 | 0.096959 | 0.0001 | 0.24994 | 0.54114 | 0.0001 | 0
6001 | 1 | 9.5197e-05 | 0.0001002 | 0 | 2.3497e-06 | 0.00011416 | 0 | 0.13006 | 0.0001 | 0.25013 | 0.54126 | 0.0001 | 0
6002 | 1 | 8.9997e-05 | 0.0001107 | 0 | 1.1748e-06 | 0.00011416 | 0 | 0.15306 | 0.0001 | 0.25033 | 0.54153 | 0.0001 | 0
6003 | 1 | 8.6027e-05 | 0.0001049 | 0 | 1.4098e-05 | 0.00011416 | 0 | 0.17078 | 0.0001 | 0.25052 | 0.542 | 0.0001 | 0
6004 | 1 | 8.4027e-05 | 9.5517e-05 | 0 | 3.7595e-05 | 0.00011416 | 0 | 0.20022 | 0.0001 | 0.25071 | 0.54249 | 0.0001 | 0
6005 | 1 | 8.2077e-05 | 8.6958e-05 | 0 | 9.3987e-05 | 0.00011416 | 0 | 0.22768 | 0.0001 | 0.2509 | 0.54297 | 0.0001 | 0
6006 | 1 | 9.2347e-05 | 6.6368e-05 | 0 | 0.0001821 | 0.00011416 | 0 | 0.22118 | 0.0001 | 0.2511 | 0.54346 | 0.0001 | 0
6007 | 1 | 0.000112 | 6.4538e-05 | 0 | 0.0001586 | 0.00011416 | 0.11406 | 0.1085 | 0.0001 | 0.25129 | 0.54393 | 0.0001 | 0
6008 | 1 | 0.0001286 | 7.2148e-05 | 0 | 0.00014685 | 0.00011416 | 0.28955 | 0.069304 | 0.0001 | 0.25147 | 0.54443 | 0.0001 | 0
6009 | 1 | 0.0001368 | 7.8868e-05 | 0 | 0.00016448 | 0.00011416 | 0.42994 | 0.053258 | 0.0001 | 0.25167 | 0.5449 | 0.0001 | 0
6010 | 1 | 0.0001397 | 7.0088e-05 | 0 | 0.00018797 | 0.00011416 | 0.56155 | 0.034222 | 0.0001 | 0.25186 | 0.54539 | 0.0001 | 0.071564
6011 | 1 | 0.0001438 | 5.9298e-05 | 0 | 0.00020677 | 0.00011416 | 0.65807 | 0.035413 | 0.0001 | 0.25206 | 0.54586 | 0.0001 | 0.19227
6012 | 1 | 0.0001491 | 5.1729e-05 | 0 | 0.00018797 | 0.00011416 | 0.70194 | 0.0455 | 0.0001 | 0.25224 | 0.54636 | 0.0001 | 0.22729
6013 | 1 | 0.000139 | 5.0919e-05 | 0 | 0.00019032 | 0.00011416 | 0.69316 | 0.062473 | 0.0001 | 0.25244 | 0.54683 | 0.0001 | 0.064797
6014 | 1 | 0.0001387 | 5.7129e-05 | 0 | 0.00021382 | 0.00011416 | 0.63174 | 0.091982 | 0.0001 | 0.25263 | 0.54732 | 0.0001 | 0.18606
6015 | 1 | 0.0001359 | 5.9808e-05 | 0 | 0.00022322 | 0.00011416 | 0.51768 | 0.10705 | 0.0001 | 0.25283 | 0.5478 | 0.0001 | 0.2469
6016 | 1 | 0.0001341 | 5.0889e-05 | 0 | 0.00022322 | 0.00011416 | 0.37729 | 0.11234 | 0.0001 | 0.25301 | 0.54829 | 0.0001 | 0.25275
6017 | 1 | 0.0001319 | 4.5079e-05 | 0 | 0.00016448 | 0.00011416 | 0.20181 | 0.097423 | 0.0001 | 0.2532 | 0.54876 | 0.0001 | 0.079208
6018 | 1 | 0.0001285 | 4.3779e-05 | 0 | 0.00011748 | 0.00011416 | 0.017548 | 0.078717 | 0.0001 | 0.2534 | 0.54926 | 0.0001 | 0.011189
6019 | 1 | 0.0001284 | 4.4939e-05 | 0 | 8.8113e-05 | 0.00011416 | 0 | 0.046361 | 0.0001 | 0.2536 | 0.54973 | 0.0001 | 0
6020 | 1 | 0.0001275 | 4.0689e-05 | 0 | 5.8742e-05 | 0.00011416 | 0 | 0.086012 | 0.0001 | 0.25378 | 0.55022 | 0.0001 | 0
6021 | 1 | 0.0001253 | 6.0928e-05 | 0 | 3.7595e-05 | 0.00011416 | 0 | 0.10293 | 0.0001 | 0.25397 | 0.55069 | 0.0001 | 0
6022 | 1 | 0.0001185 | 7.4758e-05 | 0 | 2.3497e-05 | 0.00011416 | 0 | 0.11421 | 0.0001 | 0.25417 | 0.55119 | 0.0001 | 0
6023 | 1 | 0.0001127 | 6.5068e-05 | 0 | 9.3987e-06 | 0.00011416 | 0 | 0.09238 | 0.0001 | 0.25435 | 0.55165 | 0.0001 | 0
6024 | 1 | 0.0001001 | 0.000107 | 0 | 5.8742e-06 | 0.00011416 | 0 | 0.090327 | 0.0001 | 0.25455 | 0.55215 | 0.0001 | 0
6025 | 1 | 9.4217e-05 | 0.000116 | 0 | 2.3497e-06 | 0.00011416 | 0 | 0.11421 | 0.0001 | 0.25474 | 0.55262 | 0.0001 | 0
6026 | 1 | 9.0667e-05 | 0.0001234 | 0 | 1.1748e-06 | 0.00011416 | 0 | 0.13118 | 0.0001 | 0.25494 | 0.55311 | 0.0001 | 0
6027 | 1 | 8.7337e-05 | 0.0001081 | 0 | 1.4098e-05 | 0.00011416 | 0 | 0.13689 | 0.0001 | 0.25512 | 0.55359 | 0.0001 | 0
6028 | 1 | 8.4507e-05 | 0.0001106 | 0 | 3.7595e-05 | 0.00011416 | 0 | 0.16322 | 0.0001 | 0.25531 | 0.55409 | 0.0001 | 0
6029 | 1 | 7.9657e-05 | 0.0001288 | 0 | 9.3987e-05 | 0.00011416 | 0 | 0.19717 | 0.0001 | 0.25551 | 0.55456 | 0.0001 | 0
6030 | 1 | 8.7917e-05 | 0.0001313 | 0 | 0.0001821 | 0.00011416 | 0 | 0.21734 | 0.0001 | 0.2557 | 0.55505 | 0.0001 | 0
6031 | 1 | 0.0001075 | 0.0001143 | 0 | 0.0001586 | 0.00011416 | 0.12284 | 0.13649 | 0.0001 | 0.25589 | 0.55552 | 0.0001 | 0
6032 | 1 | 0.0001251 | 9.3488e-05 | 0 | 0.00014685 | 0.00011416 | 0.3071 | 0.027192 | 0.0001 | 0.25608 | 0.55602 | 0.0001 | 0.0054588
6033 | 1 | 0.0001341 | 8.1528e-05 | 0 | 0.00016448 | 0.00011416 | 0.46503 | 0.0057054 | 0.0001 | 0.25628 | 0.55648 | 0.0001 | 0.1553
6034 | 1 | 0.0001372 | 6.0668e-05 | 0 | 0.00018797 | 0.00011416 | 0.58787 | 0.0085526 | 0.0001 | 0.25647 | 0.55698 | 0.0001 | 0.30418
6035 | 1 | 0.0001409 | 4.1229e-05 | 0 | 0.00020677 | 0.00011416 | 0.66684 | 0.011411 | 0.0001 | 0.25666 | 0.55745 | 0.0001 | 0.42818
6036 | 1 | 0.0001459 | 2.6169e-05 | 0 | 0.00018797 | 0.00011416 | 0.70194 | 0.025205 | 0.0001 | 0.25685 | 0.55794 | 0.0001 | 0.5676
6037 | 1 | 0.0001372 | 1.644e-05 | 0 | 0.00019032 | 0.00011416 | 0.68439 | 0.033758 | 0.0001 | 0.25704 | 0.55844 | 0.0001 | 0.52495
6038 | 1 | 0.0001381 | 0 | 0 | 0.00021382 | 0.00011416 | 0.62297 | 0.037797 | 0.0001 | 0.25724 | 0.55892 | 0.0001 | 0.57965
6039 | 1 | 0.0001352 | 0 | 0 | 0.00022322 | 0.00011416 | 0.5089 | 0.039 | 0.0001 | 0.25742 | 0.5594 | 0.0001 | 0.49296
6040 | 1 | 0.0001304 | 0 | 0 | 0.00022322 | 0.00011416 | 0.36852 | 0.040986 | 0.0001 | 0.25762 | 0.55988 | 0.0001 | 0.40102
6041 | 1 | 0.0001265 | 0 | 0 | 0.00016448 | 0.00011416 | 0.20181 | 0.046692 | 0.0001 | 0.25781 | 0.56038 | 0.0001 | 0.244
6042 | 1 | 0.0001243 | 0 | 0 | 0.00011748 | 0.00011416 | 0.017548 | 0.023142 | 0.0001 | 0.258 | 0.56085 | 0.0001 | 0.06074
6043 | 1 | 0.0001245 | 0 | 0 | 8.8113e-05 | 0.00011416 | 0 | 0.014589 | 0.0001 | 0.25819 | 0.56134 | 0.0001 | 0
6044 | 1 | 0.0001238 | 8.8668e-06 | 0 | 5.8742e-05 | 0.00011416 | 0 | 0.0097445 | 0.0001 | 0.25838 | 0.56181 | 0.0001 | 0
6045 | 1 | 0.0001241 | 2.2469e-05 | 0 | 3.7595e-05 | 0.00011416 | 0 | 0.01545 | 0.0001 | 0.25857 | 0.56231 | 0.0001 | 0
6046 | 1 | 0.0001174 | 3.7369e-05 | 0 | 2.3497e-05 | 0.00011416 | 0 | 0.012603 | 0.0001 | 0.25876 | 0.56277 | 0.0001 | 0
6047 | 1 | 0.0001122 | 4.6289e-05 | 0 | 9.3987e-06 | 0.00011416 | 0 | 0.036936 | 0.0001 | 0.25896 | 0.56327 | 0.0001 | 0
6048 | 1 | 0.0001032 | 6.5558e-05 | 0 | 5.8742e-06 | 0.00011416 | 0 | 0.064989 | 0.0001 | 0.25915 | 0.56375 | 0.0001 | 0
6049 | 1 | 9.7997e-05 | 6.8268e-05 | 0 | 2.3497e-06 | 0.00011416 | 0 | 0.081576 | 0.0001 | 0.25934 | 0.56423 | 0.0001 | 0
6050 | 1 | 9.3547e-05 | 7.0368e-05 | 0 | 1.1748e-06 | 0.00011416 | 0 | 0.074678 | 0.0001 | 0.25953 | 0.56471 | 0.0001 | 0
6051 | 1 | 8.8987e-05 | 6.1928e-05 | 0 | 1.4098e-05 | 0.00011416 | 0 | 0.068973 | 0.0001 | 0.25972 | 0.56521 | 0.0001 | 0
6052 | 1 | 8.4077e-05 | 6.1708e-05 | 0 | 3.7595e-05 | 0.00011416 | 0 | 0.083496 | 0.0001 | 0.25991 | 0.56567 | 0.0001 | 0
6053 | 1 | 7.7887e-05 | 7.0728e-05 | 0 | 9.3987e-05 | 0.00011416 | 0 | 0.10419 | 0.0001 | 0.26011 | 0.56617 | 0.0001 | 0
6054 | 1 | 7.9217e-05 | 8.0928e-05 | 0 | 0.0001821 | 0.00011416 | 0 | 0.1652 | 0.0001 | 0.26029 | 0.56664 | 0.0001 | 0
6055 | 1 | 8.6187e-05 | 7.1328e-05 | 0 | 0.0001586 | 0.00011416 | 0.12284 | 0.11831 | 0.0001 | 0.26049 | 0.56713 | 0.0001 | 0
6056 | 1 | 9.1427e-05 | 5.5419e-05 | 0 | 0.00014685 | 0.00011416 | 0.31587 | 0.024345 | 0.0001 | 0.26068 | 0.5676 | 0.0001 | 0
6057 | 1 | 0.0001008 | 4.3429e-05 | 0 | 0.00016448 | 0.00011416 | 0.47381 | 0.035744 | 0.0001 | 0.26088 | 0.5681 | 0.0001 | 0.14212
6058 | 1 | 0.0001081 | 2.6279e-05 | 0 | 0.00018797 | 0.00011416 | 0.59665 | 0.052795 | 0.0001 | 0.26106 | 0.56857 | 0.0001 | 0.26508
6059 | 1 | 0.000112 | 9.3078e-06 | 0 | 0.00020677 | 0.00011416 | 0.66684 | 0.073884 | 0.0001 | 0.26125 | 0.56906 | 0.0001 | 0.33081
6060 | 1 | 0.0001145 | 0 | 0 | 0.00018797 | 0.00011416 | 0.69316 | 0.090062 | 0.0001 | 0.26145 | 0.56954 | 0.0001 | 0.38001
6061 | 1 | 0.0001131 | 0 | 0 | 0.00019032 | 0.00011416 | 0.64929 | 0.091254 | 0.0001 | 0.26164 | 0.57004 | 0.0001 | 0.44171
6062 | 1 | 0.0001116 | 0 | 0 | 0.00021382 | 0.00011416 | 0.544 | 0.088009 | 0.0001 | 0.26183 | 0.5705 | 0.0001 | 0.4211
6063 | 1 | 0.0001089 | 0 | 0 | 0.00022322 | 0.00011416 | 0.42994 | 0.066192 | 0.0001 | 0.26202 | 0.571 | 0.0001 | 0.24479
6064 | 1 | 0.0001068 | 0 | 0 | 0.00022322 | 0.00011416 | 0.3071 | 0.053258 | 0.0001 | 0.26222 | 0.57147 | 0.0001 | 0.2137
6065 | 1 | 0.0001059 | 0 | 0 | 0.00016448 | 0.00011416 | 0.14916 | 0.036605 | 0.0001 | 0.2624 | 0.57196 | 0.0001 | 0.12756
6066 | 1 | 0.0001068 | 0 | 0 | 0.00011748 | 0.00011416 | 0.017548 | 0.0057054 | 0.0001 | 0.26259 | 0.57243 | 0.0001 | 0.026803
6067 | 1 | 0.0001103 | 0 | 0 | 8.8113e-05 | 0.00011416 | 0 | 0 | 0.0001 | 0.26279 | 0.57293 | 0.0001 | 0
6068 | 1 | 0.0001126 | 0 | 0 | 5.8742e-05 | 0.00011416 | 0 | 0.012603 | 0.0001 | 0.26299 | 0.5734 | 0.0001 | 0
6069 | 1 | 0.0001125 | 0 | 0 | 3.7595e-05 | 0.00011416 | 0 | 0.044628 | 0.0001 | 0.26317 | 0.57389 | 0.0001 | 0
6070 | 1 | 0.0001088 | 0 | 0 | 2.3497e-05 | 0.00011416 | 0 | 0.057959 | 0.0001 | 0.26336 | 0.57437 | 0.0001 | 0
6071 | 1 | 0.0001056 | 0 | 0 | 9.3987e-06 | 0.00011416 | 0 | 0.057628 | 0.0001 | 0.26356 | 0.57487 | 0.0001 | 0
6072 | 1 | 9.7707e-05 | 1.9919e-05 | 0 | 5.8742e-06 | 0.00011416 | 0 | 0.063334 | 0.0001 | 0.26375 | 0.57533 | 0.0001 | 0
6073 | 1 | 9.2937e-05 | 2.3159e-05 | 0 | 2.3497e-06 | 0.00011416 | 0 | 0.042642 | 0.0001 | 0.26394 | 0.57583 | 0.0001 | 0
6074 | 1 | 8.6487e-05 | 2.6079e-05 | 0 | 1.1748e-06 | 0.00011416 | 0 | 0.036936 | 0.0001 | 0.26413 | 0.5763 | 0.0001 | 0
6075 | 1 | 8.2947e-05 | 2.5349e-05 | 0 | 1.4098e-05 | 0.00011416 | 0 | 0.020295 | 0.0001 | 0.26433 | 0.57679 | 0.0001 | 0
6076 | 1 | 7.8627e-05 | 3.1809e-05 | 0 | 3.7595e-05 | 0.00011416 | 0 | 0.023142 | 0.0001 | 0.26452 | 0.57726 | 0.0001 | 0
6077 | 1 | 7.3438e-05 | 4.0209e-05 | 0 | 9.3987e-05 | 0.00011416 | 0 | 0.049076 | 0.0001 | 0.2647 | 0.57776 | 0.0001 | 0
6078 | 1 | 7.5148e-05 | 4.6509e-05 | 0 | 0.0001821 | 0.00011416 | 0 | 0.067715 | 0.0001 | 0.2649 | 0.57822 | 0.0001 | 0
6079 | 1 | 7.7438e-05 | 4.1789e-05 | 0 | 0.0001586 | 0.00011416 | 0.11406 | 0.052265 | 0.0001 | 0.26509 | 0.57872 | 0.0001 | 0
6080 | 1 | 7.9717e-05 | 3.2239e-05 | 0 | 0.00014685 | 0.00011416 | 0.29832 | 0.0028472 | 0.0001 | 0.26529 | 0.5792 | 0.0001 | 0
6081 | 1 | 8.5657e-05 | 3.0159e-05 | 0 | 0.00016448 | 0.00011416 | 0.46503 | 0 | 0.0001 | 0.26547 | 0.57968 | 0.0001 | 0
6082 | 1 | 9.3467e-05 | 2.5399e-05 | 0 | 0.00018797 | 0.00011416 | 0.5791 | 0.0028472 | 0.0001 | 0.26567 | 0.58016 | 0.0001 | 0.075461
6083 | 1 | 9.9207e-05 | 1.474e-05 | 0 | 0.00020677 | 0.00011416 | 0.64052 | 0.0028472 | 0.0001 | 0.26586 | 0.58066 | 0.0001 | 0.15507
6084 | 1 | 0.000104 | 0 | 0 | 0.00018797 | 0.00011416 | 0.65807 | 0.011411 | 0.0001 | 0.26606 | 0.58113 | 0.0001 | 0.21898
6085 | 1 | 0.0001056 | 0 | 0 | 0.00019032 | 0.00011416 | 0.61419 | 0.019964 | 0.0001 | 0.26624 | 0.58162 | 0.0001 | 0.3794
6086 | 1 | 0.0001018 | 0 | 0 | 0.00021382 | 0.00011416 | 0.52645 | 0.021155 | 0.0001 | 0.26644 | 0.58209 | 0.0001 | 0.33912
6087 | 1 | 9.8287e-05 | 0 | 0 | 0.00022322 | 0.00011416 | 0.42116 | 0.021155 | 0.0001 | 0.26663 | 0.58259 | 0.0001 | 0.36699
6088 | 1 | 9.6697e-05 | 0 | 0 | 0.00022322 | 0.00011416 | 0.28955 | 0.026861 | 0.0001 | 0.26681 | 0.58305 | 0.0001 | 0.24201
6089 | 1 | 9.7967e-05 | 0 | 0 | 0.00016448 | 0.00011416 | 0.14039 | 0.038603 | 0.0001 | 0.26701 | 0.58355 | 0.0001 | 0.17034
6090 | 1 | 0.000103 | 0 | 0 | 0.00011748 | 0.00011416 | 0.0087742 | 0.035281 | 0.0001 | 0.2672 | 0.58403 | 0.0001 | 0.06851
6091 | 1 | 0.0001073 | 8.0138e-06 | 0 | 8.8113e-05 | 0.00011416 | 0 | 0.046559 | 0.0001 | 0.2674 | 0.58451 | 0.0001 | 0
6092 | 1 | 0.0001104 | 1.508e-05 | 0 | 5.8742e-05 | 0.00011416 | 0 | 0.072427 | 0.0001 | 0.26758 | 0.58499 | 0.0001 | 0
6093 | 1 | 0.0001108 | 2.1709e-05 | 0 | 3.7595e-05 | 0.00011416 | 0 | 0.10923 | 0.0001 | 0.26778 | 0.58549 | 0.0001 | 0
6094 | 1 | 0.000106 | 3.2559e-05 | 0 | 2.3497e-05 | 0.00011416 | 0 | 0.1351 | 0.0001 | 0.26797 | 0.58596 | 0.0001 | 0
6095 | 1 | 0.0001017 | 4.2859e-05 | 0 | 9.3987e-06 | 0.00011416 | 0 | 0.14286 | 0.0001 | 0.26817 | 0.58645 | 0.0001 | 0
6096 | 1 | 9.2677e-05 | 5.5939e-05 | 0 | 5.8742e-06 | 0.00011416 | 0 | 0.14286 | 0.0001 | 0.26835 | 0.58692 | 0.0001 | 0
6097 | 1 | 8.6027e-05 | 6.5468e-05 | 0 | 2.3497e-06 | 0.00011416 | 0 | 0.15937 | 0.0001 | 0.26854 | 0.58742 | 0.0001 | 0
6098 | 1 | 8.0967e-05 | 7.4158e-05 | 0 | 1.1748e-06 | 0.00011416 | 0 | 0.15738 | 0.0001 | 0.2669 | 0.58788 | 0.0001 | 0
6099 | 1 | 7.7997e-05 | 7.3898e-05 | 0 | 1.4098e-05 | 0.00011416 | 0 | 0.15015 | 0.0001 | 0.2671 | 0.58838 | 0.0001 | 0
6100 | 1 | 7.6928e-05 | 7.5648e-05 | 0 | 3.7595e-05 | 0.00011416 | 0 | 0.14253 | 0.0001 | 0.26729 | 0.58886 | 0.0001 | 0
6101 | 1 | 7.6428e-05 | 8.8138e-05 | 0 | 9.3987e-05 | 0.00011416 | 0 | 0.14942 | 0.0001 | 0.26748 | 0.58934 | 0.0001 | 0
6102 | 1 | 8.6457e-05 | 8.9978e-05 | 0 | 0.0001821 | 0.00011416 | 0 | 0.16838 | 0.0001 | 0.26767 | 0.58982 | 0.0001 | 0
6103 | 1 | 0.000106 | 7.5578e-05 | 0 | 0.0001586 | 0.00011416 | 0.070194 | 0.1264 | 0.0001 | 0.26787 | 0.59032 | 0.0001 | 0
6104 | 1 | 0.0001234 | 5.9038e-05 | 0 | 0.00014685 | 0.00011416 | 0.21936 | 0.060818 | 0.0001 | 0.26806 | 0.59078 | 0.0001 | 0
6105 | 1 | 0.0001332 | 5.5989e-05 | 0 | 0.00016448 | 0.00011416 | 0.37729 | 0.066986 | 0.0001 | 0.26825 | 0.59128 | 0.0001 | 0
6106 | 1 | 0.0001369 | 5.4369e-05 | 0 | 0.00018797 | 0.00011416 | 0.5089 | 0.079115 | 0.0001 | 0.26844 | 0.59175 | 0.0001 | 0.0080344
6107 | 1 | 0.0001421 | 5.0159e-05 | 0 | 0.00020677 | 0.00011416 | 0.57032 | 0.072217 | 0.0001 | 0.26864 | 0.59224 | 0.0001 | 0.00062805
6108 | 1 | 0.0001473 | 5.0509e-05 | 0 | 0.00018797 | 0.00011416 | 0.56155 | 0.077923 | 0.0001 | 0.26883 | 0.59271 | 0.0001 | 0.013327
6109 | 1 | 0.0001377 | 6.2888e-05 | 0 | 0.00019032 | 0.00011416 | 0.48258 | 0.083959 | 0.0001 | 0.26901 | 0.59321 | 0.0001 | 0.021727
6110 | 1 | 0.0001394 | 5.6509e-05 | 0 | 0.00021382 | 0.00011416 | 0.29832 | 0.075473 | 0.0001 | 0.26921 | 0.59369 | 0.0001 | 0.077034
6111 | 1 | 0.0001371 | 5.6199e-05 | 0 | 0.00022322 | 0.00011416 | 0.17548 | 0.069039 | 0.0001 | 0.2694 | 0.59417 | 0.0001 | 0.06193
6112 | 1 | 0.0001348 | 5.5959e-05 | 0 | 0.00022322 | 0.00011416 | 0.13161 | 0.078386 | 0.0001 | 0.2696 | 0.59465 | 0.0001 | 0.05212
6113 | 1 | 0.0001329 | 5.6009e-05 | 0 | 0.00016448 | 0.00011416 | 0.052645 | 0.081973 | 0.0001 | 0.26978 | 0.59515 | 0.0001 | 0.014149
6114 | 1 | 0.0001304 | 4.9289e-05 | 0 | 0.00011748 | 0.00011416 | 0 | 0.13682 | 0.0001 | 0.26998 | 0.59561 | 0.0001 | 0
6115 | 1 | 0.0001316 | 3.9869e-05 | 0 | 8.8113e-05 | 0.00011416 | 0 | 0.17243 | 0.0001 | 0.27017 | 0.59611 | 0.0001 | 0
6116 | 1 | 0.0001308 | 3.9289e-05 | 0 | 5.8742e-05 | 0.00011416 | 0 | 0.20718 | 0.0001 | 0.27037 | 0.59658 | 0.0001 | 0
6117 | 1 | 0.0001276 | 4.8559e-05 | 0 | 3.7595e-05 | 0.00011416 | 0 | 0.17038 | 0.0001 | 0.27055 | 0.59707 | 0.0001 | 0
6118 | 1 | 0.0001199 | 7.3478e-05 | 0 | 2.3497e-05 | 0.00011416 | 0 | 0.13967 | 0.0001 | 0.27075 | 0.59754 | 0.0001 | 0
6119 | 1 | 0.0001122 | 9.0188e-05 | 0 | 9.3987e-06 | 0.00011416 | 0 | 0.11494 | 0.0001 | 0.27094 | 0.59804 | 0.0001 | 0
6120 | 1 | 9.9747e-05 | 0.0001217 | 0 | 5.8742e-06 | 0.00011416 | 0 | 0.10604 | 0.0001 | 0.27114 | 0.59853 | 0.0001 | 0
6121 | 1 | 9.1817e-05 | 0.0001445 | 0 | 2.3497e-06 | 0.00011416 | 0 | 0.097953 | 0.0001 | 0.27132 | 0.599 | 0.0001 | 0
6122 | 1 | 8.6897e-05 | 0.0001675 | 0 | 1.1748e-06 | 0.00011416 | 0 | 0.080119 | 0.0001 | 0.27151 | 0.5995 | 0.0001 | 0
6123 | 1 | 8.5807e-05 | 0.0001527 | 0 | 1.4098e-05 | 0.00011416 | 0 | 0.074082 | 0.0001 | 0.27171 | 0.59998 | 0.0001 | 0
6124 | 1 | 8.3467e-05 | 0.0001531 | 0 | 3.7595e-05 | 0.00011416 | 0 | 0.11831 | 0.0001 | 0.27189 | 0.60046 | 0.0001 | 0
6125 | 1 | 7.9357e-05 | 0.0001762 | 0 | 9.3987e-05 | 0.00011416 | 0 | 0.13973 | 0.0001 | 0.27209 | 0.60094 | 0.0001 | 0
6126 | 1 | 8.7587e-05 | 0.0001785 | 0 | 0.0001821 | 0.00011416 | 0 | 0.14863 | 0.0001 | 0.27228 | 0.60144 | 0.0001 | 0
6127 | 1 | 0.0001082 | 0.0001541 | 0 | 0.0001586 | 0.00011416 | 0.0087742 | 0.12203 | 0.0001 | 0.27248 | 0.6019 | 0.0001 | 0
6128 | 1 | 0.0001264 | 0.0001248 | 0 | 0.00014685 | 0.00011416 | 0.026323 | 0.11838 | 0.0001 | 0.27266 | 0.6024 | 0.0001 | 0
6129 | 1 | 0.0001342 | 0.0001159 | 0 | 0.00016448 | 0.00011416 | 0.043871 | 0.17455 | 0.0001 | 0.27285 | 0.60287 | 0.0001 | 0.076432
6130 | 1 | 0.0001367 | 0.0001014 | 0 | 0.00018797 | 0.00011416 | 0.061419 | 0.21866 | 0.0001 | 0.27305 | 0.60336 | 0.0001 | 0.15572
6131 | 1 | 0.0001414 | 8.3228e-05 | 0 | 0.00020677 | 0.00011416 | 0.096516 | 0.23385 | 0.0001 | 0.27324 | 0.60383 | 0.0001 | 0.25626
6132 | 1 | 0.0001462 | 7.3338e-05 | 0 | 0.00018797 | 0.00011416 | 0.13161 | 0.22456 | 0.0001 | 0.27343 | 0.60433 | 0.0001 | 0.32312
6133 | 1 | 0.0001356 | 8.1558e-05 | 0 | 0.00019032 | 0.00011416 | 0.14916 | 0.20035 | 0.0001 | 0.27362 | 0.6048 | 0.0001 | 0.36506
6134 | 1 | 0.0001372 | 6.4718e-05 | 0 | 0.00021382 | 0.00011416 | 0.14916 | 0.28074 | 0.0001 | 0.27382 | 0.60529 | 0.0001 | 0.38148
6135 | 1 | 0.0001351 | 6.0178e-05 | 0 | 0.00022322 | 0.00011416 | 0.10529 | 0.39222 | 0.0001 | 0.27401 | 0.60577 | 0.0001 | 0.19854
6136 | 1 | 0.0001328 | 6.2408e-05 | 0 | 0.00022322 | 0.00011416 | 0.087742 | 0.48321 | 0.0001 | 0.2742 | 0.60626 | 0.0001 | 0.18672
6137 | 1 | 0.0001304 | 6.3058e-05 | 0 | 0.00016448 | 0.00011416 | 0.043871 | 0.55225 | 0.0001 | 0.27439 | 0.60673 | 0.0001 | 0.1305
6138 | 1 | 0.0001275 | 5.7988e-05 | 0 | 0.00011748 | 0.00011416 | 0 | 0.6301 | 0.0001 | 0.27459 | 0.60723 | 0.0001 | 0.031627
6139 | 1 | 0.0001285 | 5.2229e-05 | 0 | 8.8113e-05 | 0.00011416 | 0 | 0.63369 | 0.0001 | 0.27478 | 0.6077 | 0.0001 | 0
6140 | 1 | 0.0001293 | 5.5769e-05 | 0 | 5.8742e-05 | 0.00011416 | 0 | 0.67945 | 0.0001 | 0.27496 | 0.60819 | 0.0001 | 0
6141 | 1 | 0.0001274 | 5.7518e-05 | 0 | 3.7595e-05 | 0.00011416 | 0 | 0.73728 | 0.0001 | 0.27516 | 0.60866 | 0.0001 | 0
6142 | 1 | 0.0001202 | 7.1058e-05 | 0 | 2.3497e-05 | 0.00011416 | 0 | 0.75127 | 0.0001 | 0.27535 | 0.60916 | 0.0001 | 0
6143 | 1 | 0.0001127 | 8.5588e-05 | 0 | 9.3987e-06 | 0.00011416 | 0 | 0.71181 | 0.0001 | 0.27554 | 0.60962 | 0.0001 | 0
6144 | 1 | 0.0001003 | 0.0001252 | 0 | 5.8742e-06 | 0.00011416 | 0 | 0.67514 | 0.0001 | 0.27573 | 0.61012 | 0.0001 | 0
6145 | 1 | 9.7217e-05 | 0.0001039 | 0 | 2.3497e-06 | 0.00011416 | 0 | 0.66943 | 0.0001 | 0.27593 | 0.6106 | 0.0001 | 0
6146 | 1 | 9.0757e-05 | 0.0001254 | 0 | 1.1748e-06 | 0.00011416 | 0 | 0.67706 | 0.0001 | 0.27611 | 0.61109 | 0.0001 | 0
6147 | 1 | 8.8087e-05 | 0.0001179 | 0 | 1.4098e-05 | 0.00011416 | 0 | 0.68754 | 0.0001 | 0.2763 | 0.61156 | 0.0001 | 0
6148 | 1 | 8.7467e-05 | 9.7117e-05 | 0 | 3.7595e-05 | 0.00011416 | 0 | 0.69039 | 0.0001 | 0.27649 | 0.61206 | 0.0001 | 0
6149 | 1 | 8.8237e-05 | 7.2478e-05 | 0 | 9.3987e-05 | 0.00011416 | 0 | 0.68515 | 0.0001 | 0.27667 | 0.61253 | 0.0001 | 0
6150 | 1 | 9.5987e-05 | 8.1268e-05 | 0 | 0.0001821 | 0.00011416 | 0 | 0.67825 | 0.0001 | 0.27685 | 0.61302 | 0.0001 | 0
6151 | 1 | 0.0001171 | 5.5949e-05 | 0 | 0.0001586 | 0.00011416 | 0.052645 | 0.67574 | 0.0001 | 0.27704 | 0.61349 | 0.0001 | 0
6152 | 1 | 0.0001339 | 4.9999e-05 | 0 | 0.00014685 | 0.00011416 | 0.15794 | 0.72017 | 0.0001 | 0.27722 | 0.61399 | 0.0001 | 0
6153 | 1 | 0.0001429 | 4.1279e-05 | 0 | 0.00016448 | 0.00011416 | 0.22813 | 0.69954 | 0.0001 | 0.27741 | 0.61445 | 0.0001 | 0.047125
6154 | 1 | 0.0001451 | 3.4819e-05 | 0 | 0.00018797 | 0.00011416 | 0.272 | 0.67129 | 0.0001 | 0.27759 | 0.61495 | 0.0001 | 0.1536
6155 | 1 | 0.0001499 | 2.1529e-05 | 0 | 0.00020677 | 0.00011416 | 0.28955 | 0.64993 | 0.0001 | 0.27778 | 0.61543 | 0.0001 | 0.27887
6156 | 1 | 0.0001551 | 0 | 0 | 0.00018797 | 0.00011416 | 0.29832 | 0.63263 | 0.0001 | 0.27796 | 0.61592 | 0.0001 | 0.39046
6157 | 1 | 0.0001441 | 0 | 0 | 0.00019032 | 0.00011416 | 0.32465 | 0.62009 | 0.0001 | 0.27814 | 0.61639 | 0.0001 | 0.43973
6158 | 1 | 0.0001441 | 0 | 0 | 0.00021382 | 0.00011416 | 0.3071 | 0.61042 | 0.0001 | 0.27834 | 0.61689 | 0.0001 | 0.42744
6159 | 1 | 0.000142 | 0 | 0 | 0.00022322 | 0.00011416 | 0.24568 | 0.58733 | 0.0001 | 0.27852 | 0.61735 | 0.0001 | 0.20936
6160 | 1 | 0.0001394 | 0 | 0 | 0.00022322 | 0.00011416 | 0.19303 | 0.58209 | 0.0001 | 0.2787 | 0.61785 | 0.0001 | 0.23503
6161 | 1 | 0.0001373 | 0 | 0 | 0.00016448 | 0.00011416 | 0.096516 | 0.54336 | 0.0001 | 0.27889 | 0.61832 | 0.0001 | 0.018883
6162 | 1 | 0.0001359 | 0 | 0 | 0.00011748 | 0.00011416 | 0.0087742 | 0.47757 | 0.0001 | 0.27908 | 0.61881 | 0.0001 | 0
6163 | 1 | 0.0001361 | 1.685e-05 | 0 | 8.8113e-05 | 0.00011416 | 0 | 0.44037 | 0.0001 | 0.27926 | 0.61928 | 0.0001 | 0
6164 | 1 | 0.0001344 | 1.692e-05 | 0 | 5.8742e-05 | 0.00011416 | 0 | 0.46657 | 0.0001 | 0.27944 | 0.61978 | 0.0001 | 0
6165 | 1 | 0.0001305 | 2.5389e-05 | 0 | 3.7595e-05 | 0.00011416 | 0 | 0.45237 | 0.0001 | 0.27963 | 0.62026 | 0.0001 | 0
6166 | 1 | 0.0001229 | 4.4879e-05 | 0 | 2.3497e-05 | 0.00011416 | 0 | 0.46968 | 0.0001 | 0.27981 | 0.62075 | 0.0001 | 0
6167 | 1 | 0.0001168 | 4.6149e-05 | 0 | 9.3987e-06 | 0.00011416 | 0 | 0.45104 | 0.0001 | 0.27999 | 0.62122 | 0.0001 | 0
6168 | 1 | 0.0001058 | 6.3278e-05 | 0 | 5.8742e-06 | 0.00011416 | 0 | 0.4139 | 0.0001 | 0.28018 | 0.62172 | 0.0001 | 0
6169 | 1 | 9.9367e-05 | 6.5018e-05 | 0 | 2.3497e-06 | 0.00011416 | 0 | 0.38367 | 0.0001 | 0.28037 | 0.62218 | 0.0001 | 0
6170 | 1 | 9.3817e-05 | 8.3418e-05 | 0 | 1.1748e-06 | 0.00011416 | 0 | 0.33226 | 0.0001 | 0.28056 | 0.62223 | 0.0001 | 0
6171 | 1 | 9.0197e-05 | 7.6908e-05 | 0 | 1.4098e-05 | 0.00011416 | 0 | 0.30972 | 0.0001 | 0.28075 | 0.62156 | 0.0001 | 0
6172 | 1 | 8.7797e-05 | 7.1188e-05 | 0 | 3.7595e-05 | 0.00011416 | 0 | 0.27948 | 0.0001 | 0.28093 | 0.62087 | 0.0001 | 0
6173 | 1 | 8.6147e-05 | 6.5778e-05 | 0 | 9.3987e-05 | 0.00011416 | 0 | 0.35461 | 0.0001 | 0.28111 | 0.6202 | 0.0001 | 0
6174 | 1 | 9.6597e-05 | 5.4769e-05 | 0 | 0.0001821 | 0.00011416 | 0 | 0.40866 | 0.0001 | 0.28129 | 0.61953 | 0.0001 | 0
6175 | 1 | 0.0001163 | 5.9198e-05 | 0 | 0.0001586 | 0.00011416 | 0.087742 | 0.25685 | 0.0001 | 0.28148 | 0.61884 | 0.0001 | 0
6176 | 1 | 0.0001316 | 7.0368e-05 | 0 | 0.00014685 | 0.00011416 | 0.26323 | 0.20798 | 0.0001 | 0.28166 | 0.61818 | 0.0001 | 0
6177 | 1 | 0.0001376 | 7.6828e-05 | 0 | 0.00016448 | 0.00011416 | 0.37729 | 0.2298 | 0.0001 | 0.28185 | 0.61748 | 0.0001 | 0.099097
6178 | 1 | 0.0001389 | 6.8968e-05 | 0 | 0.00018797 | 0.00011416 | 0.544 | 0.21488 | 0.0001 | 0.28203 | 0.61681 | 0.0001 | 0.2933
6179 | 1 | 0.0001428 | 5.2689e-05 | 0 | 0.00020677 | 0.00011416 | 0.64052 | 0.21084 | 0.0001 | 0.28222 | 0.61614 | 0.0001 | 0.33277
6180 | 1 | 0.0001473 | 4.4779e-05 | 0 | 0.00018797 | 0.00011416 | 0.67561 | 0.18775 | 0.0001 | 0.28241 | 0.61545 | 0.0001 | 0.39776
6181 | 1 | 0.0001379 | 4.1019e-05 | 0 | 0.00019032 | 0.00011416 | 0.66684 | 0.17402 | 0.0001 | 0.2826 | 0.61478 | 0.0001 | 0.41882
6182 | 1 | 0.0001388 | 3.6099e-05 | 0 | 0.00021382 | 0.00011416 | 0.61419 | 0.19823 | 0.0001 | 0.28278 | 0.61409 | 0.0001 | 0.40076
6183 | 1 | 0.0001369 | 3.4959e-05 | 0 | 0.00022322 | 0.00011416 | 0.5089 | 0.21806 | 0.0001 | 0.28296 | 0.61341 | 0.0001 | 0.3002
6184 | 1 | 0.000134 | 2.9009e-05 | 0 | 0.00022322 | 0.00011416 | 0.35974 | 0.18696 | 0.0001 | 0.28314 | 0.61274 | 0.0001 | 0.25007
6185 | 1 | 0.000131 | 2.6239e-05 | 0 | 0.00016448 | 0.00011416 | 0.16671 | 0.15419 | 0.0001 | 0.28333 | 0.61206 | 0.0001 | 0.14436
6186 | 1 | 0.0001273 | 2.3299e-05 | 0 | 0.00011748 | 0.00011416 | 0.0087742 | 0.14656 | 0.0001 | 0.28352 | 0.61139 | 0.0001 | 0.082741
6187 | 1 | 0.0001289 | 2.3789e-05 | 0 | 8.8113e-05 | 0.00011416 | 0 | 0.083032 | 0.0001 | 0.2837 | 0.61069 | 0.0001 | 0
6188 | 1 | 0.0001301 | 3.2339e-05 | 0 | 5.8742e-05 | 0.00011416 | 0 | 0.092777 | 0.0001 | 0.28388 | 0.61002 | 0.0001 | 0
6189 | 1 | 0.0001273 | 5.9218e-05 | 0 | 3.7595e-05 | 0.00011416 | 0 | 0.12514 | 0.0001 | 0.28407 | 0.60933 | 0.0001 | 0
6190 | 1 | 0.0001191 | 8.1248e-05 | 0 | 2.3497e-05 | 0.00011416 | 0 | 0.14942 | 0.0001 | 0.28425 | 0.60866 | 0.0001 | 0
6191 | 1 | 0.0001135 | 7.4028e-05 | 0 | 9.3987e-06 | 0.00011416 | 0 | 0.1914 | 0.0001 | 0.28444 | 0.60799 | 0.0001 | 0
6192 | 1 | 0.0001016 | 0.0001076 | 0 | 5.8742e-06 | 0.00011416 | 0 | 0.20313 | 0.0001 | 0.28463 | 0.6073 | 0.0001 | 0
6193 | 1 | 9.5327e-05 | 0.0001099 | 0 | 2.3497e-06 | 0.00011416 | 0 | 0.20148 | 0.0001 | 0.28482 | 0.60664 | 0.0001 | 0
6194 | 1 | 9.1327e-05 | 0.0001155 | 0 | 1.1748e-06 | 0.00011416 | 0 | 0.20267 | 0.0001 | 0.285 | 0.60594 | 0.0001 | 0
6195 | 1 | 8.8317e-05 | 0.0001067 | 0 | 1.4098e-05 | 0.00011416 | 0 | 0.19863 | 0.0001 | 0.28519 | 0.60527 | 0.0001 | 0
6196 | 1 | 8.5247e-05 | 0.0001142 | 0 | 3.7595e-05 | 0.00011416 | 0 | 0.19054 | 0.0001 | 0.28537 | 0.6046 | 0.0001 | 0
6197 | 1 | 8.1787e-05 | 0.0001318 | 0 | 9.3987e-05 | 0.00011416 | 0 | 0.22283 | 0.0001 | 0.28555 | 0.60391 | 0.0001 | 0
6198 | 1 | 8.9077e-05 | 0.0001456 | 0 | 0.0001821 | 0.00011416 | 0 | 0.20354 | 0.0001 | 0.28573 | 0.60324 | 0.0001 | 0
6199 | 1 | 0.0001093 | 0.0001262 | 0 | 0.0001586 | 0.00011416 | 0.096516 | 0.18702 | 0.0001 | 0.28592 | 0.60254 | 0.0001 | 0
6200 | 1 | 0.0001278 | 9.5857e-05 | 0 | 0.00014685 | 0.00011416 | 0.21936 | 0.18138 | 0.0001 | 0.28611 | 0.60187 | 0.0001 | 0
6201 | 1 | 0.0001363 | 8.0578e-05 | 0 | 0.00016448 | 0.00011416 | 0.33342 | 0.19518 | 0.0001 | 0.28629 | 0.60121 | 0.0001 | 0.089302
6202 | 1 | 0.0001387 | 6.0418e-05 | 0 | 0.00018797 | 0.00011416 | 0.42994 | 0.16805 | 0.0001 | 0.28648 | 0.60052 | 0.0001 | 0.20415
6203 | 1 | 0.000143 | 4.2409e-05 | 0 | 0.00020677 | 0.00011416 | 0.47381 | 0.15108 | 0.0001 | 0.28667 | 0.59985 | 0.0001 | 0.3795
6204 | 1 | 0.0001478 | 2.5649e-05 | 0 | 0.00018797 | 0.00011416 | 0.5089 | 0.1353 | 0.0001 | 0.28685 | 0.59915 | 0.0001 | 0.42006
6205 | 1 | 0.0001381 | 1.552e-05 | 0 | 0.00019032 | 0.00011416 | 0.5089 | 0.14186 | 0.0001 | 0.28704 | 0.59849 | 0.0001 | 0.46591
6206 | 1 | 0.0001387 | 0 | 0 | 0.00021382 | 0.00011416 | 0.46503 | 0.13596 | 0.0001 | 0.28722 | 0.59782 | 0.0001 | 0.48852
6207 | 1 | 0.000135 | 0 | 0 | 0.00022322 | 0.00011416 | 0.38607 | 0.15579 | 0.0001 | 0.2874 | 0.59712 | 0.0001 | 0.46714
6208 | 1 | 0.0001306 | 0 | 0 | 0.00022322 | 0.00011416 | 0.272 | 0.16467 | 0.0001 | 0.28759 | 0.59645 | 0.0001 | 0.34585
6209 | 1 | 0.0001271 | 0 | 0 | 0.00016448 | 0.00011416 | 0.11406 | 0.25102 | 0.0001 | 0.28778 | 0.59576 | 0.0001 | 0.22454
6210 | 1 | 0.0001262 | 0 | 0 | 0.00011748 | 0.00011416 | 0 | 0.31906 | 0.0001 | 0.28796 | 0.59509 | 0.0001 | 0.089135
6211 | 1 | 0.0001277 | 0 | 0 | 8.8113e-05 | 0.00011416 | 0 | 0.28863 | 0.0001 | 0.28814 | 0.59442 | 0.0001 | 0
6212 | 1 | 0.0001293 | 0 | 0 | 5.8742e-05 | 0.00011416 | 0 | 0.25872 | 0.0001 | 0.28832 | 0.59373 | 0.0001 | 0
6213 | 1 | 0.0001265 | 1.84e-05 | 0 | 3.7595e-05 | 0.00011416 | 0 | 0.25752 | 0.0001 | 0.28851 | 0.59307 | 0.0001 | 0
6214 | 1 | 0.0001181 | 3.9309e-05 | 0 | 2.3497e-05 | 0.00011416 | 0 | 0.24983 | 0.0001 | 0.2887 | 0.59237 | 0.0001 | 0
6215 | 1 | 0.0001112 | 6.0378e-05 | 0 | 9.3987e-06 | 0.00011416 | 0 | 0.24744 | 0.0001 | 0.28889 | 0.5917 | 0.0001 | 0
6216 | 1 | 0.000102 | 8.5198e-05 | 0 | 5.8742e-06 | 0.00011416 | 0 | 0.25958 | 0.0001 | 0.28907 | 0.591 | 0.0001 | 0
6217 | 1 | 9.6087e-05 | 9.4588e-05 | 0 | 2.3497e-06 | 0.00011416 | 0 | 0.26441 | 0.0001 | 0.28926 | 0.59034 | 0.0001 | 0
6218 | 1 | 8.9417e-05 | 0.0001145 | 0 | 1.1748e-06 | 0.00011416 | 0 | 0.24021 | 0.0001 | 0.28944 | 0.58967 | 0.0001 | 0
6219 | 1 | 8.5177e-05 | 0.0001033 | 0 | 1.4098e-05 | 0.00011416 | 0 | 0.21117 | 0.0001 | 0.28963 | 0.58898 | 0.0001 | 0
6220 | 1 | 8.0037e-05 | 0.0001153 | 0 | 3.7595e-05 | 0.00011416 | 0 | 0.17568 | 0.0001 | 0.28981 | 0.5883 | 0.0001 | 0
6221 | 1 | 7.4478e-05 | 0.0001344 | 0 | 9.3987e-05 | 0.00011416 | 0 | 0.15154 | 0.0001 | 0.28999 | 0.58762 | 0.0001 | 0
6222 | 1 | 7.6958e-05 | 0.0001524 | 0 | 0.0001821 | 0.00011416 | 0 | 0.13656 | 0.0001 | 0.29017 | 0.58695 | 0.0001 | 0
6223 | 1 | 8.4107e-05 | 0.0001379 | 0 | 0.0001586 | 0.00011416 | 0.070194 | 0.10824 | 0.0001 | 0.29036 | 0.58628 | 0.0001 | 0
6224 | 1 | 8.9237e-05 | 0.0001135 | 0 | 0.00014685 | 0.00011416 | 0.25445 | 0.052728 | 0.0001 | 0.29055 | 0.58558 | 0.0001 | 0.00062191
6225 | 1 | 9.8027e-05 | 9.9557e-05 | 0 | 0.00016448 | 0.00011416 | 0.39484 | 0.052397 | 0.0001 | 0.29074 | 0.58491 | 0.0001 | 0.18487
6226 | 1 | 0.0001065 | 6.0578e-05 | 0 | 0.00018797 | 0.00011416 | 0.52645 | 0.045169 | 0.0001 | 0.29093 | 0.58422 | 0.0001 | 0.34813
6227 | 1 | 0.0001105 | 3.2339e-05 | 0 | 0.00020677 | 0.00011416 | 0.63174 | 0.033758 | 0.0001 | 0.29111 | 0.58355 | 0.0001 | 0.46363
6228 | 1 | 0.0001137 | 1.346e-05 | 0 | 0.00018797 | 0.00011416 | 0.67561 | 0.033758 | 0.0001 | 0.29129 | 0.58288 | 0.0001 | 0.53826
6229 | 1 | 0.0001132 | 0 | 0 | 0.00019032 | 0.00011416 | 0.65807 | 0.037797 | 0.0001 | 0.29148 | 0.58219 | 0.0001 | 0.57126
6230 | 1 | 0.0001113 | 0 | 0 | 0.00021382 | 0.00011416 | 0.60542 | 0.052397 | 0.0001 | 0.29166 | 0.58152 | 0.0001 | 0.55288
6231 | 1 | 0.0001077 | 0 | 0 | 0.00022322 | 0.00011416 | 0.49136 | 0.052397 | 0.0001 | 0.29184 | 0.58083 | 0.0001 | 0.5121
6232 | 1 | 0.0001048 | 0 | 0 | 0.00022322 | 0.00011416 | 0.34219 | 0.06937 | 0.0001 | 0.29203 | 0.58016 | 0.0001 | 0.4032
6233 | 1 | 0.0001029 | 0 | 0 | 0.00016448 | 0.00011416 | 0.14916 | 0.099343 | 0.0001 | 0.29222 | 0.57949 | 0.0001 | 0.26054
6234 | 1 | 0.0001044 | 0 | 0 | 0.00011748 | 0.00011416 | 0 | 0.08642 | 0.0001 | 0.2924 | 0.5788 | 0.0001 | 0.074764
6235 | 1 | 0.0001082 | 0 | 0 | 8.8113e-05 | 0.00011416 | 0 | 0.083959 | 0.0001 | 0.29258 | 0.57813 | 0.0001 | 0
6236 | 1 | 0.0001122 | 7.6198e-06 | 0 | 5.8742e-05 | 0.00011416 | 0 | 0.087149 | 0.0001 | 0.29278 | 0.57743 | 0.0001 | 0
6237 | 1 | 0.0001104 | 2.9139e-05 | 0 | 3.7595e-05 | 0.00011416 | 0 | 0.10366 | 0.0001 | 0.29296 | 0.57676 | 0.0001 | 0
6238 | 1 | 0.000105 | 5.2439e-05 | 0 | 2.3497e-05 | 0.00011416 | 0 | 0.13616 | 0.0001 | 0.29314 | 0.5761 | 0.0001 | 0
6239 | 1 | 9.9747e-05 | 7.8558e-05 | 0 | 9.3987e-06 | 0.00011416 | 0 | 0.15553 | 0.0001 | 0.29333 | 0.57541 | 0.0001 | 0
6240 | 1 | 9.0337e-05 | 0.0001111 | 0 | 5.8742e-06 | 0.00011416 | 0 | 0.16401 | 0.0001 | 0.29352 | 0.57474 | 0.0001 | 0
6241 | 1 | 8.4347e-05 | 0.000125 | 0 | 2.3497e-06 | 0.00011416 | 0 | 0.14942 | 0.0001 | 0.2937 | 0.57404 | 0.0001 | 0
6242 | 1 | 7.8257e-05 | 0.000139 | 0 | 1.1748e-06 | 0.00011416 | 0 | 0.12468 | 0.0001 | 0.29388 | 0.57338 | 0.0001 | 0
6243 | 1 | 7.6408e-05 | 0.0001236 | 0 | 1.4098e-05 | 0.00011416 | 0 | 0.10286 | 0.0001 | 0.29407 | 0.57268 | 0.0001 | 0
6244 | 1 | 7.3148e-05 | 0.0001294 | 0 | 3.7595e-05 | 0.00011416 | 0 | 0.088274 | 0.0001 | 0.29425 | 0.57201 | 0.0001 | 0
6245 | 1 | 6.8558e-05 | 0.0001508 | 0 | 9.3987e-05 | 0.00011416 | 0 | 0.085879 | 0.0001 | 0.29443 | 0.57134 | 0.0001 | 0
6246 | 1 | 6.8668e-05 | 0.0001628 | 0 | 0.0001821 | 0.00011416 | 0 | 0.081112 | 0.0001 | 0.29462 | 0.57065 | 0.0001 | 0
6247 | 1 | 7.1898e-05 | 0.000146 | 0 | 0.0001586 | 0.00011416 | 0.070194 | 0.072957 | 0.0001 | 0.29481 | 0.56998 | 0.0001 | 0
6248 | 1 | 7.4458e-05 | 0.0001164 | 0 | 0.00014685 | 0.00011416 | 0.24568 | 0.018639 | 0.0001 | 0.295 | 0.56929 | 0.0001 | 0
6249 | 1 | 8.1227e-05 | 9.9947e-05 | 0 | 0.00016448 | 0.00011416 | 0.38607 | 0.0028472 | 0.0001 | 0.29519 | 0.56862 | 0.0001 | 0.10405
6250 | 1 | 8.8567e-05 | 7.2148e-05 | 0 | 0.00018797 | 0.00011416 | 0.52645 | 0.0057054 | 0.0001 | 0.29537 | 0.56796 | 0.0001 | 0.23422
6251 | 1 | 9.5207e-05 | 4.5019e-05 | 0 | 0.00020677 | 0.00011416 | 0.60542 | 0.0195 | 0.0001 | 0.29555 | 0.56726 | 0.0001 | 0.3799
6252 | 1 | 9.9207e-05 | 2.5179e-05 | 0 | 0.00018797 | 0.00011416 | 0.64929 | 0.032103 | 0.0001 | 0.29573 | 0.56659 | 0.0001 | 0.49024
6253 | 1 | 0.0001023 | 0 | 0 | 0.00019032 | 0.00011416 | 0.62297 | 0.057231 | 0.0001 | 0.29592 | 0.56589 | 0.0001 | 0.52471
6254 | 1 | 9.7827e-05 | 0 | 0 | 0.00021382 | 0.00011416 | 0.53523 | 0.068642 | 0.0001 | 0.2961 | 0.56523 | 0.0001 | 0.54153
6255 | 1 | 9.3767e-05 | 0 | 0 | 0.00022322 | 0.00011416 | 0.39484 | 0.086012 | 0.0001 | 0.29629 | 0.56456 | 0.0001 | 0.49359
6256 | 1 | 9.1927e-05 | 0 | 0 | 0.00022322 | 0.00011416 | 0.25445 | 0.081973 | 0.0001 | 0.29648 | 0.56386 | 0.0001 | 0.41047
6257 | 1 | 9.2777e-05 | 0 | 0 | 0.00016448 | 0.00011416 | 0.096516 | 0.088539 | 0.0001 | 0.29666 | 0.56319 | 0.0001 | 0.28538
6258 | 1 | 9.7357e-05 | 0 | 0 | 0.00011748 | 0.00011416 | 0 | 0.072559 | 0.0001 | 0.29685 | 0.56251 | 0.0001 | 0.12031
6259 | 1 | 0.0001038 | 0 | 0 | 8.8113e-05 | 0.00011416 | 0 | 0.050731 | 0.0001 | 0.29704 | 0.56184 | 0.0001 | 0
6260 | 1 | 0.0001108 | 0 | 0 | 5.8742e-05 | 0.00011416 | 0 | 0.043834 | 0.0001 | 0.29722 | 0.56117 | 0.0001 | 0
6261 | 1 | 0.0001106 | 2.7249e-05 | 0 | 3.7595e-05 | 0.00011416 | 0 | 0.036142 | 0.0001 | 0.2974 | 0.56047 | 0.0001 | 0
6262 | 1 | 0.0001049 | 5.1039e-05 | 0 | 2.3497e-05 | 0.00011416 | 0 | 0.032897 | 0.0001 | 0.29758 | 0.55981 | 0.0001 | 0
6263 | 1 | 9.9527e-05 | 7.4788e-05 | 0 | 9.3987e-06 | 0.00011416 | 0 | 0.033228 | 0.0001 | 0.29777 | 0.55911 | 0.0001 | 0
6264 | 1 | 8.8737e-05 | 0.0001074 | 0 | 5.8742e-06 | 0.00011416 | 0 | 0.033228 | 0.0001 | 0.29796 | 0.55844 | 0.0001 | 0
6265 | 1 | 8.2777e-05 | 0.0001192 | 0 | 2.3497e-06 | 0.00011416 | 0 | 0.033626 | 0.0001 | 0.29814 | 0.55777 | 0.0001 | 0
6266 | 1 | 7.7817e-05 | 0.0001306 | 0 | 1.1748e-06 | 0.00011416 | 0 | 0.041318 | 0.0001 | 0.19173 | 0.55709 | 0.0001 | 0
6267 | 1 | 7.5918e-05 | 0.0001198 | 0 | 1.4098e-05 | 0.00011416 | 0 | 0.03847 | 0.0001 | 0.19191 | 0.55641 | 0.0001 | 0
6268 | 1 | 7.4168e-05 | 0.0001306 | 0 | 3.7595e-05 | 0.00011416 | 0 | 0.051868 | 0.0001 | 0.1921 | 0.55572 | 0.0001 | 0
6269 | 1 | 7.2198e-05 | 0.0001552 | 0 | 9.3987e-05 | 0.00011416 | 0 | 0.068046 | 0.0001 | 0.19228 | 0.55505 | 0.0001 | 0
6270 | 1 | 8.2557e-05 | 0.0001597 | 0 | 0.0001821 | 0.00011416 | 0 | 0.089532 | 0.0001 | 0.19247 | 0.55436 | 0.0001 | 0
6271 | 1 | 0.000104 | 0.0001481 | 0 | 0.0001586 | 0.00011416 | 0.078968 | 0.10525 | 0.0001 | 0.19265 | 0.55369 | 0.0001 | 0
6272 | 1 | 0.0001216 | 0.000121 | 0 | 0.00014685 | 0.00011416 | 0.28955 | 0.031573 | 0.0001 | 0.19284 | 0.55302 | 0.0001 | 0
6273 | 1 | 0.0001307 | 0.0001068 | 0 | 0.00016448 | 0.00011416 | 0.43871 | 0.04145 | 0.0001 | 0.19302 | 0.55232 | 0.0001 | 0.17203
6274 | 1 | 0.0001352 | 6.9318e-05 | 0 | 0.00018797 | 0.00011416 | 0.544 | 0.075936 | 0.0001 | 0.1932 | 0.55165 | 0.0001 | 0.34572
6275 | 1 | 0.0001404 | 3.5109e-05 | 0 | 0.00020677 | 0.00011416 | 0.5791 | 0.098615 | 0.0001 | 0.19338 | 0.55097 | 0.0001 | 0.49156
6276 | 1 | 0.0001466 | 1.126e-05 | 0 | 0.00018797 | 0.00011416 | 0.56155 | 0.11394 | 0.0001 | 0.19357 | 0.5503 | 0.0001 | 0.57384
6277 | 1 | 0.000137 | 0 | 0 | 0.00019032 | 0.00011416 | 0.47381 | 0.12601 | 0.0001 | 0.19376 | 0.54963 | 0.0001 | 0.60636
6278 | 1 | 0.0001378 | 0 | 0 | 0.00021382 | 0.00011416 | 0.32465 | 0.12481 | 0.0001 | 0.19395 | 0.54893 | 0.0001 | 0.58822
6279 | 1 | 0.0001353 | 0 | 0 | 0.00022322 | 0.00011416 | 0.18426 | 0.10101 | 0.0001 | 0.19414 | 0.54827 | 0.0001 | 0.53118
6280 | 1 | 0.0001325 | 0 | 0 | 0.00022322 | 0.00011416 | 0.087742 | 0.10094 | 0.0001 | 0.19432 | 0.54757 | 0.0001 | 0.41876
6281 | 1 | 0.0001297 | 0 | 0 | 0.00016448 | 0.00011416 | 0.026323 | 0.10916 | 0.0001 | 0.1945 | 0.5469 | 0.0001 | 0.27795
6282 | 1 | 0.0001269 | 0 | 0 | 0.00011748 | 0.00011416 | 0 | 0.081245 | 0.0001 | 0.19469 | 0.54623 | 0.0001 | 0.11122
6283 | 1 | 0.0001274 | 0 | 0 | 8.8113e-05 | 0.00011416 | 0 | 0.07129 | 0.0001 | 0.19487 | 0.54554 | 0.0001 | 0
6284 | 1 | 0.0001296 | 0 | 0 | 5.8742e-05 | 0.00011416 | 0 | 0.07779 | 0.0001 | 0.19505 | 0.54487 | 0.0001 | 0
6285 | 1 | 0.0001274 | 1.893e-05 | 0 | 3.7595e-05 | 0.00011416 | 0 | 0.10333 | 0.0001 | 0.19524 | 0.54418 | 0.0001 | 0
6286 | 1 | 0.0001191 | 4.2459e-05 | 0 | 2.3497e-05 | 0.00011416 | 0 | 0.13761 | 0.0001 | 0.19543 | 0.54351 | 0.0001 | 0
6287 | 1 | 0.0001114 | 6.6268e-05 | 0 | 9.3987e-06 | 0.00011416 | 0 | 0.13317 | 0.0001 | 0.19561 | 0.54285 | 0.0001 | 0
6288 | 1 | 9.9857e-05 | 9.4378e-05 | 0 | 5.8742e-06 | 0.00011416 | 0 | 0.10167 | 0.0001 | 0.19581 | 0.54215 | 0.0001 | 0
6289 | 1 | 9.3127e-05 | 0.0001076 | 0 | 2.3497e-06 | 0.00011416 | 0 | 0.07779 | 0.0001 | 0.19599 | 0.54148 | 0.0001 | 0
6290 | 1 | 8.8157e-05 | 0.0001234 | 0 | 1.1748e-06 | 0.00011416 | 0 | 0.065188 | 0.0001 | 0.19617 | 0.54078 | 0.0001 | 0
6291 | 1 | 8.5337e-05 | 0.0001131 | 0 | 1.4098e-05 | 0.00011416 | 0 | 0.088274 | 0.0001 | 0.19635 | 0.54012 | 0.0001 | 0
6292 | 1 | 8.1647e-05 | 0.0001199 | 0 | 3.7595e-05 | 0.00011416 | 0 | 0.071754 | 0.0001 | 0.19654 | 0.53945 | 0.0001 | 0
6293 | 1 | 7.7717e-05 | 0.0001396 | 0 | 9.3987e-05 | 0.00011416 | 0 | 0.066126 | 0.0001 | 0.19672 | 0.53875 | 0.0001 | 0
6294 | 1 | 8.6257e-05 | 0.0001485 | 0 | 0.0001821 | 0.00011416 | 0 | 0.07992 | 0.0001 | 0.19691 | 0.53808 | 0.0001 | 0
6295 | 1 | 0.0001078 | 0.0001282 | 0 | 0.0001586 | 0.00011416 | 0.0087742 | 0.098085 | 0.0001 | 0.19709 | 0.5374 | 0.0001 | 0
6296 | 1 | 0.0001264 | 0.0001048 | 0 | 0.00014685 | 0.00011416 | 0.078968 | 0.14213 | 0.0001 | 0.19728 | 0.53673 | 0.0001 | 0
6297 | 1 | 0.0001345 | 9.1648e-05 | 0 | 0.00016448 | 0.00011416 | 0.11406 | 0.17164 | 0.0001 | 0.19746 | 0.53606 | 0.0001 | 0.11625
6298 | 1 | 0.0001381 | 6.2448e-05 | 0 | 0.00018797 | 0.00011416 | 0.16671 | 0.1652 | 0.0001 | 0.19764 | 0.53536 | 0.0001 | 0.25563
6299 | 1 | 0.0001434 | 3.3449e-05 | 0 | 0.00020677 | 0.00011416 | 0.19303 | 0.16965 | 0.0001 | 0.19784 | 0.5347 | 0.0001 | 0.42164
6300 | 1 | 0.0001486 | 1.221e-05 | 0 | 0.00018797 | 0.00011416 | 0.18426 | 0.18662 | 0.0001 | 0.19802 | 0.534 | 0.0001 | 0.55616
6301 | 1 | 0.0001389 | 0 | 0 | 0.00019032 | 0.00011416 | 0.18426 | 0.2314 | 0.0001 | 0.1982 | 0.53333 | 0.0001 | 0.59274
6302 | 1 | 0.0001392 | 0 | 0 | 0.00021382 | 0.00011416 | 0.24568 | 0.3048 | 0.0001 | 0.19839 | 0.53264 | 0.0001 | 0.57498
6303 | 1 | 0.0001365 | 0 | 0 | 0.00022322 | 0.00011416 | 0.22813 | 0.36251 | 0.0001 | 0.19858 | 0.53197 | 0.0001 | 0.52234
6304 | 1 | 0.0001339 | 0 | 0 | 0.00022322 | 0.00011416 | 0.18426 | 0.40972 | 0.0001 | 0.19876 | 0.5313 | 0.0001 | 0.40952
6305 | 1 | 0.0001318 | 0 | 0 | 0.00016448 | 0.00011416 | 0.087742 | 0.39579 | 0.0001 | 0.19894 | 0.53061 | 0.0001 | 0.27032
6306 | 1 | 0.0001277 | 0 | 0 | 0.00011748 | 0.00011416 | 0 | 0.3826 | 0.0001 | 0.19913 | 0.52994 | 0.0001 | 0.1045
6307 | 1 | 0.0001285 | 0 | 0 | 8.8113e-05 | 0.00011416 | 0 | 0.41974 | 0.0001 | 0.19931 | 0.52925 | 0.0001 | 0
6308 | 1 | 0.0001306 | 0 | 0 | 5.8742e-05 | 0.00011416 | 0 | 0.48433 | 0.0001 | 0.19949 | 0.52858 | 0.0001 | 0
6309 | 1 | 0.0001292 | 8.9248e-06 | 0 | 3.7595e-05 | 0.00011416 | 0 | 0.50702 | 0.0001 | 0.19968 | 0.52791 | 0.0001 | 0
6310 | 1 | 0.0001226 | 2.1499e-05 | 0 | 2.3497e-05 | 0.00011416 | 0 | 0.53281 | 0.0001 | 0.19988 | 0.52721 | 0.0001 | 0
6311 | 1 | 0.0001145 | 3.9749e-05 | 0 | 9.3987e-06 | 0.00011416 | 0 | 0.54647 | 0.0001 | 0.20006 | 0.52654 | 0.0001 | 0
6312 | 1 | 0.0001031 | 6.8498e-05 | 0 | 5.8742e-06 | 0.00011416 | 0 | 0.53116 | 0.0001 | 0.20025 | 0.52586 | 0.0001 | 0
6313 | 1 | 9.8247e-05 | 6.0168e-05 | 0 | 2.3497e-06 | 0.00011416 | 0 | 0.49037 | 0.0001 | 0.20043 | 0.52519 | 0.0001 | 0
6314 | 1 | 9.1887e-05 | 8.1318e-05 | 0 | 1.1748e-06 | 0.00011416 | 0 | 0.44262 | 0.0001 | 0.20029 | 0.52451 | 0.0001 | 0
6315 | 1 | 8.7207e-05 | 8.7838e-05 | 0 | 1.4098e-05 | 0.00011416 | 0 | 0.33962 | 0.0001 | 0.19958 | 0.52382 | 0.0001 | 0
6316 | 1 | 8.4427e-05 | 8.2808e-05 | 0 | 3.7595e-05 | 0.00011416 | 0 | 0.29685 | 0.0001 | 0.19888 | 0.52316 | 0.0001 | 0
6317 | 1 | 8.3487e-05 | 7.2668e-05 | 0 | 9.3987e-05 | 0.00011416 | 0 | 0.27111 | 0.0001 | 0.19819 | 0.52246 | 0.0001 | 0
6318 | 1 | 9.0137e-05 | 9.6837e-05 | 0 | 0.0001821 | 0.00011416 | 0 | 0.23636 | 0.0001 | 0.19749 | 0.52179 | 0.0001 | 0
6319 | 1 | 0.0001111 | 7.7418e-05 | 0 | 0.0001586 | 0.00011416 | 0.052645 | 0.16891 | 0.0001 | 0.1968 | 0.52112 | 0.0001 | 0
6320 | 1 | 0.0001265 | 7.8638e-05 | 0 | 0.00014685 | 0.00011416 | 0.28077 | 0.11241 | 0.0001 | 0.1961 | 0.52043 | 0.0001 | 0
6321 | 1 | 0.0001342 | 6.7238e-05 | 0 | 0.00016448 | 0.00011416 | 0.42994 | 0.077062 | 0.0001 | 0.19539 | 0.51976 | 0.0001 | 0.15476
6322 | 1 | 0.0001377 | 4.2939e-05 | 0 | 0.00018797 | 0.00011416 | 0.55278 | 0.066589 | 0.0001 | 0.1947 | 0.51907 | 0.0001 | 0.30648
6323 | 1 | 0.0001428 | 1.159e-05 | 0 | 0.00020677 | 0.00011416 | 0.64052 | 0.056834 | 0.0001 | 0.194 | 0.5184 | 0.0001 | 0.45868
6324 | 1 | 0.000148 | 0 | 0 | 0.00018797 | 0.00011416 | 0.67561 | 0.062142 | 0.0001 | 0.19331 | 0.51774 | 0.0001 | 0.49441
6325 | 1 | 0.0001385 | 0 | 0 | 0.00019032 | 0.00011416 | 0.65807 | 0.076267 | 0.0001 | 0.19261 | 0.51704 | 0.0001 | 0.5846
6326 | 1 | 0.0001381 | 0 | 0 | 0.00021382 | 0.00011416 | 0.58787 | 0.094907 | 0.0001 | 0.19191 | 0.51637 | 0.0001 | 0.566
6327 | 1 | 0.000136 | 0 | 0 | 0.00022322 | 0.00011416 | 0.46503 | 0.10584 | 0.0001 | 0.19121 | 0.51567 | 0.0001 | 0.47943
6328 | 1 | 0.0001336 | 0 | 0 | 0.00022322 | 0.00011416 | 0.3071 | 0.10101 | 0.0001 | 0.19051 | 0.51501 | 0.0001 | 0.37873
6329 | 1 | 0.0001317 | 0 | 0 | 0.00016448 | 0.00011416 | 0.11406 | 0.1201 | 0.0001 | 0.18982 | 0.51431 | 0.0001 | 0.24345
6330 | 1 | 0.0001281 | 0 | 0 | 0.00011748 | 0.00011416 | 0 | 0.16958 | 0.0001 | 0.18912 | 0.51364 | 0.0001 | 0.073078
6331 | 1 | 0.0001294 | 0 | 0 | 8.8113e-05 | 0.00011416 | 0 | 0.2042 | 0.0001 | 0.18842 | 0.51297 | 0.0001 | 0
6332 | 1 | 0.0001324 | 0 | 0 | 5.8742e-05 | 0.00011416 | 0 | 0.21315 | 0.0001 | 0.18773 | 0.51229 | 0.0001 | 0
6333 | 1 | 0.0001298 | 0 | 0 | 3.7595e-05 | 0.00011416 | 0 | 0.22503 | 0.0001 | 0.18702 | 0.51162 | 0.0001 | 0
6334 | 1 | 0.0001237 | 0 | 0 | 2.3497e-05 | 0.00011416 | 0 | 0.2355 | 0.0001 | 0.18633 | 0.51092 | 0.0001 | 0
6335 | 1 | 0.0001177 | 0 | 0 | 9.3987e-06 | 0.00011416 | 0 | 0.27144 | 0.0001 | 0.18563 | 0.51025 | 0.0001 | 0
6336 | 1 | 0.0001087 | 0 | 0 | 5.8742e-06 | 0.00011416 | 0 | 0.28193 | 0.0001 | 0.18493 | 0.50959 | 0.0001 | 0
6337 | 1 | 0.000103 | 0 | 0 | 2.3497e-06 | 0.00011416 | 0 | 0.30494 | 0.0001 | 0.18424 | 0.50889 | 0.0001 | 0
6338 | 1 | 9.7037e-05 | 1.839e-05 | 0 | 1.1748e-06 | 0.00011416 | 0 | 0.2936 | 0.0001 | 0.18353 | 0.50842 | 0.0001 | 0
6339 | 1 | 9.2957e-05 | 1.632e-05 | 0 | 1.4098e-05 | 0.00011416 | 0 | 0.26124 | 0.0001 | 0.18284 | 0.50825 | 0.0001 | 0
6340 | 1 | 8.9687e-05 | 1.72e-05 | 0 | 3.7595e-05 | 0.00011416 | 0 | 0.25925 | 0.0001 | 0.18214 | 0.50808 | 0.0001 | 0
6341 | 1 | 8.6907e-05 | 2.2309e-05 | 0 | 9.3987e-05 | 0.00011416 | 0 | 0.27224 | 0.0001 | 0.18144 | 0.5079 | 0.0001 | 0
6342 | 1 | 9.6087e-05 | 1.693e-05 | 0 | 0.0001821 | 0.00011416 | 0 | 0.25851 | 0.0001 | 0.18075 | 0.50772 | 0.0001 | 0
6343 | 1 | 0.0001145 | 1.743e-05 | 0 | 0.0001586 | 0.00011416 | 0.043871 | 0.16719 | 0.0001 | 0.18005 | 0.50755 | 0.0001 | 0
6344 | 1 | 0.0001323 | 2.2119e-05 | 0 | 0.00014685 | 0.00011416 | 0.28077 | 0.065596 | 0.0001 | 0.17935 | 0.50738 | 0.0001 | 0
6345 | 1 | 0.0001393 | 2.1639e-05 | 0 | 0.00016448 | 0.00011416 | 0.42994 | 0.079788 | 0.0001 | 0.17865 | 0.50721 | 0.0001 | 0.060173
6346 | 1 | 0.0001429 | 0 | 0 | 0.00018797 | 0.00011416 | 0.544 | 0.11069 | 0.0001 | 0.17795 | 0.50704 | 0.0001 | 0.1566
6347 | 1 | 0.0001472 | 0 | 0 | 0.00020677 | 0.00011416 | 0.61419 | 0.13656 | 0.0001 | 0.17726 | 0.50686 | 0.0001 | 0.22072
6348 | 1 | 0.0001517 | 0 | 0 | 0.00018797 | 0.00011416 | 0.64052 | 0.15108 | 0.0001 | 0.17656 | 0.50668 | 0.0001 | 0.20898
6349 | 1 | 0.0001405 | 0 | 0 | 0.00019032 | 0.00011416 | 0.61419 | 0.1591 | 0.0001 | 0.17587 | 0.50651 | 0.0001 | 0.30871
6350 | 1 | 0.0001413 | 0 | 0 | 0.00021382 | 0.00011416 | 0.56155 | 0.1595 | 0.0001 | 0.17516 | 0.50637 | 0.0001 | 0.3126
6351 | 1 | 0.0001395 | 0 | 0 | 0.00022322 | 0.00011416 | 0.42994 | 0.15426 | 0.0001 | 0.17446 | 0.50619 | 0.0001 | 0.27194
6352 | 1 | 0.0001368 | 0 | 0 | 0.00022322 | 0.00011416 | 0.25445 | 0.14093 | 0.0001 | 0.17377 | 0.50602 | 0.0001 | 0.27258
6353 | 1 | 0.0001349 | 0 | 0 | 0.00016448 | 0.00011416 | 0.078968 | 0.15148 | 0.0001 | 0.17307 | 0.50584 | 0.0001 | 0.11111
6354 | 1 | 0.0001321 | 0 | 0 | 0.00011748 | 0.00011416 | 0 | 0.1717 | 0.0001 | 0.17238 | 0.50567 | 0.0001 | 0.03792
6355 | 1 | 0.0001324 | 0 | 0 | 8.8113e-05 | 0.00011416 | 0 | 0.22761 | 0.0001 | 0.17168 | 0.5055 | 0.0001 | 0
6356 | 1 | 0.0001341 | 0 | 0 | 5.8742e-05 | 0.00011416 | 0 | 0.21826 | 0.0001 | 0.17097 | 0.50533 | 0.0001 | 0
6357 | 1 | 0.0001304 | 0 | 0 | 3.7595e-05 | 0.00011416 | 0 | 0.24936 | 0.0001 | 0.17028 | 0.50515 | 0.0001 | 0
6358 | 1 | 0.0001235 | 0 | 0 | 2.3497e-05 | 0.00011416 | 0 | 0.2877 | 0.0001 | 0.16958 | 0.50498 | 0.0001 | 0
6359 | 1 | 0.0001174 | 0 | 0 | 9.3987e-06 | 0.00011416 | 0 | 0.29592 | 0.0001 | 0.16889 | 0.5048 | 0.0001 | 0
6360 | 1 | 0.0001091 | 0 | 0 | 5.8742e-06 | 0.00011416 | 0 | 0.27596 | 0.0001 | 0.16819 | 0.50463 | 0.0001 | 0
6361 | 1 | 0.0001018 | 1.582e-05 | 0 | 2.3497e-06 | 0.00011416 | 0 | 0.26668 | 0.0001 | 0.1675 | 0.50446 | 0.0001 | 0
6362 | 1 | 9.6147e-05 | 2.1089e-05 | 0 | 1.1748e-06 | 0.00011416 | 0 | 0.25811 | 0.0001 | 0.16679 | 0.50431 | 0.0001 | 0
6363 | 1 | 9.1487e-05 | 2.6409e-05 | 0 | 1.4098e-05 | 0.00011416 | 0 | 0.21607 | 0.0001 | 0.16609 | 0.50414 | 0.0001 | 0
6364 | 1 | 8.7577e-05 | 3.5049e-05 | 0 | 3.7595e-05 | 0.00011416 | 0 | 0.19458 | 0.0001 | 0.1654 | 0.50396 | 0.0001 | 0
6365 | 1 | 8.3767e-05 | 4.4919e-05 | 0 | 9.3987e-05 | 0.00011416 | 0 | 0.1599 | 0.0001 | 0.1647 | 0.50379 | 0.0001 | 0
6366 | 1 | 9.1627e-05 | 4.9579e-05 | 0 | 0.0001821 | 0.00011416 | 0 | 0.15672 | 0.0001 | 0.16401 | 0.50362 | 0.0001 | 0
6367 | 1 | 0.0001108 | 4.7089e-05 | 0 | 0.0001586 | 0.00011416 | 0.0087742 | 0.1089 | 0.0001 | 0.16331 | 0.50344 | 0.0001 | 0
6368 | 1 | 0.0001283 | 3.8179e-05 | 0 | 0.00014685 | 0.00011416 | 0.10529 | 0.10531 | 0.0001 | 0.1626 | 0.50327 | 0.0001 | 0
6369 | 1 | 0.0001368 | 2.9389e-05 | 0 | 0.00016448 | 0.00011416 | 0.15794 | 0.10174 | 0.0001 | 0.16191 | 0.5031 | 0.0001 | 0.099676
6370 | 1 | 0.0001404 | 1.307e-05 | 0 | 0.00018797 | 0.00011416 | 0.18426 | 0.17045 | 0.0001 | 0.16121 | 0.50292 | 0.0001 | 0.23247
6371 | 1 | 0.0001449 | 0 | 0 | 0.00020677 | 0.00011416 | 0.14916 | 0.27052 | 0.0001 | 0.16052 | 0.50275 | 0.0001 | 0.34056
6372 | 1 | 0.000148 | 0 | 0 | 0.00018797 | 0.00011416 | 0.11406 | 0.31369 | 0.0001 | 0.15982 | 0.50258 | 0.0001 | 0.44074
6373 | 1 | 0.0001377 | 0 | 0 | 0.00019032 | 0.00011416 | 0.13161 | 0.28458 | 0.0001 | 0.15912 | 0.50243 | 0.0001 | 0.45701
6374 | 1 | 0.0001372 | 0 | 0 | 0.00021382 | 0.00011416 | 0.15794 | 0.25633 | 0.0001 | 0.15842 | 0.50226 | 0.0001 | 0.42082
6375 | 1 | 0.0001346 | 0 | 0 | 0.00022322 | 0.00011416 | 0.14039 | 0.19465 | 0.0001 | 0.15772 | 0.50208 | 0.0001 | 0.35893
6376 | 1 | 0.0001304 | 0 | 0 | 0.00022322 | 0.00011416 | 0.10529 | 0.10465 | 0.0001 | 0.15703 | 0.50191 | 0.0001 | 0.29282
6377 | 1 | 0.000126 | 0 | 0 | 0.00016448 | 0.00011416 | 0.035097 | 0.066523 | 0.0001 | 0.15633 | 0.50173 | 0.0001 | 0.16889
6378 | 1 | 0.000124 | 0 | 0 | 0.00011748 | 0.00011416 | 0 | 0.044904 | 0.0001 | 0.15563 | 0.50156 | 0.0001 | 0.050617
6379 | 1 | 0.0001252 | 0 | 0 | 8.8113e-05 | 0.00011416 | 0 | 0.035612 | 0.0001 | 0.15494 | 0.50139 | 0.0001 | 0
6380 | 1 | 0.0001295 | 0 | 0 | 5.8742e-05 | 0.00011416 | 0 | 0.026331 | 0.0001 | 0.15423 | 0.50122 | 0.0001 | 0
6381 | 1 | 0.0001249 | 0 | 0 | 3.7595e-05 | 0.00011416 | 0 | 0.021486 | 0.0001 | 0.15354 | 0.50104 | 0.0001 | 0
6382 | 1 | 0.0001192 | 0 | 0 | 2.3497e-05 | 0.00011416 | 0 | 0.053589 | 0.0001 | 0.15284 | 0.50087 | 0.0001 | 0
6383 | 1 | 0.000115 | 0 | 0 | 9.3987e-06 | 0.00011416 | 0 | 0.11785 | 0.0001 | 0.15214 | 0.50069 | 0.0001 | 0
6384 | 1 | 0.0001062 | 1.9189e-05 | 0 | 5.8742e-06 | 0.00011416 | 0 | 0.16348 | 0.0001 | 0.15145 | 0.50052 | 0.0001 | 0
6385 | 1 | 0.000101 | 2.6829e-05 | 0 | 2.3497e-06 | 0.00011416 | 0 | 0.20307 | 0.0001 | 0.15075 | 0.50038 | 0.0001 | 0
6386 | 1 | 9.4937e-05 | 3.6719e-05 | 0 | 1.1748e-06 | 0.00011416 | 0 | 0.21355 | 0.0001 | 0.15005 | 0.50019 | 0.0001 | 0
6387 | 1 | 8.9087e-05 | 3.8849e-05 | 0 | 1.4098e-05 | 0.00011416 | 0 | 0.20871 | 0.0001 | 0.14935 | 0.50002 | 0.0001 | 0
6388 | 1 | 8.3947e-05 | 4.4499e-05 | 0 | 3.7595e-05 | 0.00011416 | 0 | 0.2184 | 0.0001 | 0.14865 | 0.49985 | 0.0001 | 0
6389 | 1 | 7.7977e-05 | 5.1769e-05 | 0 | 9.3987e-05 | 0.00011416 | 0 | 0.21806 | 0.0001 | 0.14796 | 0.49968 | 0.0001 | 0
6390 | 1 | 8.0527e-05 | 5.8618e-05 | 0 | 0.0001821 | 0.00011416 | 0 | 0.21521 | 0.0001 | 0.14726 | 0.49951 | 0.0001 | 0
6391 | 1 | 8.7127e-05 | 5.2999e-05 | 0 | 0.0001586 | 0.00011416 | 0.026323 | 0.15745 | 0.0001 | 0.14657 | 0.49934 | 0.0001 | 0
6392 | 1 | 9.3297e-05 | 4.2439e-05 | 0 | 0.00014685 | 0.00011416 | 0.19303 | 0.10903 | 0.0001 | 0.14586 | 0.49916 | 0.0001 | 0
6393 | 1 | 0.0001019 | 3.5289e-05 | 0 | 0.00016448 | 0.00011416 | 0.3071 | 0.11593 | 0.0001 | 0.14517 | 0.49898 | 0.0001 | 0.052545
6394 | 1 | 0.0001091 | 2.1839e-05 | 0 | 0.00018797 | 0.00011416 | 0.38607 | 0.16322 | 0.0001 | 0.14447 | 0.49881 | 0.0001 | 0.14379
6395 | 1 | 0.0001139 | 0 | 0 | 0.00020677 | 0.00011416 | 0.44748 | 0.18941 | 0.0001 | 0.14377 | 0.49864 | 0.0001 | 0.24294
6396 | 1 | 0.0001153 | 0 | 0 | 0.00018797 | 0.00011416 | 0.5089 | 0.18537 | 0.0001 | 0.14308 | 0.49849 | 0.0001 | 0.33422
6397 | 1 | 0.0001139 | 0 | 0 | 0.00019032 | 0.00011416 | 0.52645 | 0.17038 | 0.0001 | 0.14238 | 0.49831 | 0.0001 | 0.44045
6398 | 1 | 0.0001118 | 0 | 0 | 0.00021382 | 0.00011416 | 0.48258 | 0.16269 | 0.0001 | 0.14168 | 0.49814 | 0.0001 | 0.34832
6399 | 1 | 0.0001081 | 0 | 0 | 0.00022322 | 0.00011416 | 0.40361 | 0.15055 | 0.0001 | 0.14098 | 0.49797 | 0.0001 | 0.27335
6400 | 1 | 0.0001061 | 0 | 0 | 0.00022322 | 0.00011416 | 0.25445 | 0.13443 | 0.0001 | 0.14028 | 0.4978 | 0.0001 | 0.18882
6401 | 1 | 0.0001046 | 0 | 0 | 0.00016448 | 0.00011416 | 0.078968 | 0.16282 | 0.0001 | 0.13959 | 0.49763 | 0.0001 | 0.11156
6402 | 1 | 0.0001061 | 0 | 0 | 0.00011748 | 0.00011416 | 0 | 0.22668 | 0.0001 | 0.13889 | 0.49745 | 0.0001 | 0.0056675
6403 | 1 | 0.0001096 | 0 | 0 | 8.8113e-05 | 0.00011416 | 0 | 0.33618 | 0.0001 | 0.1382 | 0.49727 | 0.0001 | 0
6404 | 1 | 0.000115 | 0 | 0 | 5.8742e-05 | 0.00011416 | 0 | 0.38572 | 0.0001 | 0.13749 | 0.4971 | 0.0001 | 0
6405 | 1 | 0.000111 | 0 | 0 | 3.7595e-05 | 0.00011416 | 0 | 0.39706 | 0.0001 | 0.13679 | 0.49693 | 0.0001 | 0
6406 | 1 | 0.0001067 | 0 | 0 | 2.3497e-05 | 0.00011416 | 0 | 0.39912 | 0.0001 | 0.1361 | 0.49676 | 0.0001 | 0
6407 | 1 | 0.0001047 | 0 | 0 | 9.3987e-06 | 0.00011416 | 0 | 0.42498 | 0.0001 | 0.1354 | 0.49659 | 0.0001 | 0
6408 | 1 | 9.8437e-05 | 0 | 0 | 5.8742e-06 | 0.00011416 | 0 | 0.47823 | 0.0001 | 0.13471 | 0.49643 | 0.0001 | 0
6409 | 1 | 9.3607e-05 | 0 | 0 | 2.3497e-06 | 0.00011416 | 0 | 0.54237 | 0.0001 | 0.13401 | 0.49626 | 0.0001 | 0
6410 | 1 | 8.6277e-05 | 1.792e-05 | 0 | 1.1748e-06 | 0.00011416 | 0 | 0.58554 | 0.0001 | 0.1333 | 0.49609 | 0.0001 | 0
6411 | 1 | 8.2177e-05 | 2.2119e-05 | 0 | 1.4098e-05 | 0.00011416 | 0 | 0.6384 | 0.0001 | 0.13261 | 0.49592 | 0.0001 | 0
6412 | 1 | 7.7927e-05 | 2.6149e-05 | 0 | 3.7595e-05 | 0.00011416 | 0 | 0.66943 | 0.0001 | 0.13191 | 0.49574 | 0.0001 | 0
6413 | 1 | 7.3788e-05 | 3.0659e-05 | 0 | 9.3987e-05 | 0.00011416 | 0 | 0.69039 | 0.0001 | 0.13122 | 0.49557 | 0.0001 | 0
6414 | 1 | 7.4838e-05 | 2.9469e-05 | 0 | 0.0001821 | 0.00011416 | 0 | 0.70538 | 0.0001 | 0.13052 | 0.49539 | 0.0001 | 0
6415 | 1 | 7.7178e-05 | 2.6339e-05 | 0 | 0.0001586 | 0.00011416 | 0 | 0.68124 | 0.0001 | 0.12983 | 0.49522 | 0.0001 | 0
6416 | 1 | 7.9947e-05 | 2.1829e-05 | 0 | 0.00014685 | 0.00011416 | 0.043871 | 0.62507 | 0.0001 | 0.12912 | 0.49505 | 0.0001 | 0
6417 | 1 | 8.5347e-05 | 2.2069e-05 | 0 | 0.00016448 | 0.00011416 | 0.061419 | 0.72289 | 0.0001 | 0.12842 | 0.49488 | 0.0001 | 0
6418 | 1 | 9.2617e-05 | 1.745e-05 | 0 | 0.00018797 | 0.00011416 | 0.087742 | 0.78901 | 0.0001 | 0.12773 | 0.4947 | 0.0001 | 0.035539
6419 | 1 | 9.8187e-05 | 1.607e-05 | 0 | 0.00020677 | 0.00011416 | 0.16671 | 0.80313 | 0.0001 | 0.12703 | 0.49455 | 0.0001 | 0.12294
6420 | 1 | 0.0001024 | 1.22e-05 | 0 | 0.00018797 | 0.00011416 | 0.15794 | 0.77322 | 0.0001 | 0.12634 | 0.49438 | 0.0001 | 0.14261
6421 | 1 | 0.0001032 | 1.279e-05 | 0 | 0.00019032 | 0.00011416 | 0.15794 | 0.72999 | 0.0001 | 0.12564 | 0.49421 | 0.0001 | 0.082031
6422 | 1 | 9.9667e-05 | 9.5777e-06 | 0 | 0.00021382 | 0.00011416 | 0.14039 | 0.59742 | 0.0001 | 0.12493 | 0.49403 | 0.0001 | 0.043371
6423 | 1 | 9.7317e-05 | 1.033e-05 | 0 | 0.00022322 | 0.00011416 | 0.14039 | 0.37312 | 0.0001 | 0.12424 | 0.49386 | 0.0001 | 0.022677
6424 | 1 | 9.5857e-05 | 1.745e-05 | 0 | 0.00022322 | 0.00011416 | 0.11406 | 0.25646 | 0.0001 | 0.12354 | 0.49369 | 0.0001 | 0.052482
6425 | 1 | 9.7347e-05 | 1.683e-05 | 0 | 0.00016448 | 0.00011416 | 0.052645 | 0.21574 | 0.0001 | 0.12285 | 0.49351 | 0.0001 | 0.014314
6426 | 1 | 0.0001028 | 2.0769e-05 | 0 | 0.00011748 | 0.00011416 | 0 | 0.23345 | 0.0001 | 0.12215 | 0.49334 | 0.0001 | 0
6427 | 1 | 0.0001097 | 2.2869e-05 | 0 | 8.8113e-05 | 0.00011416 | 0 | 0.27874 | 0.0001 | 0.12144 | 0.49317 | 0.0001 | 0
6428 | 1 | 0.0001129 | 2.7179e-05 | 0 | 5.8742e-05 | 0.00011416 | 0 | 0.2881 | 0.0001 | 0.12075 | 0.49299 | 0.0001 | 0
6429 | 1 | 0.0001076 | 3.0879e-05 | 0 | 3.7595e-05 | 0.00011416 | 0 | 0.26833 | 0.0001 | 0.12005 | 0.49282 | 0.0001 | 0
6430 | 1 | 0.0001028 | 4.1749e-05 | 0 | 2.3497e-05 | 0.00011416 | 0 | 0.23716 | 0.0001 | 0.11936 | 0.49264 | 0.0001 | 0
6431 | 1 | 9.9207e-05 | 5.3869e-05 | 0 | 9.3987e-06 | 0.00011416 | 0 | 0.22363 | 0.0001 | 0.11866 | 0.4925 | 0.0001 | 0
6432 | 1 | 9.0147e-05 | 7.0198e-05 | 0 | 5.8742e-06 | 0.00011416 | 0 | 0.2052 | 0.0001 | 0.11796 | 0.49232 | 0.0001 | 0
6433 | 1 | 8.5027e-05 | 7.6728e-05 | 0 | 2.3497e-06 | 0.00011416 | 0 | 0.19187 | 0.0001 | 0.11726 | 0.49215 | 0.0001 | 0
6434 | 1 | 8.0257e-05 | 8.1598e-05 | 0 | 1.1748e-06 | 0.00011416 | 0 | 0.15267 | 0.0001 | 0.19697 | 0.49198 | 0.0001 | 0
6435 | 1 | 7.9137e-05 | 6.9198e-05 | 0 | 1.4098e-05 | 0.00011416 | 0 | 0.14544 | 0.0001 | 0.19627 | 0.4918 | 0.0001 | 0
6436 | 1 | 7.7817e-05 | 7.0568e-05 | 0 | 3.7595e-05 | 0.00011416 | 0 | 0.21653 | 0.0001 | 0.19557 | 0.49163 | 0.0001 | 0
6437 | 1 | 7.6428e-05 | 7.8978e-05 | 0 | 9.3987e-05 | 0.00011416 | 0 | 0.26707 | 0.0001 | 0.19488 | 0.49146 | 0.0001 | 0
6438 | 1 | 8.7197e-05 | 8.1998e-05 | 0 | 0.0001821 | 0.00011416 | 0 | 0.33372 | 0.0001 | 0.19419 | 0.49128 | 0.0001 | 0
6439 | 1 | 0.0001063 | 7.0468e-05 | 0 | 0.0001586 | 0.00011416 | 0.026323 | 0.39713 | 0.0001 | 0.19349 | 0.49111 | 0.0001 | 0
6440 | 1 | 0.0001268 | 5.6199e-05 | 0 | 0.00014685 | 0.00011416 | 0.2369 | 0.35833 | 0.0001 | 0.19278 | 0.49094 | 0.0001 | 0
6441 | 1 | 0.0001365 | 5.5429e-05 | 0 | 0.00016448 | 0.00011416 | 0.33342 | 0.49396 | 0.0001 | 0.19208 | 0.49076 | 0.0001 | 0
6442 | 1 | 0.000141 | 5.1189e-05 | 0 | 0.00018797 | 0.00011416 | 0.37729 | 0.57931 | 0.0001 | 0.19139 | 0.49059 | 0.0001 | 0.033483
6443 | 1 | 0.0001449 | 4.4039e-05 | 0 | 0.00020677 | 0.00011416 | 0.35097 | 0.6258 | 0.0001 | 0.1907 | 0.49044 | 0.0001 | 0.10209
6444 | 1 | 0.0001495 | 3.6209e-05 | 0 | 0.00018797 | 0.00011416 | 0.31587 | 0.68721 | 0.0001 | 0.19 | 0.49027 | 0.0001 | 0.17847
6445 | 1 | 0.0001397 | 3.4469e-05 | 0 | 0.00019032 | 0.00011416 | 0.26323 | 0.72521 | 0.0001 | 0.18931 | 0.4901 | 0.0001 | 0.21037
6446 | 1 | 0.0001409 | 2.0319e-05 | 0 | 0.00021382 | 0.00011416 | 0.22813 | 0.75546 | 0.0001 | 0.18859 | 0.48992 | 0.0001 | 0.15647
6447 | 1 | 0.0001391 | 1.832e-05 | 0 | 0.00022322 | 0.00011416 | 0.14916 | 0.76991 | 0.0001 | 0.1879 | 0.48975 | 0.0001 | 0.085442
6448 | 1 | 0.0001357 | 2.0149e-05 | 0 | 0.00022322 | 0.00011416 | 0.096516 | 0.70068 | 0.0001 | 0.18721 | 0.48957 | 0.0001 | 0.081118
6449 | 1 | 0.0001343 | 1.905e-05 | 0 | 0.00016448 | 0.00011416 | 0.035097 | 0.6368 | 0.0001 | 0.18651 | 0.4894 | 0.0001 | 0.034768
6450 | 1 | 0.0001318 | 1.857e-05 | 0 | 0.00011748 | 0.00011416 | 0 | 0.66115 | 0.0001 | 0.18582 | 0.48923 | 0.0001 | 0
6451 | 1 | 0.0001345 | 2.1689e-05 | 0 | 8.8113e-05 | 0.00011416 | 0 | 0.6455 | 0.0001 | 0.18512 | 0.48906 | 0.0001 | 0
6452 | 1 | 0.000135 | 2.6729e-05 | 0 | 5.8742e-05 | 0.00011416 | 0 | 0.64271 | 0.0001 | 0.18441 | 0.48888 | 0.0001 | 0
6453 | 1 | 0.0001268 | 3.1149e-05 | 0 | 3.7595e-05 | 0.00011416 | 0 | 0.67142 | 0.0001 | 0.18372 | 0.48871 | 0.0001 | 0
6454 | 1 | 0.0001189 | 4.4609e-05 | 0 | 2.3497e-05 | 0.00011416 | 0 | 0.72833 | 0.0001 | 0.18302 | 0.48856 | 0.0001 | 0
6455 | 1 | 0.0001124 | 5.5979e-05 | 0 | 9.3987e-06 | 0.00011416 | 0 | 0.75936 | 0.0001 | 0.18233 | 0.48839 | 0.0001 | 0
6456 | 1 | 0.0001023 | 7.3368e-05 | 0 | 5.8742e-06 | 0.00011416 | 0 | 0.74849 | 0.0001 | 0.18163 | 0.48822 | 0.0001 | 0
6457 | 1 | 9.5827e-05 | 7.4878e-05 | 0 | 2.3497e-06 | 0.00011416 | 0 | 0.71049 | 0.0001 | 0.18093 | 0.48804 | 0.0001 | 0
6458 | 1 | 9.1167e-05 | 7.9378e-05 | 0 | 1.1748e-06 | 0.00011416 | 0 | 0.71738 | 0.0001 | 0.18023 | 0.48786 | 0.0001 | 0
6459 | 1 | 8.7987e-05 | 6.8288e-05 | 0 | 1.4098e-05 | 0.00011416 | 0 | 0.73596 | 0.0001 | 0.17953 | 0.48769 | 0.0001 | 0
6460 | 1 | 8.5397e-05 | 6.9248e-05 | 0 | 3.7595e-05 | 0.00011416 | 0 | 0.75088 | 0.0001 | 0.17884 | 0.48752 | 0.0001 | 0
6461 | 1 | 8.3547e-05 | 7.7918e-05 | 0 | 9.3987e-05 | 0.00011416 | 0 | 0.77309 | 0.0001 | 0.17814 | 0.48735 | 0.0001 | 0
6462 | 1 | 9.2287e-05 | 7.8628e-05 | 0 | 0.0001821 | 0.00011416 | 0 | 0.75286 | 0.0001 | 0.17745 | 0.48718 | 0.0001 | 0
6463 | 1 | 0.0001115 | 6.7658e-05 | 0 | 0.0001586 | 0.00011416 | 0.017548 | 0.66353 | 0.0001 | 0.17674 | 0.487 | 0.0001 | 0
6464 | 1 | 0.0001303 | 5.5989e-05 | 0 | 0.00014685 | 0.00011416 | 0.10529 | 0.62971 | 0.0001 | 0.17604 | 0.48682 | 0.0001 | 0
6465 | 1 | 0.0001381 | 5.2389e-05 | 0 | 0.00016448 | 0.00011416 | 0.17548 | 0.66366 | 0.0001 | 0.17535 | 0.48665 | 0.0001 | 0.028034
6466 | 1 | 0.0001398 | 4.3729e-05 | 0 | 0.00018797 | 0.00011416 | 0.21936 | 0.71864 | 0.0001 | 0.17465 | 0.48651 | 0.0001 | 0.087785
6467 | 1 | 0.0001439 | 3.1889e-05 | 0 | 0.00020677 | 0.00011416 | 0.24568 | 0.73808 | 0.0001 | 0.17396 | 0.48633 | 0.0001 | 0.10798
6468 | 1 | 0.0001481 | 2.5429e-05 | 0 | 0.00018797 | 0.00011416 | 0.20181 | 0.7721 | 0.0001 | 0.17325 | 0.48616 | 0.0001 | 0.23322
6469 | 1 | 0.0001385 | 2.1249e-05 | 0 | 0.00019032 | 0.00011416 | 0.19303 | 0.79995 | 0.0001 | 0.17256 | 0.48598 | 0.0001 | 0.29404
6470 | 1 | 0.0001397 | 9.6987e-06 | 0 | 0.00021382 | 0.00011416 | 0.21058 | 0.79995 | 0.0001 | 0.17186 | 0.48581 | 0.0001 | 0.27391
6471 | 1 | 0.0001379 | 0 | 0 | 0.00022322 | 0.00011416 | 0.16671 | 0.79995 | 0.0001 | 0.17116 | 0.48564 | 0.0001 | 0.21358
6472 | 1 | 0.0001358 | 0 | 0 | 0.00022322 | 0.00011416 | 0.087742 | 0.7914 | 0.0001 | 0.17047 | 0.48547 | 0.0001 | 0.1283
6473 | 1 | 0.000134 | 0 | 0 | 0.00016448 | 0.00011416 | 0.017548 | 0.82256 | 0.0001 | 0.16976 | 0.48529 | 0.0001 | 0.058545
6474 | 1 | 0.0001314 | 0 | 0 | 0.00011748 | 0.00011416 | 0 | 0.85367 | 0.0001 | 0.16907 | 0.48511 | 0.0001 | 0
6475 | 1 | 0.0001328 | 9.6517e-06 | 0 | 8.8113e-05 | 0.00011416 | 0 | 0.86906 | 0.0001 | 0.16838 | 0.48494 | 0.0001 | 0
6476 | 1 | 0.0001343 | 1.828e-05 | 0 | 5.8742e-05 | 0.00011416 | 0 | 0.86137 | 0.0001 | 0.16767 | 0.48477 | 0.0001 | 0
6477 | 1 | 0.000127 | 2.5489e-05 | 0 | 3.7595e-05 | 0.00011416 | 0 | 0.81853 | 0.0001 | 0.16698 | 0.48462 | 0.0001 | 0
6478 | 1 | 0.0001192 | 3.7189e-05 | 0 | 2.3497e-05 | 0.00011416 | 0 | 0.84154 | 0.0001 | 0.16627 | 0.48445 | 0.0001 | 0
6479 | 1 | 0.0001129 | 4.8449e-05 | 0 | 9.3987e-06 | 0.00011416 | 0 | 0.81767 | 0.0001 | 0.16558 | 0.48427 | 0.0001 | 0
6480 | 1 | 0.0001023 | 7.0028e-05 | 0 | 5.8742e-06 | 0.00011416 | 0 | 0.75392 | 0.0001 | 0.16489 | 0.4841 | 0.0001 | 0
6481 | 1 | 9.8087e-05 | 6.0428e-05 | 0 | 2.3497e-06 | 0.00011416 | 0 | 0.66566 | 0.0001 | 0.16419 | 0.48393 | 0.0001 | 0
6482 | 1 | 9.2317e-05 | 7.7018e-05 | 0 | 1.1748e-06 | 0.00011416 | 0 | 0.6366 | 0.0001 | 0.16379 | 0.48376 | 0.0001 | 0
6483 | 1 | 8.7727e-05 | 7.9558e-05 | 0 | 1.4098e-05 | 0.00011416 | 0 | 0.60868 | 0.0001 | 0.16389 | 0.48358 | 0.0001 | 0
6484 | 1 | 8.6137e-05 | 7.0518e-05 | 0 | 3.7595e-05 | 0.00011416 | 0 | 0.56703 | 0.0001 | 0.16399 | 0.48341 | 0.0001 | 0
6485 | 1 | 8.5897e-05 | 6.1718e-05 | 0 | 9.3987e-05 | 0.00011416 | 0 | 0.49262 | 0.0001 | 0.1641 | 0.48323 | 0.0001 | 0
6486 | 1 | 9.2787e-05 | 8.5708e-05 | 0 | 0.0001821 | 0.00011416 | 0 | 0.37968 | 0.0001 | 0.1642 | 0.48306 | 0.0001 | 0
6487 | 1 | 0.0001123 | 6.8648e-05 | 0 | 0.0001586 | 0.00011416 | 0.026323 | 0.24493 | 0.0001 | 0.16431 | 0.48289 | 0.0001 | 0
6488 | 1 | 0.0001289 | 7.2328e-05 | 0 | 0.00014685 | 0.00011416 | 0.19303 | 0.18636 | 0.0001 | 0.16441 | 0.48272 | 0.0001 | 0
6489 | 1 | 0.0001371 | 6.7848e-05 | 0 | 0.00016448 | 0.00011416 | 0.3071 | 0.20287 | 0.0001 | 0.16452 | 0.48257 | 0.0001 | 0.022922
6490 | 1 | 0.0001399 | 6.3588e-05 | 0 | 0.00018797 | 0.00011416 | 0.37729 | 0.21893 | 0.0001 | 0.16462 | 0.48239 | 0.0001 | 0.11501
6491 | 1 | 0.0001437 | 5.1689e-05 | 0 | 0.00020677 | 0.00011416 | 0.42994 | 0.29081 | 0.0001 | 0.16472 | 0.48222 | 0.0001 | 0.2446
6492 | 1 | 0.0001476 | 3.7439e-05 | 0 | 0.00018797 | 0.00011416 | 0.42116 | 0.33239 | 0.0001 | 0.16483 | 0.48205 | 0.0001 | 0.40349
6493 | 1 | 0.0001389 | 3.2299e-05 | 0 | 0.00019032 | 0.00011416 | 0.39484 | 0.35747 | 0.0001 | 0.16493 | 0.48187 | 0.0001 | 0.45276
6494 | 1 | 0.0001393 | 1.682e-05 | 0 | 0.00021382 | 0.00011416 | 0.28955 | 0.3639 | 0.0001 | 0.16504 | 0.4817 | 0.0001 | 0.40895
6495 | 1 | 0.0001374 | 8.9828e-06 | 0 | 0.00022322 | 0.00011416 | 0.21058 | 0.33486 | 0.0001 | 0.16514 | 0.48153 | 0.0001 | 0.35587
6496 | 1 | 0.0001361 | 0 | 0 | 0.00022322 | 0.00011416 | 0.14039 | 0.29167 | 0.0001 | 0.16524 | 0.48135 | 0.0001 | 0.24239
6497 | 1 | 0.0001334 | 0 | 0 | 0.00016448 | 0.00011416 | 0.043871 | 0.25295 | 0.0001 | 0.16535 | 0.48118 | 0.0001 | 0.11968
6498 | 1 | 0.0001299 | 0 | 0 | 0.00011748 | 0.00011416 | 0 | 0.22549 | 0.0001 | 0.16545 | 0.48101 | 0.0001 | 0.011819
6499 | 1 | 0.0001319 | 1.135e-05 | 0 | 8.8113e-05 | 0.00011416 | 0 | 0.20367 | 0.0001 | 0.16556 | 0.48083 | 0.0001 | 0
6500 | 1 | 0.0001353 | 2.3699e-05 | 0 | 5.8742e-05 | 0.00011416 | 0 | 0.17243 | 0.0001 | 0.16566 | 0.48069 | 0.0001 | 0
6501 | 1 | 0.0001285 | 3.5819e-05 | 0 | 3.7595e-05 | 0.00011416 | 0 | 0.15465 | 0.0001 | 0.16577 | 0.48051 | 0.0001 | 0
6502 | 1 | 0.0001194 | 6.4568e-05 | 0 | 2.3497e-05 | 0.00011416 | 0 | 0.15061 | 0.0001 | 0.16587 | 0.48034 | 0.0001 | 0
6503 | 1 | 0.0001141 | 6.1648e-05 | 0 | 9.3987e-06 | 0.00011416 | 0 | 0.1284 | 0.0001 | 0.16597 | 0.48016 | 0.0001 | 0
6504 | 1 | 0.000104 | 7.7058e-05 | 0 | 5.8742e-06 | 0.00011416 | 0 | 0.10286 | 0.0001 | 0.16608 | 0.47999 | 0.0001 | 0
6505 | 1 | 9.7127e-05 | 8.4838e-05 | 0 | 2.3497e-06 | 0.00011416 | 0 | 0.092777 | 0.0001 | 0.16618 | 0.47982 | 0.0001 | 0
6506 | 1 | 9.1497e-05 | 0.0001051 | 0 | 1.1748e-06 | 0.00011416 | 0 | 0.081046 | 0.0001 | 0.16629 | 0.47974 | 0.0001 | 0
6507 | 1 | 8.7477e-05 | 0.0001015 | 0 | 1.4098e-05 | 0.00011416 | 0 | 0.079854 | 0.0001 | 0.16639 | 0.47987 | 0.0001 | 0
6508 | 1 | 8.5507e-05 | 9.7227e-05 | 0 | 3.7595e-05 | 0.00011416 | 0 | 0.089599 | 0.0001 | 0.16649 | 0.47999 | 0.0001 | 0
6509 | 1 | 8.5157e-05 | 8.6678e-05 | 0 | 9.3987e-05 | 0.00011416 | 0 | 0.10617 | 0.0001 | 0.1666 | 0.48009 | 0.0001 | 0
6510 | 1 | 9.5957e-05 | 6.6318e-05 | 0 | 0.0001821 | 0.00011416 | 0 | 0.10989 | 0.0001 | 0.1667 | 0.48022 | 0.0001 | 0
6511 | 1 | 0.0001133 | 6.4698e-05 | 0 | 0.0001586 | 0.00011416 | 0.035097 | 0.12807 | 0.0001 | 0.1668 | 0.48034 | 0.0001 | 0
6512 | 1 | 0.0001296 | 7.4308e-05 | 0 | 0.00014685 | 0.00011416 | 0.26323 | 0.040986 | 0.0001 | 0.16691 | 0.48047 | 0.0001 | 0
6513 | 1 | 0.000137 | 8.1118e-05 | 0 | 0.00016448 | 0.00011416 | 0.42116 | 0.071092 | 0.0001 | 0.16702 | 0.48056 | 0.0001 | 0.001845
6514 | 1 | 0.0001397 | 7.0278e-05 | 0 | 0.00018797 | 0.00011416 | 0.53523 | 0.10664 | 0.0001 | 0.16712 | 0.48069 | 0.0001 | 0.079621
6515 | 1 | 0.0001434 | 5.7069e-05 | 0 | 0.00020677 | 0.00011416 | 0.5791 | 0.12966 | 0.0001 | 0.16722 | 0.48081 | 0.0001 | 0.11828
6516 | 1 | 0.0001467 | 4.6829e-05 | 0 | 0.00018797 | 0.00011416 | 0.58787 | 0.15546 | 0.0001 | 0.16732 | 0.48091 | 0.0001 | 0.23211
6517 | 1 | 0.0001379 | 3.3389e-05 | 0 | 0.00019032 | 0.00011416 | 0.56155 | 0.15022 | 0.0001 | 0.16742 | 0.48103 | 0.0001 | 0.31662
6518 | 1 | 0.0001387 | 1.889e-05 | 0 | 0.00021382 | 0.00011416 | 0.50013 | 0.13251 | 0.0001 | 0.16754 | 0.48115 | 0.0001 | 0.31135
6519 | 1 | 0.0001362 | 1.167e-05 | 0 | 0.00022322 | 0.00011416 | 0.40361 | 0.10864 | 0.0001 | 0.16764 | 0.48126 | 0.0001 | 0.2297
6520 | 1 | 0.000135 | 0 | 0 | 0.00022322 | 0.00011416 | 0.25445 | 0.12726 | 0.0001 | 0.16774 | 0.48138 | 0.0001 | 0.13519
6521 | 1 | 0.0001334 | 0 | 0 | 0.00016448 | 0.00011416 | 0.052645 | 0.19916 | 0.0001 | 0.16785 | 0.4815 | 0.0001 | 0.11673
6522 | 1 | 0.000132 | 0 | 0 | 0.00011748 | 0.00011416 | 0 | 0.27874 | 0.0001 | 0.16795 | 0.4816 | 0.0001 | 0.0015294
6523 | 1 | 0.0001337 | 1.007e-05 | 0 | 8.8113e-05 | 0.00011416 | 0 | 0.30017 | 0.0001 | 0.16805 | 0.48173 | 0.0001 | 0
6524 | 1 | 0.0001368 | 1.834e-05 | 0 | 5.8742e-05 | 0.00011416 | 0 | 0.30872 | 0.0001 | 0.16815 | 0.48185 | 0.0001 | 0
6525 | 1 | 0.0001289 | 3.4089e-05 | 0 | 3.7595e-05 | 0.00011416 | 0 | 0.30143 | 0.0001 | 0.16826 | 0.48197 | 0.0001 | 0
6526 | 1 | 0.0001215 | 4.7839e-05 | 0 | 2.3497e-05 | 0.00011416 | 0 | 0.30341 | 0.0001 | 0.16837 | 0.48207 | 0.0001 | 0
6527 | 1 | 0.0001159 | 4.2469e-05 | 0 | 9.3987e-06 | 0.00011416 | 0 | 0.32802 | 0.0001 | 0.16847 | 0.48219 | 0.0001 | 0
6528 | 1 | 0.0001052 | 6.9658e-05 | 0 | 5.8742e-06 | 0.00011416 | 0 | 0.33206 | 0.0001 | 0.16857 | 0.48232 | 0.0001 | 0
6529 | 1 | 9.8267e-05 | 7.7588e-05 | 0 | 2.3497e-06 | 0.00011416 | 0 | 0.37928 | 0.0001 | 0.16867 | 0.48241 | 0.0001 | 0
6530 | 1 | 9.3527e-05 | 7.7348e-05 | 0 | 1.1748e-06 | 0.00011416 | 0 | 0.40793 | 0.0001 | 0.16877 | 0.48254 | 0.0001 | 0
6531 | 1 | 9.0457e-05 | 6.6878e-05 | 0 | 1.4098e-05 | 0.00011416 | 0 | 0.36628 | 0.0001 | 0.16889 | 0.48266 | 0.0001 | 0
6532 | 1 | 8.7337e-05 | 6.7468e-05 | 0 | 3.7595e-05 | 0.00011416 | 0 | 0.31183 | 0.0001 | 0.16899 | 0.48277 | 0.0001 | 0
6533 | 1 | 8.4647e-05 | 7.4878e-05 | 0 | 9.3987e-05 | 0.00011416 | 0 | 0.27477 | 0.0001 | 0.16909 | 0.48289 | 0.0001 | 0
6534 | 1 | 9.3417e-05 | 7.3948e-05 | 0 | 0.0001821 | 0.00011416 | 0 | 0.29698 | 0.0001 | 0.16919 | 0.48302 | 0.0001 | 0
6535 | 1 | 0.0001115 | 6.1468e-05 | 0 | 0.0001586 | 0.00011416 | 0.0087742 | 0.2615 | 0.0001 | 0.16929 | 0.48311 | 0.0001 | 0
6536 | 1 | 0.0001312 | 4.5129e-05 | 0 | 0.00014685 | 0.00011416 | 0.061419 | 0.1662 | 0.0001 | 0.1694 | 0.48323 | 0.0001 | 0
6537 | 1 | 0.0001405 | 3.8499e-05 | 0 | 0.00016448 | 0.00011416 | 0.070194 | 0.19279 | 0.0001 | 0.16951 | 0.48336 | 0.0001 | 0
6538 | 1 | 0.0001438 | 2.7769e-05 | 0 | 0.00018797 | 0.00011416 | 0.087742 | 0.14956 | 0.0001 | 0.16962 | 0.48348 | 0.0001 | 0.013218
6539 | 1 | 0.0001479 | 1.883e-05 | 0 | 0.00020677 | 0.00011416 | 0.096516 | 0.11394 | 0.0001 | 0.16971 | 0.48358 | 0.0001 | 0.081222
6540 | 1 | 0.000151 | 1.004e-05 | 0 | 0.00018797 | 0.00011416 | 0.096516 | 0.11951 | 0.0001 | 0.16982 | 0.4837 | 0.0001 | 0.097999
6541 | 1 | 0.0001414 | 1.042e-05 | 0 | 0.00019032 | 0.00011416 | 0.078968 | 0.12435 | 0.0001 | 0.16992 | 0.48383 | 0.0001 | 0.15608
6542 | 1 | 0.0001409 | 0 | 0 | 0.00021382 | 0.00011416 | 0.061419 | 0.11686 | 0.0001 | 0.17002 | 0.48393 | 0.0001 | 0.23331
6543 | 1 | 0.0001378 | 0 | 0 | 0.00022322 | 0.00011416 | 0.061419 | 0.10194 | 0.0001 | 0.17014 | 0.48406 | 0.0001 | 0.23188
6544 | 1 | 0.000133 | 0 | 0 | 0.00022322 | 0.00011416 | 0.035097 | 0.10108 | 0.0001 | 0.17024 | 0.48418 | 0.0001 | 0.17164
6545 | 1 | 0.000129 | 0 | 0 | 0.00016448 | 0.00011416 | 0.0087742 | 0.1132 | 0.0001 | 0.17034 | 0.48427 | 0.0001 | 0.031243
6546 | 1 | 0.0001276 | 0 | 0 | 0.00011748 | 0.00011416 | 0 | 0.12893 | 0.0001 | 0.17044 | 0.4844 | 0.0001 | 0
6547 | 1 | 0.0001312 | 0 | 0 | 8.8113e-05 | 0.00011416 | 0 | 0.11353 | 0.0001 | 0.17054 | 0.48452 | 0.0001 | 0
6548 | 1 | 0.0001342 | 0 | 0 | 5.8742e-05 | 0.00011416 | 0 | 0.097754 | 0.0001 | 0.17065 | 0.48462 | 0.0001 | 0
6549 | 1 | 0.0001273 | 0 | 0 | 3.7595e-05 | 0.00011416 | 0 | 0.10617 | 0.0001 | 0.17075 | 0.48474 | 0.0001 | 0
6550 | 1 | 0.000122 | 0 | 0 | 2.3497e-05 | 0.00011416 | 0 | 0.12117 | 0.0001 | 0.17086 | 0.48487 | 0.0001 | 0
6551 | 1 | 0.0001176 | 0 | 0 | 9.3987e-06 | 0.00011416 | 0 | 0.11514 | 0.0001 | 0.17096 | 0.48497 | 0.0001 | 0
6552 | 1 | 0.0001096 | 1.297e-05 | 0 | 5.8742e-06 | 0.00011416 | 0 | 0.074678 | 0.0001 | 0.17107 | 0.4851 | 0.0001 | 0
6553 | 1 | 9.7277e-05 | 1.9149e-05 | 0 | 2.3497e-06 | 0.00011416 | 0 | 0.069834 | 0.0001 | 0.14328 | 0.42471 | 0.0001 | 0
6554 | 1 | 8.4567e-05 | 9.5078e-05 | 0 | 1.1748e-06 | 0.00011416 | 0 | 0.068642 | 0.0001 | 0.14295 | 0.42434 | 0.0001 | 0
6555 | 1 | 8.1697e-05 | 8.4448e-05 | 0 | 1.4098e-05 | 0.00011416 | 0 | 0.065795 | 0.0001 | 0.14261 | 0.42397 | 0.0001 | 0
6556 | 1 | 7.5118e-05 | 8.9858e-05 | 0 | 3.7595e-05 | 0.00011416 | 0 | 0.056039 | 0.0001 | 0.14228 | 0.42359 | 0.0001 | 0
6557 | 1 | 7.7378e-05 | 0.000106 | 0 | 9.3987e-05 | 0.00011416 | 0 | 0.061281 | 0.0001 | 0.14194 | 0.42321 | 0.0001 | 0
6558 | 1 | 8.2457e-05 | 0.0001113 | 0 | 0.0001821 | 0.00011416 | 0 | 0.064128 | 0.0001 | 0.1416 | 0.42283 | 0.0001 | 0
6559 | 1 | 8.8587e-05 | 9.4248e-05 | 0 | 0.0001586 | 0.00011416 | 0.0087742 | 0.084026 | 0.0001 | 0.14125 | 0.42246 | 0.0001 | 0
6560 | 1 | 9.8877e-05 | 6.9868e-05 | 0 | 0.00014685 | 0.00011416 | 0.061419 | 0.035413 | 0.0001 | 0.14091 | 0.42209 | 0.0001 | 0.039824
6561 | 1 | 0.0001068 | 4.9139e-05 | 0 | 0.00016448 | 0.00011416 | 0.096516 | 0.09132 | 0.0001 | 0.14057 | 0.42171 | 0.0001 | 0.1218
6562 | 1 | 0.000111 | 2.5959e-05 | 0 | 0.00018797 | 0.00011416 | 0.12284 | 0.1349 | 0.0001 | 0.14023 | 0.42133 | 0.0001 | 0.22163
6563 | 1 | 0.000115 | 0 | 0 | 0.00020677 | 0.00011416 | 0.15794 | 0.17648 | 0.0001 | 0.13989 | 0.42096 | 0.0001 | 0.36619
6564 | 1 | 0.0001127 | 0 | 0 | 0.00018797 | 0.00011416 | 0.18426 | 0.1983 | 0.0001 | 0.13955 | 0.42058 | 0.0001 | 0.50651
6565 | 1 | 0.0001115 | 0 | 0 | 0.00019032 | 0.00011416 | 0.19303 | 0.18623 | 0.0001 | 0.13921 | 0.42021 | 0.0001 | 0.52128
6566 | 1 | 0.0001085 | 0 | 0 | 0.00021382 | 0.00011416 | 0.19303 | 0.14956 | 0.0001 | 0.13888 | 0.41983 | 0.0001 | 0.46569
6567 | 1 | 0.0001064 | 0 | 0 | 0.00022322 | 0.00011416 | 0.14039 | 0.078717 | 0.0001 | 0.13854 | 0.41945 | 0.0001 | 0.35473
6568 | 1 | 0.000105 | 0 | 0 | 0.00022322 | 0.00011416 | 0.10529 | 0.064989 | 0.0001 | 0.1382 | 0.41908 | 0.0001 | 0.21288
6569 | 1 | 0.0001056 | 0 | 0 | 0.00016448 | 0.00011416 | 0.017548 | 0.060089 | 0.0001 | 0.13786 | 0.4187 | 0.0001 | 0.057329
6570 | 1 | 0.0001084 | 0 | 0 | 0.00011748 | 0.00011416 | 0 | 0.044694 | 0.0001 | 0.13751 | 0.41833 | 0.0001 | 0
6571 | 1 | 0.0001144 | 0 | 0 | 8.8113e-05 | 0.00011416 | 0 | 0.041847 | 0.0001 | 0.13717 | 0.41795 | 0.0001 | 0
6572 | 1 | 0.0001128 | 0 | 0 | 5.8742e-05 | 0.00011416 | 0 | 0.031242 | 0.0001 | 0.13683 | 0.41757 | 0.0001 | 0
6573 | 1 | 0.0001079 | 1.476e-05 | 0 | 3.7595e-05 | 0.00011416 | 0 | 0.044628 | 0.0001 | 0.13649 | 0.4172 | 0.0001 | 0
6574 | 1 | 0.0001034 | 2.8999e-05 | 0 | 2.3497e-05 | 0.00011416 | 0 | 0.041119 | 0.0001 | 0.13616 | 0.41683 | 0.0001 | 0
6575 | 1 | 9.3877e-05 | 4.5099e-05 | 0 | 9.3987e-06 | 0.00011416 | 0 | 0.051592 | 0.0001 | 0.13581 | 0.41645 | 0.0001 | 0
6576 | 1 | 8.8067e-05 | 6.6498e-05 | 0 | 5.8742e-06 | 0.00011416 | 0 | 0.069834 | 0.0001 | 0.13548 | 0.41607 | 0.0001 | 0
6577 | 1 | 8.1317e-05 | 7.9428e-05 | 0 | 2.3497e-06 | 0.00011416 | 0 | 0.068642 | 0.0001 | 0.13514 | 0.41569 | 0.0001 | 0
6578 | 1 | 7.6238e-05 | 9.1018e-05 | 0 | 1.1748e-06 | 0.00011416 | 0 | 0.065795 | 0.0001 | 0.1348 | 0.41532 | 0.0001 | 0
6579 | 1 | 7.2938e-05 | 8.9488e-05 | 0 | 1.4098e-05 | 0.00011416 | 0 | 0.056039 | 0.0001 | 0.13446 | 0.41495 | 0.0001 | 0
6580 | 1 | 6.7578e-05 | 9.3458e-05 | 0 | 3.7595e-05 | 0.00011416 | 0 | 0.061281 | 0.0001 | 0.13412 | 0.41457 | 0.0001 | 0
6581 | 1 | 6.8398e-05 | 0.0001056 | 0 | 9.3987e-05 | 0.00011416 | 0 | 0.064128 | 0.0001 | 0.13377 | 0.41419 | 0.0001 | 0
6582 | 1 | 7.0668e-05 | 0.0001092 | 0 | 0.0001821 | 0.00011416 | 0 | 0.084026 | 0.0001 | 0.13343 | 0.41382 | 0.0001 | 0
6583 | 1 | 7.3378e-05 | 9.3678e-05 | 0 | 0.0001586 | 0.00011416 | 0.017548 | 0.035413 | 0.0001 | 0.1331 | 0.41344 | 0.0001 | 0
6584 | 1 | 8.0567e-05 | 6.7548e-05 | 0 | 0.00014685 | 0.00011416 | 0.14916 | 0.09132 | 0.0001 | 0.13276 | 0.41307 | 0.0001 | 0.035966
6585 | 1 | 8.8837e-05 | 4.6209e-05 | 0 | 0.00016448 | 0.00011416 | 0.2369 | 0.1349 | 0.0001 | 0.13243 | 0.41269 | 0.0001 | 0.13785
6586 | 1 | 9.4657e-05 | 2.5649e-05 | 0 | 0.00018797 | 0.00011416 | 0.25445 | 0.17648 | 0.0001 | 0.13208 | 0.41231 | 0.0001 | 0.27826
6587 | 1 | 0.0001004 | 0 | 0 | 0.00020677 | 0.00011416 | 0.26323 | 0.1983 | 0.0001 | 0.13174 | 0.41194 | 0.0001 | 0.40441
6588 | 1 | 0.0001007 | 0 | 0 | 0.00018797 | 0.00011416 | 0.21058 | 0.18623 | 0.0001 | 0.1314 | 0.41156 | 0.0001 | 0.5017
6589 | 1 | 9.7167e-05 | 0 | 0 | 0.00019032 | 0.00011416 | 0.16671 | 0.14956 | 0.0001 | 0.13106 | 0.41119 | 0.0001 | 0.52253
6590 | 1 | 9.2767e-05 | 0 | 0 | 0.00021382 | 0.00011416 | 0.19303 | 0.078717 | 0.0001 | 0.13072 | 0.41082 | 0.0001 | 0.46851
6591 | 1 | 9.0287e-05 | 0 | 0 | 0.00022322 | 0.00011416 | 0.14916 | 0.064989 | 0.0001 | 0.13038 | 0.41043 | 0.0001 | 0.35952
6592 | 1 | 9.0807e-05 | 0 | 0 | 0.00022322 | 0.00011416 | 0.11406 | 0.060089 | 0.0001 | 0.13004 | 0.41006 | 0.0001 | 0.22071
6593 | 1 | 9.5857e-05 | 0 | 0 | 0.00016448 | 0.00011416 | 0.017548 | 0.044694 | 0.0001 | 0.1297 | 0.40969 | 0.0001 | 0.059847
6594 | 1 | 0.0001023 | 0 | 0 | 0.00011748 | 0.00011416 | 0 | 0.041847 | 0.0001 | 0.12936 | 0.40931 | 0.0001 | 0
6595 | 1 | 0.0001111 | 0 | 0 | 8.8113e-05 | 0.00011416 | 0 | 0.031242 | 0.0001 | 0.12903 | 0.40895 | 0.0001 | 0
6596 | 1 | 0.0001103 | 0 | 0 | 5.8742e-05 | 0.00011416 | 0 | 0.044628 | 0.0001 | 0.12869 | 0.40858 | 0.0001 | 0
6597 | 1 | 0.0001053 | 1.9389e-05 | 0 | 3.7595e-05 | 0.00011416 | 0 | 0.041119 | 0.0001 | 0.12835 | 0.40821 | 0.0001 | 0
6598 | 1 | 0.0001007 | 3.1749e-05 | 0 | 2.3497e-05 | 0.00011416 | 0 | 0.051592 | 0.0001 | 0.128 | 0.40783 | 0.0001 | 0
6599 | 1 | 9.0187e-05 | 4.5809e-05 | 0 | 9.3987e-06 | 0.00011416 | 0 | 0.036142 | 0.0001 | 0.12766 | 0.40746 | 0.0001 | 0
6600 | 1 | 8.4257e-05 | 7.1818e-05 | 0 | 5.8742e-06 | 0.00011416 | 0 | 0.017447 | 0.0001 | 0.12732 | 0.40708 | 0.0001 | 0
6601 | 1 | 7.9357e-05 | 7.9858e-05 | 0 | 2.3497e-06 | 0.00011416 | 0 | 0.017447 | 0.0001 | 0.18305 | 0.4067 | 0.0001 | 0
6602 | 1 | 7.5588e-05 | 9.1538e-05 | 0 | 1.1748e-06 | 0.00011416 | 0 | 0.01545 | 0.0001 | 0.18271 | 0.40633 | 0.0001 | 0
6603 | 1 | 7.4428e-05 | 8.3958e-05 | 0 | 1.4098e-05 | 0.00011416 | 0 | 0.018308 | 0.0001 | 0.18237 | 0.40595 | 0.0001 | 0
6604 | 1 | 7.2708e-05 | 8.9038e-05 | 0 | 3.7595e-05 | 0.00011416 | 0 | 0.040655 | 0.0001 | 0.18202 | 0.40558 | 0.0001 | 0
6605 | 1 | 8.3477e-05 | 0.0001049 | 0 | 9.3987e-05 | 0.00011416 | 0 | 0.043503 | 0.0001 | 0.18169 | 0.4052 | 0.0001 | 0
6606 | 1 | 0.0001013 | 0.0001142 | 0 | 0.0001821 | 0.00011416 | 0 | 0.052066 | 0.0001 | 0.18135 | 0.40482 | 0.0001 | 0
6607 | 1 | 0.0001198 | 0.0001008 | 0 | 0.0001586 | 0.00011416 | 0.026323 | 0.058964 | 0.0001 | 0.18101 | 0.40445 | 0.0001 | 0
6608 | 1 | 0.0001306 | 7.6378e-05 | 0 | 0.00014685 | 0.00011416 | 0.21936 | 0.026861 | 0.0001 | 0.18067 | 0.40408 | 0.0001 | 0.08952
6609 | 1 | 0.0001358 | 4.8809e-05 | 0 | 0.00016448 | 0.00011416 | 0.35974 | 0.0085526 | 0.0001 | 0.18033 | 0.4037 | 0.0001 | 0.22637
6610 | 1 | 0.0001415 | 2.1159e-05 | 0 | 0.00018797 | 0.00011416 | 0.46503 | 0.0057054 | 0.0001 | 0.17999 | 0.40332 | 0.0001 | 0.40154
6611 | 1 | 0.0001473 | 0 | 0 | 0.00020677 | 0.00011416 | 0.544 | 0.017105 | 0.0001 | 0.17965 | 0.40294 | 0.0001 | 0.50933
6612 | 1 | 0.0001373 | 0 | 0 | 0.00018797 | 0.00011416 | 0.61419 | 0.040655 | 0.0001 | 0.17931 | 0.40257 | 0.0001 | 0.54249
6613 | 1 | 0.0001386 | 0 | 0 | 0.00019032 | 0.00011416 | 0.61419 | 0.0504 | 0.0001 | 0.17897 | 0.4022 | 0.0001 | 0.52087
6614 | 1 | 0.0001364 | 0 | 0 | 0.00021382 | 0.00011416 | 0.56155 | 0.051194 | 0.0001 | 0.17864 | 0.40182 | 0.0001 | 0.4671
6615 | 1 | 0.0001345 | 0 | 0 | 0.00022322 | 0.00011416 | 0.44748 | 0.050731 | 0.0001 | 0.17829 | 0.40144 | 0.0001 | 0.3566
6616 | 1 | 0.0001317 | 0 | 0 | 0.00022322 | 0.00011416 | 0.28955 | 0.076731 | 0.0001 | 0.17795 | 0.40107 | 0.0001 | 0.21436
6617 | 1 | 0.0001277 | 0 | 0 | 0.00016448 | 0.00011416 | 0.035097 | 0.11712 | 0.0001 | 0.17761 | 0.40069 | 0.0001 | 0.056813
6618 | 1 | 0.0001288 | 0 | 0 | 0.00011748 | 0.00011416 | 0 | 0.11613 | 0.0001 | 0.17727 | 0.40032 | 0.0001 | 0
6619 | 1 | 0.000133 | 0 | 0 | 8.8113e-05 | 0.00011416 | 0 | 0.11201 | 0.0001 | 0.17693 | 0.39995 | 0.0001 | 0
6620 | 1 | 0.0001284 | 0 | 0 | 5.8742e-05 | 0.00011416 | 0 | 0.1197 | 0.0001 | 0.1766 | 0.39956 | 0.0001 | 0
6621 | 1 | 0.000122 | 1.105e-05 | 0 | 3.7595e-05 | 0.00011416 | 0 | 0.1262 | 0.0001 | 0.17625 | 0.39919 | 0.0001 | 0
6622 | 1 | 0.0001143 | 2.3349e-05 | 0 | 2.3497e-05 | 0.00011416 | 0 | 0.13145 | 0.0001 | 0.17591 | 0.39881 | 0.0001 | 0
6623 | 1 | 0.0001018 | 4.1449e-05 | 0 | 9.3987e-06 | 0.00011416 | 0 | 0.11653 | 0.0001 | 0.17558 | 0.39844 | 0.0001 | 0
6624 | 1 | 9.5737e-05 | 6.3648e-05 | 0 | 5.8742e-06 | 0.00011416 | 0 | 0.10319 | 0.0001 | 0.17524 | 0.39807 | 0.0001 | 0
6625 | 1 | 9.3057e-05 | 5.4299e-05 | 0 | 2.3497e-06 | 0.00011416 | 0 | 0.088208 | 0.0001 | 0.1749 | 0.39768 | 0.0001 | 0
6626 | 1 | 8.6907e-05 | 7.4168e-05 | 0 | 1.1748e-06 | 0.00011416 | 0 | 0.070032 | 0.0001 | 0.17455 | 0.39731 | 0.0001 | 0
6627 | 1 | 8.3487e-05 | 8.0148e-05 | 0 | 1.4098e-05 | 0.00011416 | 0 | 0.068046 | 0.0001 | 0.17421 | 0.39694 | 0.0001 | 0
6628 | 1 | 8.1027e-05 | 7.3678e-05 | 0 | 3.7595e-05 | 0.00011416 | 0 | 0.056767 | 0.0001 | 0.17387 | 0.39656 | 0.0001 | 0
6629 | 1 | 9.0597e-05 | 6.7488e-05 | 0 | 9.3987e-05 | 0.00011416 | 0 | 0.055112 | 0.0001 | 0.17354 | 0.39618 | 0.0001 | 0
6630 | 1 | 0.0001083 | 8.9448e-05 | 0 | 0.0001821 | 0.00011416 | 0 | 0.065662 | 0.0001 | 0.1732 | 0.3958 | 0.0001 | 0
6631 | 1 | 0.0001272 | 7.4628e-05 | 0 | 0.0001586 | 0.00011416 | 0.026323 | 0.068509 | 0.0001 | 0.17286 | 0.39543 | 0.0001 | 0
6632 | 1 | 0.0001343 | 7.7648e-05 | 0 | 0.00014685 | 0.00011416 | 0.2369 | 0.036936 | 0.0001 | 0.17251 | 0.39506 | 0.0001 | 0.10191
6633 | 1 | 0.000137 | 5.4159e-05 | 0 | 0.00016448 | 0.00011416 | 0.36852 | 0.058964 | 0.0001 | 0.17218 | 0.39468 | 0.0001 | 0.25937
6634 | 1 | 0.0001428 | 2.4689e-05 | 0 | 0.00018797 | 0.00011416 | 0.42994 | 0.079986 | 0.0001 | 0.17184 | 0.3943 | 0.0001 | 0.42028
6635 | 1 | 0.000149 | 0 | 0 | 0.00020677 | 0.00011416 | 0.51768 | 0.090857 | 0.0001 | 0.1715 | 0.39393 | 0.0001 | 0.51484
6636 | 1 | 0.0001383 | 0 | 0 | 0.00018797 | 0.00011416 | 0.50013 | 0.11347 | 0.0001 | 0.17116 | 0.39355 | 0.0001 | 0.54561
6637 | 1 | 0.00014 | 0 | 0 | 0.00019032 | 0.00011416 | 0.44748 | 0.14425 | 0.0001 | 0.17082 | 0.39318 | 0.0001 | 0.52786
6638 | 1 | 0.0001379 | 0 | 0 | 0.00021382 | 0.00011416 | 0.37729 | 0.13861 | 0.0001 | 0.17048 | 0.3928 | 0.0001 | 0.47005
6639 | 1 | 0.0001357 | 0 | 0 | 0.00022322 | 0.00011416 | 0.29832 | 0.12243 | 0.0001 | 0.17014 | 0.39242 | 0.0001 | 0.35722
6640 | 1 | 0.0001334 | 0 | 0 | 0.00022322 | 0.00011416 | 0.19303 | 0.11679 | 0.0001 | 0.1698 | 0.39205 | 0.0001 | 0.21525
6641 | 1 | 0.0001298 | 0 | 0 | 0.00016448 | 0.00011416 | 0.026323 | 0.1264 | 0.0001 | 0.16946 | 0.39167 | 0.0001 | 0.054987
6642 | 1 | 0.0001303 | 0 | 0 | 0.00011748 | 0.00011416 | 0 | 0.13191 | 0.0001 | 0.16913 | 0.3913 | 0.0001 | 0
6643 | 1 | 0.0001348 | 0 | 0 | 8.8113e-05 | 0.00011416 | 0 | 0.16023 | 0.0001 | 0.16878 | 0.39093 | 0.0001 | 0
6644 | 1 | 0.0001303 | 0 | 0 | 5.8742e-05 | 0.00011416 | 0 | 0.18689 | 0.0001 | 0.16844 | 0.39054 | 0.0001 | 0
6645 | 1 | 0.0001217 | 1.898e-05 | 0 | 3.7595e-05 | 0.00011416 | 0 | 0.21899 | 0.0001 | 0.1681 | 0.39017 | 0.0001 | 0
6646 | 1 | 0.0001131 | 4.1259e-05 | 0 | 2.3497e-05 | 0.00011416 | 0 | 0.21699 | 0.0001 | 0.16776 | 0.3898 | 0.0001 | 0
6647 | 1 | 0.0001019 | 4.6549e-05 | 0 | 9.3987e-06 | 0.00011416 | 0 | 0.19438 | 0.0001 | 0.16742 | 0.38942 | 0.0001 | 0
6648 | 1 | 9.5937e-05 | 6.9358e-05 | 0 | 5.8742e-06 | 0.00011416 | 0 | 0.17495 | 0.0001 | 0.16708 | 0.38905 | 0.0001 | 0
6649 | 1 | 9.1617e-05 | 7.8178e-05 | 0 | 2.3497e-06 | 0.00011416 | 0 | 0.15273 | 0.0001 | 0.16704 | 0.38932 | 0.0001 | 0
6650 | 1 | 8.4977e-05 | 0.0001033 | 0 | 1.1748e-06 | 0.00011416 | 0 | 0.14584 | 0.0001 | 0.16751 | 0.39062 | 0.0001 | 0
6651 | 1 | 8.1977e-05 | 0.0001004 | 0 | 1.4098e-05 | 0.00011416 | 0 | 0.1483 | 0.0001 | 0.16797 | 0.39195 | 0.0001 | 0
6652 | 1 | 7.9787e-05 | 9.4888e-05 | 0 | 3.7595e-05 | 0.00011416 | 0 | 0.15154 | 0.0001 | 0.16842 | 0.39327 | 0.0001 | 0
6653 | 1 | 9.0267e-05 | 7.9548e-05 | 0 | 9.3987e-05 | 0.00011416 | 0 | 0.16115 | 0.0001 | 0.16889 | 0.3946 | 0.0001 | 0
6654 | 1 | 0.0001101 | 6.2328e-05 | 0 | 0.0001821 | 0.00011416 | 0 | 0.17807 | 0.0001 | 0.16935 | 0.39594 | 0.0001 | 0
6655 | 1 | 0.0001275 | 6.2628e-05 | 0 | 0.0001586 | 0.00011416 | 0.017548 | 0.2091 | 0.0001 | 0.16981 | 0.39726 | 0.0001 | 0
6656 | 1 | 0.0001346 | 6.4958e-05 | 0 | 0.00014685 | 0.00011416 | 0.10529 | 0.16481 | 0.0001 | 0.17028 | 0.39856 | 0.0001 | 0.094462
6657 | 1 | 0.0001374 | 4.9569e-05 | 0 | 0.00016448 | 0.00011416 | 0.14039 | 0.2117 | 0.0001 | 0.17074 | 0.39989 | 0.0001 | 0.23192
6658 | 1 | 0.0001429 | 2.0349e-05 | 0 | 0.00018797 | 0.00011416 | 0.15794 | 0.29599 | 0.0001 | 0.1712 | 0.40121 | 0.0001 | 0.33301
6659 | 1 | 0.000148 | 0 | 0 | 0.00020677 | 0.00011416 | 0.12284 | 0.32869 | 0.0001 | 0.17167 | 0.40254 | 0.0001 | 0.41
6660 | 1 | 0.0001385 | 0 | 0 | 0.00018797 | 0.00011416 | 0.13161 | 0.38114 | 0.0001 | 0.17212 | 0.40388 | 0.0001 | 0.46325
6661 | 1 | 0.0001393 | 0 | 0 | 0.00019032 | 0.00011416 | 0.10529 | 0.36615 | 0.0001 | 0.17258 | 0.40518 | 0.0001 | 0.48946
6662 | 1 | 0.000137 | 0 | 0 | 0.00021382 | 0.00011416 | 0.070194 | 0.34718 | 0.0001 | 0.17305 | 0.4065 | 0.0001 | 0.44522
6663 | 1 | 0.000135 | 0 | 0 | 0.00022322 | 0.00011416 | 0.061419 | 0.30527 | 0.0001 | 0.17352 | 0.40783 | 0.0001 | 0.32817
6664 | 1 | 0.0001318 | 0 | 0 | 0.00022322 | 0.00011416 | 0.052645 | 0.28511 | 0.0001 | 0.17397 | 0.40916 | 0.0001 | 0.19738
6665 | 1 | 0.0001284 | 0 | 0 | 0.00016448 | 0.00011416 | 0.0087742 | 0.29121 | 0.0001 | 0.17444 | 0.41048 | 0.0001 | 0.040259
6666 | 1 | 0.0001299 | 0 | 0 | 0.00011748 | 0.00011416 | 0 | 0.28054 | 0.0001 | 0.1749 | 0.41182 | 0.0001 | 0
6667 | 1 | 0.000135 | 0 | 0 | 8.8113e-05 | 0.00011416 | 0 | 0.21123 | 0.0001 | 0.17536 | 0.41312 | 0.0001 | 0
6668 | 1 | 0.0001278 | 2.1989e-05 | 0 | 5.8742e-05 | 0.00011416 | 0 | 0.1418 | 0.0001 | 0.17582 | 0.41444 | 0.0001 | 0
6669 | 1 | 0.000121 | 3.4559e-05 | 0 | 3.7595e-05 | 0.00011416 | 0 | 0.081112 | 0.0001 | 0.17628 | 0.41577 | 0.0001 | 0
6670 | 1 | 0.0001134 | 4.9819e-05 | 0 | 2.3497e-05 | 0.00011416 | 0 | 0.053192 | 0.0001 | 0.17674 | 0.4171 | 0.0001 | 0
6671 | 1 | 0.0001028 | 4.9569e-05 | 0 | 9.3987e-06 | 0.00011416 | 0 | 0.048347 | 0.0001 | 0.17722 | 0.41843 | 0.0001 | 0
6672 | 1 | 9.5757e-05 | 7.8048e-05 | 0 | 5.8742e-06 | 0.00011416 | 0 | 0.15273 | 0.0001 | 0.17767 | 0.41976 | 0.0001 | 0
6673 | 1 | 9.0237e-05 | 9.8227e-05 | 0 | 2.3497e-06 | 0.00011416 | 0 | 0.14584 | 0.0001 | 0.17813 | 0.42106 | 0.0001 | 0
6674 | 1 | 8.4857e-05 | 0.0001058 | 0 | 1.1748e-06 | 0.00011416 | 0 | 0.1483 | 0.0001 | 0.1786 | 0.42238 | 0.0001 | 0
6675 | 1 | 8.2927e-05 | 9.4638e-05 | 0 | 1.4098e-05 | 0.00011416 | 0 | 0.15154 | 0.0001 | 0.17905 | 0.42371 | 0.0001 | 0
6676 | 1 | 7.9927e-05 | 0.0001009 | 0 | 3.7595e-05 | 0.00011416 | 0 | 0.16115 | 0.0001 | 0.17951 | 0.42504 | 0.0001 | 0
6677 | 1 | 8.8507e-05 | 0.0001127 | 0 | 9.3987e-05 | 0.00011416 | 0 | 0.17807 | 0.0001 | 0.17998 | 0.42637 | 0.0001 | 0
6678 | 1 | 0.0001048 | 0.0001226 | 0 | 0.0001821 | 0.00011416 | 0 | 0.2091 | 0.0001 | 0.18044 | 0.4277 | 0.0001 | 0
6679 | 1 | 0.0001243 | 0.0001086 | 0 | 0.0001586 | 0.00011416 | 0.026323 | 0.16481 | 0.0001 | 0.1809 | 0.429 | 0.0001 | 0
6680 | 1 | 0.0001333 | 8.2718e-05 | 0 | 0.00014685 | 0.00011416 | 0.2369 | 0.2117 | 0.0001 | 0.18137 | 0.43032 | 0.0001 | 0.11289
6681 | 1 | 0.0001371 | 5.1989e-05 | 0 | 0.00016448 | 0.00011416 | 0.42116 | 0.29599 | 0.0001 | 0.18183 | 0.43165 | 0.0001 | 0.25526
6682 | 1 | 0.0001429 | 1.9869e-05 | 0 | 0.00018797 | 0.00011416 | 0.544 | 0.32869 | 0.0001 | 0.18229 | 0.43298 | 0.0001 | 0.38034
6683 | 1 | 0.0001483 | 0 | 0 | 0.00020677 | 0.00011416 | 0.62297 | 0.38114 | 0.0001 | 0.18275 | 0.43431 | 0.0001 | 0.44095
6684 | 1 | 0.0001384 | 0 | 0 | 0.00018797 | 0.00011416 | 0.63174 | 0.36615 | 0.0001 | 0.18321 | 0.43564 | 0.0001 | 0.46618
6685 | 1 | 0.0001394 | 0 | 0 | 0.00019032 | 0.00011416 | 0.58787 | 0.34718 | 0.0001 | 0.18367 | 0.43694 | 0.0001 | 0.36087
6686 | 1 | 0.0001382 | 0 | 0 | 0.00021382 | 0.00011416 | 0.50013 | 0.30527 | 0.0001 | 0.18413 | 0.43826 | 0.0001 | 0.24362
6687 | 1 | 0.0001365 | 0 | 0 | 0.00022322 | 0.00011416 | 0.39484 | 0.28511 | 0.0001 | 0.1846 | 0.43959 | 0.0001 | 0.091713
6688 | 1 | 0.000136 | 0 | 0 | 0.00022322 | 0.00011416 | 0.26323 | 0.29121 | 0.0001 | 0.18506 | 0.44092 | 0.0001 | 0.013731
6689 | 1 | 0.0001337 | 0 | 0 | 0.00016448 | 0.00011416 | 0.035097 | 0.28054 | 0.0001 | 0.18553 | 0.44225 | 0.0001 | 0
6690 | 1 | 0.0001355 | 0 | 0 | 0.00011748 | 0.00011416 | 0 | 0.21123 | 0.0001 | 0.18598 | 0.44358 | 0.0001 | 0
6691 | 1 | 0.0001384 | 0 | 0 | 8.8113e-05 | 0.00011416 | 0 | 0.1418 | 0.0001 | 0.18644 | 0.44488 | 0.0001 | 0
6692 | 1 | 0.0001311 | 0 | 0 | 5.8742e-05 | 0.00011416 | 0 | 0.081112 | 0.0001 | 0.18691 | 0.4462 | 0.0001 | 0
6693 | 1 | 0.0001241 | 7.2438e-06 | 0 | 3.7595e-05 | 0.00011416 | 0 | 0.053192 | 0.0001 | 0.18737 | 0.44753 | 0.0001 | 0
6694 | 1 | 0.0001168 | 2.6109e-05 | 0 | 2.3497e-05 | 0.00011416 | 0 | 0.048347 | 0.0001 | 0.18783 | 0.44886 | 0.0001 | 0
6695 | 1 | 0.0001047 | 4.4469e-05 | 0 | 9.3987e-06 | 0.00011416 | 0 | 0.046361 | 0.0001 | 0.1883 | 0.45019 | 0.0001 | 0
6696 | 1 | 9.8377e-05 | 7.4558e-05 | 0 | 5.8742e-06 | 0.00011416 | 0 | 0.10253 | 0.0001 | 0.18876 | 0.45152 | 0.0001 | 0
6697 | 1 | 9.1587e-05 | 0.0001042 | 0 | 2.3497e-06 | 0.00011416 | 0 | 0.10253 | 0.0001 | 0.18922 | 0.45282 | 0.0001 | 0
6698 | 1 | 8.4917e-05 | 0.0001306 | 0 | 1.1748e-06 | 0.00011416 | 0 | 0.091585 | 0.0001 | 0.18968 | 0.45414 | 0.0001 | 0
6699 | 1 | 8.3287e-05 | 0.0001164 | 0 | 1.4098e-05 | 0.00011416 | 0 | 0.082701 | 0.0001 | 0.19014 | 0.45547 | 0.0001 | 0
6700 | 1 | 8.1217e-05 | 0.0001205 | 0 | 3.7595e-05 | 0.00011416 | 0 | 0.093251 | 0.0001 | 0.1906 | 0.45681 | 0.0001 | 0
6701 | 1 | 8.7687e-05 | 0.0001514 | 0 | 9.3987e-05 | 0.00011416 | 0 | 0.11666 | 0.0001 | 0.19106 | 0.45813 | 0.0001 | 0
6702 | 1 | 0.0001031 | 0.0001659 | 0 | 0.0001821 | 0.00011416 | 0 | 0.12071 | 0.0001 | 0.19152 | 0.45946 | 0.0001 | 0
6703 | 1 | 0.000123 | 0.0001458 | 0 | 0.0001586 | 0.00011416 | 0.035097 | 0.14079 | 0.0001 | 0.19199 | 0.46076 | 0.0001 | 0
6704 | 1 | 0.0001335 | 0.0001213 | 0 | 0.00014685 | 0.00011416 | 0.26323 | 0.072824 | 0.0001 | 0.19246 | 0.46209 | 0.0001 | 0.00041935
6705 | 1 | 0.0001364 | 0.0001088 | 0 | 0.00016448 | 0.00011416 | 0.42994 | 0.060354 | 0.0001 | 0.19292 | 0.46341 | 0.0001 | 0.043953
6706 | 1 | 0.0001404 | 9.8217e-05 | 0 | 0.00018797 | 0.00011416 | 0.52645 | 0.12554 | 0.0001 | 0.19337 | 0.46475 | 0.0001 | 0.18365
6707 | 1 | 0.0001457 | 8.6078e-05 | 0 | 0.00020677 | 0.00011416 | 0.58787 | 0.15903 | 0.0001 | 0.19384 | 0.46607 | 0.0001 | 0.12071
6708 | 1 | 0.0001369 | 9.7087e-05 | 0 | 0.00018797 | 0.00011416 | 0.61419 | 0.18451 | 0.0001 | 0.1943 | 0.4674 | 0.0001 | 0.21697
6709 | 1 | 0.0001334 | 0.0001147 | 0 | 0.00019032 | 0.00011416 | 0.5791 | 0.20871 | 0.0001 | 0.19476 | 0.4687 | 0.0001 | 0.32044
6710 | 1 | 0.0001328 | 8.7058e-05 | 0 | 0.00021382 | 0.00011416 | 0.46503 | 0.22085 | 0.0001 | 0.19522 | 0.47003 | 0.0001 | 0.10722
6711 | 1 | 0.0001285 | 0.0001014 | 0 | 0.00022322 | 0.00011416 | 0.3071 | 0.20394 | 0.0001 | 0.19569 | 0.47135 | 0.0001 | 0.20882
6712 | 1 | 0.0001245 | 9.8347e-05 | 0 | 0.00022322 | 0.00011416 | 0.13161 | 0.15559 | 0.0001 | 0.19615 | 0.47269 | 0.0001 | 0.074301
6713 | 1 | 0.0001225 | 0.0001072 | 0 | 0.00016448 | 0.00011416 | 0.0087742 | 0.12356 | 0.0001 | 0.19661 | 0.47402 | 0.0001 | 0
6714 | 1 | 0.0001248 | 0.0001109 | 0 | 0.00011748 | 0.00011416 | 0 | 0.11527 | 0.0001 | 0.19707 | 0.47531 | 0.0001 | 0
6715 | 1 | 0.00013 | 9.8677e-05 | 0 | 8.8113e-05 | 0.00011416 | 0 | 0.10877 | 0.0001 | 0.19753 | 0.47664 | 0.0001 | 0
6716 | 1 | 0.0001223 | 0.0001021 | 0 | 5.8742e-05 | 0.00011416 | 0 | 0.10637 | 0.0001 | 0.198 | 0.47797 | 0.0001 | 0
6717 | 1 | 0.0001159 | 0.0001061 | 0 | 3.7595e-05 | 0.00011416 | 0 | 0.089069 | 0.0001 | 0.19845 | 0.47929 | 0.0001 | 0
6718 | 1 | 0.0001095 | 0.000128 | 0 | 2.3497e-05 | 0.00011416 | 0 | 0.078982 | 0.0001 | 0.19892 | 0.48063 | 0.0001 | 0
6719 | 1 | 9.8787e-05 | 0.0001528 | 0 | 9.3987e-06 | 0.00011416 | 0 | 0.080649 | 0.0001 | 0.19939 | 0.48196 | 0.0001 | 0
6720 | 1 | 9.1567e-05 | 0.00019569 | 0 | 5.8742e-06 | 0.00011416 | 0 | 0.098085 | 0.0001 | 0.19985 | 0.48325 | 0.0001 | 0
6721 | 1 | 8.6417e-05 | 0.00020239 | 0 | 2.3497e-06 | 0.00011416 | 0 | 0.12283 | 0.0001 | 0.20031 | 0.48458 | 0.0001 | 0
6722 | 1 | 8.1637e-05 | 0.00021149 | 0 | 1.1748e-06 | 0.00011416 | 0 | 0.12435 | 0.0001 | 0.20077 | 0.48591 | 0.0001 | 0
6723 | 1 | 8.1007e-05 | 0.0001816 | 0 | 1.4098e-05 | 0.00011416 | 0 | 0.13483 | 0.0001 | 0.20123 | 0.48723 | 0.0001 | 0
6724 | 1 | 7.5518e-05 | 0.0001807 | 0 | 3.7595e-05 | 0.00011416 | 0 | 0.16229 | 0.0001 | 0.20169 | 0.48857 | 0.0001 | 0
6725 | 1 | 7.6058e-05 | 0.00019589 | 0 | 9.3987e-05 | 0.00011416 | 0 | 0.17323 | 0.0001 | 0.20215 | 0.4899 | 0.0001 | 0
6726 | 1 | 7.8087e-05 | 0.00020019 | 0 | 0.0001821 | 0.00011416 | 0 | 0.17608 | 0.0001 | 0.20262 | 0.49119 | 0.0001 | 0
6727 | 1 | 8.5727e-05 | 0.000178 | 0 | 0.0001586 | 0.00011416 | 0.0087742 | 0.18457 | 0.0001 | 0.20308 | 0.49252 | 0.0001 | 0
6728 | 1 | 9.6997e-05 | 0.0001421 | 0 | 0.00014685 | 0.00011416 | 0.052645 | 0.14299 | 0.0001 | 0.20355 | 0.49385 | 0.0001 | 0
6729 | 1 | 0.0001054 | 0.0001337 | 0 | 0.00016448 | 0.00011416 | 0.096516 | 0.18257 | 0.0001 | 0.204 | 0.49518 | 0.0001 | 0
6730 | 1 | 0.0001099 | 0.0001259 | 0 | 0.00018797 | 0.00011416 | 0.10529 | 0.19916 | 0.0001 | 0.20446 | 0.49651 | 0.0001 | 0.064184
6731 | 1 | 0.0001133 | 0.0001085 | 0 | 0.00020677 | 0.00011416 | 0.13161 | 0.26972 | 0.0001 | 0.20493 | 0.49784 | 0.0001 | 0.025463
6732 | 1 | 0.0001126 | 0.0001085 | 0 | 0.00018797 | 0.00011416 | 0.12284 | 0.34075 | 0.0001 | 0.20538 | 0.49913 | 0.0001 | 0.048805
6733 | 1 | 0.0001101 | 0.0001301 | 0 | 0.00019032 | 0.00011416 | 0.14039 | 0.42445 | 0.0001 | 0.20585 | 0.50046 | 0.0001 | 0.02825
6734 | 1 | 0.0001086 | 0.0001127 | 0 | 0.00021382 | 0.00011416 | 0.14039 | 0.47386 | 0.0001 | 0.20632 | 0.50179 | 0.0001 | 0.011374
6735 | 1 | 0.0001056 | 0.0001234 | 0 | 0.00022322 | 0.00011416 | 0.11406 | 0.46132 | 0.0001 | 0.20678 | 0.50312 | 0.0001 | 0.0098502
6736 | 1 | 0.0001043 | 0.0001243 | 0 | 0.00022322 | 0.00011416 | 0.078968 | 0.39136 | 0.0001 | 0.20724 | 0.50445 | 0.0001 | 0
6737 | 1 | 0.0001064 | 0.0001301 | 0 | 0.00016448 | 0.00011416 | 0.0087742 | 0.32603 | 0.0001 | 0.2077 | 0.50578 | 0.0001 | 0
6738 | 1 | 0.0001123 | 0.0001262 | 0 | 0.00011748 | 0.00011416 | 0 | 0.36794 | 0.0001 | 0.20816 | 0.50708 | 0.0001 | 0
6739 | 1 | 0.0001148 | 0.0001107 | 0 | 8.8113e-05 | 0.00011416 | 0 | 0.42358 | 0.0001 | 0.20862 | 0.5084 | 0.0001 | 0
6740 | 1 | 0.0001082 | 0.0001077 | 0 | 5.8742e-05 | 0.00011416 | 0 | 0.42677 | 0.0001 | 0.20908 | 0.50973 | 0.0001 | 0
6741 | 1 | 0.0001037 | 0.0001089 | 0 | 3.7595e-05 | 0.00011416 | 0 | 0.42955 | 0.0001 | 0.20954 | 0.51106 | 0.0001 | 0
6742 | 1 | 9.9387e-05 | 0.000137 | 0 | 2.3497e-05 | 0.00011416 | 0 | 0.46543 | 0.0001 | 0.21001 | 0.51239 | 0.0001 | 0
6743 | 1 | 9.0297e-05 | 0.0001666 | 0 | 9.3987e-06 | 0.00011416 | 0 | 0.46875 | 0.0001 | 0.21048 | 0.51372 | 0.0001 | 0
6744 | 1 | 8.3627e-05 | 0.00020779 | 0 | 5.8742e-06 | 0.00011416 | 0 | 0.40773 | 0.0001 | 0.21093 | 0.51502 | 0.0001 | 0
6745 | 1 | 7.7817e-05 | 0.00021339 | 0 | 2.3497e-06 | 0.00011416 | 0 | 0.35408 | 0.0001 | 0.2114 | 0.51634 | 0.0001 | 0
6746 | 1 | 7.4148e-05 | 0.00022019 | 0 | 1.1748e-06 | 0.00011416 | 0 | 0.31051 | 0.0001 | 0.21186 | 0.51767 | 0.0001 | 0
6747 | 1 | 7.5068e-05 | 0.0001867 | 0 | 1.4098e-05 | 0.00011416 | 0 | 0.33365 | 0.0001 | 0.21231 | 0.519 | 0.0001 | 0
6748 | 1 | 7.1038e-05 | 0.0001868 | 0 | 3.7595e-05 | 0.00011416 | 0 | 0.3385 | 0.0001 | 0.21278 | 0.52033 | 0.0001 | 0
6749 | 1 | 7.0098e-05 | 0.00020649 | 0 | 9.3987e-05 | 0.00011416 | 0 | 0.36118 | 0.0001 | 0.21324 | 0.52166 | 0.0001 | 0
6750 | 1 | 6.8388e-05 | 0.00020979 | 0 | 0.0001821 | 0.00011416 | 0 | 0.36921 | 0.0001 | 0.21371 | 0.52296 | 0.0001 | 0
6751 | 1 | 7.1458e-05 | 0.0001823 | 0 | 0.0001586 | 0.00011416 | 0.017548 | 0.40018 | 0.0001 | 0.21417 | 0.52428 | 0.0001 | 0
6752 | 1 | 7.9297e-05 | 0.0001427 | 0 | 0.00014685 | 0.00011416 | 0.14039 | 0.3387 | 0.0001 | 0.21463 | 0.52561 | 0.0001 | 0
6753 | 1 | 8.6387e-05 | 0.0001354 | 0 | 0.00016448 | 0.00011416 | 0.2369 | 0.30441 | 0.0001 | 0.21509 | 0.52695 | 0.0001 | 0.037244
6754 | 1 | 9.2137e-05 | 0.0001195 | 0 | 0.00018797 | 0.00011416 | 0.28077 | 0.33532 | 0.0001 | 0.21555 | 0.52827 | 0.0001 | 0.10514
6755 | 1 | 9.6987e-05 | 0.0001025 | 0 | 0.00020677 | 0.00011416 | 0.33342 | 0.32318 | 0.0001 | 0.21601 | 0.5296 | 0.0001 | 0.24933
6756 | 1 | 9.9247e-05 | 9.3788e-05 | 0 | 0.00018797 | 0.00011416 | 0.34219 | 0.27841 | 0.0001 | 0.21647 | 0.5309 | 0.0001 | 0.24519
6757 | 1 | 9.3687e-05 | 0.0001007 | 0 | 0.00019032 | 0.00011416 | 0.24568 | 0.23404 | 0.0001 | 0.21694 | 0.53222 | 0.0001 | 0.36198
6758 | 1 | 9.0877e-05 | 7.6958e-05 | 0 | 0.00021382 | 0.00011416 | 0.18426 | 0.19359 | 0.0001 | 0.21741 | 0.53356 | 0.0001 | 0.32437
6759 | 1 | 8.9307e-05 | 7.2138e-05 | 0 | 0.00022322 | 0.00011416 | 0.12284 | 0.14709 | 0.0001 | 0.21786 | 0.53489 | 0.0001 | 0.19216
6760 | 1 | 9.0727e-05 | 7.1018e-05 | 0 | 0.00022322 | 0.00011416 | 0.070194 | 0.08482 | 0.0001 | 0.21833 | 0.53621 | 0.0001 | 0.062746
6761 | 1 | 9.5497e-05 | 7.7508e-05 | 0 | 0.00016448 | 0.00011416 | 0.0087742 | 0.096099 | 0.0001 | 0.21879 | 0.53754 | 0.0001 | 0
6762 | 1 | 0.000104 | 8.2338e-05 | 0 | 0.00011748 | 0.00011416 | 0 | 0.057231 | 0.0001 | 0.21925 | 0.53884 | 0.0001 | 0
6763 | 1 | 0.0001122 | 8.0758e-05 | 0 | 8.8113e-05 | 0.00011416 | 0 | 0.045897 | 0.0001 | 0.21971 | 0.54016 | 0.0001 | 0
6764 | 1 | 0.0001073 | 8.0418e-05 | 0 | 5.8742e-05 | 0.00011416 | 0 | 0.1022 | 0.0001 | 0.22017 | 0.5415 | 0.0001 | 0
6765 | 1 | 0.0001042 | 8.1528e-05 | 0 | 3.7595e-05 | 0.00011416 | 0 | 0.19061 | 0.0001 | 0.22063 | 0.54283 | 0.0001 | 0
6766 | 1 | 9.9897e-05 | 0.0001052 | 0 | 2.3497e-05 | 0.00011416 | 0 | 0.22728 | 0.0001 | 0.2211 | 0.54415 | 0.0001 | 0
6767 | 1 | 8.9587e-05 | 0.0001247 | 0 | 9.3987e-06 | 0.00011416 | 0 | 0.20672 | 0.0001 | 0.22156 | 0.54545 | 0.0001 | 0
6768 | 1 | 8.3237e-05 | 0.0001575 | 0 | 5.8742e-06 | 0.00011416 | 0 | 0.20513 | 0.0001 | 0.22202 | 0.54678 | 0.0001 | 0
6769 | 1 | 7.9247e-05 | 0.0001642 | 0 | 2.3497e-06 | 0.00011416 | 0 | 0.18609 | 0.0001 | 0.29195 | 0.5481 | 0.0001 | 0
6770 | 1 | 7.6528e-05 | 0.0001676 | 0 | 1.1748e-06 | 0.00011416 | 0 | 0.15864 | 0.0001 | 0.29242 | 0.54944 | 0.0001 | 0
6771 | 1 | 7.8677e-05 | 0.00014 | 0 | 1.4098e-05 | 0.00011416 | 0 | 0.13039 | 0.0001 | 0.29288 | 0.55077 | 0.0001 | 0
6772 | 1 | 7.8817e-05 | 0.0001372 | 0 | 3.7595e-05 | 0.00011416 | 0 | 0.16023 | 0.0001 | 0.29333 | 0.55209 | 0.0001 | 0
6773 | 1 | 8.8667e-05 | 0.0001463 | 0 | 9.3987e-05 | 0.00011416 | 0 | 0.17807 | 0.0001 | 0.2938 | 0.55339 | 0.0001 | 0
6774 | 1 | 0.0001057 | 0.000142 | 0 | 0.0001821 | 0.00011416 | 0 | 0.19504 | 0.0001 | 0.29426 | 0.55472 | 0.0001 | 0
6775 | 1 | 0.0001259 | 0.0001163 | 0 | 0.0001586 | 0.00011416 | 0.0087742 | 0.20798 | 0.0001 | 0.29472 | 0.55604 | 0.0001 | 0
6776 | 1 | 0.0001383 | 8.7958e-05 | 0 | 0.00014685 | 0.00011416 | 0.052645 | 0.19385 | 0.0001 | 0.29519 | 0.55738 | 0.0001 | 0
6777 | 1 | 0.0001435 | 7.8318e-05 | 0 | 0.00016448 | 0.00011416 | 0.096516 | 0.18808 | 0.0001 | 0.29565 | 0.55871 | 0.0001 | 0
6778 | 1 | 0.0001484 | 6.7148e-05 | 0 | 0.00018797 | 0.00011416 | 0.14039 | 0.28365 | 0.0001 | 0.29611 | 0.56003 | 0.0001 | 0.069177
6779 | 1 | 0.0001524 | 5.3039e-05 | 0 | 0.00020677 | 0.00011416 | 0.12284 | 0.35249 | 0.0001 | 0.29657 | 0.56133 | 0.0001 | 0.15657
6780 | 1 | 0.0001436 | 3.9799e-05 | 0 | 0.00018797 | 0.00011416 | 0.16671 | 0.39089 | 0.0001 | 0.29703 | 0.56266 | 0.0001 | 0.18055
6781 | 1 | 0.0001441 | 3.7649e-05 | 0 | 0.00019032 | 0.00011416 | 0.14916 | 0.44561 | 0.0001 | 0.29749 | 0.56399 | 0.0001 | 0.28521
6782 | 1 | 0.0001428 | 2.5459e-05 | 0 | 0.00021382 | 0.00011416 | 0.17548 | 0.43705 | 0.0001 | 0.29796 | 0.56532 | 0.0001 | 0.23816
6783 | 1 | 0.0001414 | 1.27e-05 | 0 | 0.00022322 | 0.00011416 | 0.14039 | 0.38645 | 0.0001 | 0.29841 | 0.56665 | 0.0001 | 0.23882
6784 | 1 | 0.0001395 | 0 | 0 | 0.00022322 | 0.00011416 | 0.078968 | 0.23909 | 0.0001 | 0.29888 | 0.56797 | 0.0001 | 0.1479
6785 | 1 | 0.0001353 | 0 | 0 | 0.00016448 | 0.00011416 | 0.0087742 | 0.229 | 0.0001 | 0.29935 | 0.56927 | 0.0001 | 0.0024067
6786 | 1 | 0.000135 | 1.655e-05 | 0 | 0.00011748 | 0.00011416 | 0 | 0.21567 | 0.0001 | 0.29981 | 0.5706 | 0.0001 | 0
6787 | 1 | 0.0001392 | 2.1379e-05 | 0 | 8.8113e-05 | 0.00011416 | 0 | 0.19061 | 0.0001 | 0.30026 | 0.57194 | 0.0001 | 0
6788 | 1 | 0.0001313 | 2.9259e-05 | 0 | 5.8742e-05 | 0.00011416 | 0 | 0.16315 | 0.0001 | 0.30073 | 0.57326 | 0.0001 | 0
6789 | 1 | 0.000124 | 3.7749e-05 | 0 | 3.7595e-05 | 0.00011416 | 0 | 0.13735 | 0.0001 | 0.30119 | 0.57459 | 0.0001 | 0
6790 | 1 | 0.0001179 | 5.3709e-05 | 0 | 2.3497e-05 | 0.00011416 | 0 | 0.078717 | 0.0001 | 0.30165 | 0.57592 | 0.0001 | 0
6791 | 1 | 0.0001052 | 7.0918e-05 | 0 | 9.3987e-06 | 0.00011416 | 0 | 0.04145 | 0.0001 | 0.30211 | 0.57721 | 0.0001 | 0
6792 | 1 | 9.8127e-05 | 8.6518e-05 | 0 | 5.8742e-06 | 0.00011416 | 0 | 0.054053 | 0.0001 | 0.30258 | 0.57854 | 0.0001 | 0
6793 | 1 | 9.4747e-05 | 7.3958e-05 | 0 | 2.3497e-06 | 0.00011416 | 0 | 0.045169 | 0.0001 | 0.30304 | 0.57988 | 0.0001 | 0
6794 | 1 | 8.9517e-05 | 9.3718e-05 | 0 | 1.1748e-06 | 0.00011416 | 0 | 0.056105 | 0.0001 | 0.30351 | 0.5812 | 0.0001 | 0
6795 | 1 | 8.7367e-05 | 8.9518e-05 | 0 | 1.4098e-05 | 0.00011416 | 0 | 0.072284 | 0.0001 | 0.30396 | 0.58253 | 0.0001 | 0
6796 | 1 | 8.7497e-05 | 7.3768e-05 | 0 | 3.7595e-05 | 0.00011416 | 0 | 0.064194 | 0.0001 | 0.30442 | 0.58386 | 0.0001 | 0
6797 | 1 | 9.7747e-05 | 6.1488e-05 | 0 | 9.3987e-05 | 0.00011416 | 0 | 0.071092 | 0.0001 | 0.30489 | 0.58515 | 0.0001 | 0
6798 | 1 | 0.000114 | 7.7528e-05 | 0 | 0.0001821 | 0.00011416 | 0 | 0.066986 | 0.0001 | 0.30535 | 0.58648 | 0.0001 | 0
6799 | 1 | 0.0001326 | 6.0928e-05 | 0 | 0.0001586 | 0.00011416 | 0.0087742 | 0.066523 | 0.0001 | 0.3058 | 0.58782 | 0.0001 | 0
6800 | 1 | 0.0001403 | 6.2448e-05 | 0 | 0.00014685 | 0.00011416 | 0.070194 | 0.021155 | 0.0001 | 0.30628 | 0.58914 | 0.0001 | 0
6801 | 1 | 0.0001428 | 5.1769e-05 | 0 | 0.00016448 | 0.00011416 | 0.11406 | 0.040126 | 0.0001 | 0.30674 | 0.59047 | 0.0001 | 0.074811
6802 | 1 | 0.000146 | 3.8989e-05 | 0 | 0.00018797 | 0.00011416 | 0.11406 | 0.053457 | 0.0001 | 0.3072 | 0.5918 | 0.0001 | 0.17831
6803 | 1 | 0.0001501 | 2.3949e-05 | 0 | 0.00020677 | 0.00011416 | 0.11406 | 0.068907 | 0.0001 | 0.30766 | 0.59309 | 0.0001 | 0.28342
6804 | 1 | 0.0001408 | 1.068e-05 | 0 | 0.00018797 | 0.00011416 | 0.096516 | 0.071357 | 0.0001 | 0.30812 | 0.59442 | 0.0001 | 0.35232
6805 | 1 | 0.000142 | 0 | 0 | 0.00019032 | 0.00011416 | 0.10529 | 0.068576 | 0.0001 | 0.30858 | 0.59576 | 0.0001 | 0.41177
6806 | 1 | 0.0001394 | 0 | 0 | 0.00021382 | 0.00011416 | 0.11406 | 0.084754 | 0.0001 | 0.30904 | 0.59708 | 0.0001 | 0.42381
6807 | 1 | 0.0001363 | 0 | 0 | 0.00022322 | 0.00011416 | 0.12284 | 0.10094 | 0.0001 | 0.3095 | 0.59841 | 0.0001 | 0.30495
6808 | 1 | 0.0001341 | 0 | 0 | 0.00022322 | 0.00011416 | 0.078968 | 0.087215 | 0.0001 | 0.30997 | 0.59974 | 0.0001 | 0.16707
6809 | 1 | 0.0001308 | 0 | 0 | 0.00016448 | 0.00011416 | 0.0087742 | 0.1272 | 0.0001 | 0.31044 | 0.60103 | 0.0001 | 0.018008
6810 | 1 | 0.0001341 | 0 | 0 | 0.00011748 | 0.00011416 | 0 | 0.14213 | 0.0001 | 0.31089 | 0.60236 | 0.0001 | 0
6811 | 1 | 0.0001379 | 1.455e-05 | 0 | 8.8113e-05 | 0.00011416 | 0 | 0.12873 | 0.0001 | 0.31135 | 0.6037 | 0.0001 | 0
6812 | 1 | 0.0001296 | 3.3889e-05 | 0 | 5.8742e-05 | 0.00011416 | 0 | 0.081907 | 0.0001 | 0.31182 | 0.60502 | 0.0001 | 0
6813 | 1 | 0.0001235 | 4.3189e-05 | 0 | 3.7595e-05 | 0.00011416 | 0 | 0.068973 | 0.0001 | 0.31228 | 0.60635 | 0.0001 | 0
6814 | 1 | 0.0001146 | 7.8858e-05 | 0 | 2.3497e-05 | 0.00011416 | 0 | 0.073486 | 0.0001 | 0.31273 | 0.60765 | 0.0001 | 0
6815 | 1 | 0.0001033 | 7.8568e-05 | 0 | 9.3987e-06 | 0.00011416 | 0 | 0.061745 | 0.0001 | 0.31321 | 0.60898 | 0.0001 | 0
6816 | 1 | 9.5007e-05 | 0.0001064 | 0 | 5.8742e-06 | 0.00011416 | 0 | 0.034222 | 0.0001 | 0.31367 | 0.61031 | 0.0001 | 0
6817 | 1 | 9.0867e-05 | 0.0001095 | 0 | 2.3497e-06 | 0.00011416 | 0 | 0.028516 | 0.0001 | 0.31388 | 0.61078 | 0.0001 | 0
6818 | 1 | 8.5057e-05 | 0.0001274 | 0 | 1.1748e-06 | 0.00011416 | 0 | 0.017105 | 0.0001 | 0.3137 | 0.60981 | 0.0001 | 0
6819 | 1 | 8.3817e-05 | 0.0001161 | 0 | 1.4098e-05 | 0.00011416 | 0 | 0.017105 | 0.0001 | 0.31351 | 0.60885 | 0.0001 | 0
6820 | 1 | 8.3117e-05 | 0.0001072 | 0 | 3.7595e-05 | 0.00011416 | 0 | 0.053258 | 0.0001 | 0.31333 | 0.60791 | 0.0001 | 0
6821 | 1 | 9.3937e-05 | 9.4308e-05 | 0 | 9.3987e-05 | 0.00011416 | 0 | 0.08887 | 0.0001 | 0.31315 | 0.60692 | 0.0001 | 0
6822 | 1 | 0.0001125 | 6.9188e-05 | 0 | 0.0001821 | 0.00011416 | 0 | 0.13337 | 0.0001 | 0.31297 | 0.60597 | 0.0001 | 0
6823 | 1 | 0.0001294 | 6.5328e-05 | 0 | 0.0001586 | 0.00011416 | 0.0087742 | 0.16275 | 0.0001 | 0.31277 | 0.60502 | 0.0001 | 0
6824 | 1 | 0.0001372 | 7.3178e-05 | 0 | 0.00014685 | 0.00011416 | 0.12284 | 0.079589 | 0.0001 | 0.31259 | 0.60404 | 0.0001 | 0.03797
6825 | 1 | 0.0001393 | 6.9168e-05 | 0 | 0.00016448 | 0.00011416 | 0.24568 | 0.090062 | 0.0001 | 0.3124 | 0.6031 | 0.0001 | 0.11024
6826 | 1 | 0.0001436 | 5.3739e-05 | 0 | 0.00018797 | 0.00011416 | 0.28955 | 0.15253 | 0.0001 | 0.31221 | 0.60214 | 0.0001 | 0.19769
6827 | 1 | 0.0001473 | 3.8719e-05 | 0 | 0.00020677 | 0.00011416 | 0.33342 | 0.18158 | 0.0001 | 0.31203 | 0.60117 | 0.0001 | 0.33905
6828 | 1 | 0.0001396 | 2.1709e-05 | 0 | 0.00018797 | 0.00011416 | 0.32465 | 0.19531 | 0.0001 | 0.31185 | 0.60021 | 0.0001 | 0.38997
6829 | 1 | 0.0001405 | 1.193e-05 | 0 | 0.00019032 | 0.00011416 | 0.28955 | 0.23166 | 0.0001 | 0.31166 | 0.59926 | 0.0001 | 0.43368
6830 | 1 | 0.000139 | 0 | 0 | 0.00021382 | 0.00011416 | 0.272 | 0.23206 | 0.0001 | 0.31148 | 0.59829 | 0.0001 | 0.30574
6831 | 1 | 0.0001353 | 0 | 0 | 0.00022322 | 0.00011416 | 0.21936 | 0.20738 | 0.0001 | 0.3113 | 0.59733 | 0.0001 | 0.20682
6832 | 1 | 0.0001344 | 0 | 0 | 0.00022322 | 0.00011416 | 0.15794 | 0.13662 | 0.0001 | 0.3111 | 0.59638 | 0.0001 | 0.09729
6833 | 1 | 0.0001312 | 1.628e-05 | 0 | 0.00016448 | 0.00011416 | 0.017548 | 0.16759 | 0.0001 | 0.31091 | 0.5954 | 0.0001 | 0
6834 | 1 | 0.0001347 | 2.7459e-05 | 0 | 0.00011748 | 0.00011416 | 0 | 0.19856 | 0.0001 | 0.31073 | 0.59445 | 0.0001 | 0
6835 | 1 | 0.0001363 | 3.5229e-05 | 0 | 8.8113e-05 | 0.00011416 | 0 | 0.20593 | 0.0001 | 0.31054 | 0.59349 | 0.0001 | 0
6836 | 1 | 0.0001286 | 3.6489e-05 | 0 | 5.8742e-05 | 0.00011416 | 0 | 0.20725 | 0.0001 | 0.31036 | 0.59252 | 0.0001 | 0
6837 | 1 | 0.0001212 | 5.2669e-05 | 0 | 3.7595e-05 | 0.00011416 | 0 | 0.21653 | 0.0001 | 0.31018 | 0.59157 | 0.0001 | 0
6838 | 1 | 0.0001146 | 6.6748e-05 | 0 | 2.3497e-05 | 0.00011416 | 0 | 0.22503 | 0.0001 | 0.31 | 0.59062 | 0.0001 | 0
6839 | 1 | 0.0001042 | 6.2278e-05 | 0 | 9.3987e-06 | 0.00011416 | 0 | 0.21859 | 0.0001 | 0.30981 | 0.58964 | 0.0001 | 0
6840 | 1 | 9.6377e-05 | 9.7347e-05 | 0 | 5.8742e-06 | 0.00011416 | 0 | 0.20201 | 0.0001 | 0.30962 | 0.58868 | 0.0001 | 0
6841 | 1 | 9.1677e-05 | 0.0001024 | 0 | 2.3497e-06 | 0.00011416 | 0 | 0.18748 | 0.0001 | 0.30943 | 0.58774 | 0.0001 | 0
6842 | 1 | 8.6437e-05 | 0.0001129 | 0 | 1.1748e-06 | 0.00011416 | 0 | 0.1794 | 0.0001 | 0.30924 | 0.58676 | 0.0001 | 0
6843 | 1 | 8.5127e-05 | 9.9427e-05 | 0 | 1.4098e-05 | 0.00011416 | 0 | 0.1851 | 0.0001 | 0.30906 | 0.58581 | 0.0001 | 0
6844 | 1 | 8.4027e-05 | 0.0001001 | 0 | 3.7595e-05 | 0.00011416 | 0 | 0.15678 | 0.0001 | 0.30888 | 0.58486 | 0.0001 | 0
6845 | 1 | 9.2477e-05 | 0.0001111 | 0 | 9.3987e-05 | 0.00011416 | 0 | 0.12402 | 0.0001 | 0.30869 | 0.58387 | 0.0001 | 0
6846 | 1 | 0.0001078 | 0.0001165 | 0 | 0.0001821 | 0.00011416 | 0 | 0.085548 | 0.0001 | 0.30851 | 0.58293 | 0.0001 | 0
6847 | 1 | 0.0001264 | 0.0001013 | 0 | 0.0001586 | 0.00011416 | 0 | 0.060818 | 0.0001 | 0.30833 | 0.58198 | 0.0001 | 0
6848 | 1 | 0.0001353 | 8.3068e-05 | 0 | 0.00014685 | 0.00011416 | 0.070194 | 0.035281 | 0.0001 | 0.30814 | 0.581 | 0.0001 | 0.040195
6849 | 1 | 0.0001392 | 6.4848e-05 | 0 | 0.00016448 | 0.00011416 | 0.12284 | 0.030039 | 0.0001 | 0.30795 | 0.58005 | 0.0001 | 0.15376
6850 | 1 | 0.0001444 | 4.7359e-05 | 0 | 0.00018797 | 0.00011416 | 0.13161 | 0.059162 | 0.0001 | 0.30776 | 0.57909 | 0.0001 | 0.22928
6851 | 1 | 0.0001485 | 3.6369e-05 | 0 | 0.00020677 | 0.00011416 | 0.15794 | 0.058423 | 0.0001 | 0.30757 | 0.57812 | 0.0001 | 0.28364
6852 | 1 | 0.0001398 | 2.9259e-05 | 0 | 0.00018797 | 0.00011416 | 0.13161 | 0.083959 | 0.0001 | 0.30739 | 0.57717 | 0.0001 | 0.35439
6853 | 1 | 0.0001398 | 2.5629e-05 | 0 | 0.00019032 | 0.00011416 | 0.10529 | 0.095635 | 0.0001 | 0.30721 | 0.57621 | 0.0001 | 0.37932
6854 | 1 | 0.0001385 | 1.632e-05 | 0 | 0.00021382 | 0.00011416 | 0.087742 | 0.1264 | 0.0001 | 0.30703 | 0.57524 | 0.0001 | 0.41629
6855 | 1 | 0.0001373 | 0 | 0 | 0.00022322 | 0.00011416 | 0.096516 | 0.11679 | 0.0001 | 0.30684 | 0.57428 | 0.0001 | 0.22752
6856 | 1 | 0.0001347 | 0 | 0 | 0.00022322 | 0.00011416 | 0.078968 | 0.090923 | 0.0001 | 0.30666 | 0.57333 | 0.0001 | 0.10262
6857 | 1 | 0.0001307 | 1.603e-05 | 0 | 0.00016448 | 0.00011416 | 0.0087742 | 0.07832 | 0.0001 | 0.30647 | 0.57238 | 0.0001 | 0
6858 | 1 | 0.0001335 | 2.7939e-05 | 0 | 0.00011748 | 0.00011416 | 0 | 0.10101 | 0.0001 | 0.30628 | 0.5714 | 0.0001 | 0
6859 | 1 | 0.0001373 | 3.4669e-05 | 0 | 8.8113e-05 | 0.00011416 | 0 | 0.12733 | 0.0001 | 0.30609 | 0.57046 | 0.0001 | 0
6860 | 1 | 0.0001294 | 4.0469e-05 | 0 | 5.8742e-05 | 0.00011416 | 0 | 0.098217 | 0.0001 | 0.30591 | 0.5695 | 0.0001 | 0
6861 | 1 | 0.0001223 | 4.7589e-05 | 0 | 3.7595e-05 | 0.00011416 | 0 | 0.12003 | 0.0001 | 0.30572 | 0.56853 | 0.0001 | 0
6862 | 1 | 0.000115 | 6.7858e-05 | 0 | 2.3497e-05 | 0.00011416 | 0 | 0.12481 | 0.0001 | 0.30554 | 0.56757 | 0.0001 | 0
6863 | 1 | 0.0001027 | 8.8698e-05 | 0 | 9.3987e-06 | 0.00011416 | 0 | 0.15758 | 0.0001 | 0.30536 | 0.56662 | 0.0001 | 0
6864 | 1 | 9.4697e-05 | 0.000124 | 0 | 5.8742e-06 | 0.00011416 | 0 | 0.18748 | 0.0001 | 0.30517 | 0.56565 | 0.0001 | 0
6865 | 1 | 8.9487e-05 | 0.0001364 | 0 | 2.3497e-06 | 0.00011416 | 0 | 0.1794 | 0.0001 | 0.30499 | 0.56469 | 0.0001 | 0
6866 | 1 | 8.4277e-05 | 0.0001508 | 0 | 1.1748e-06 | 0.00011416 | 0 | 0.1851 | 0.0001 | 0.3048 | 0.56374 | 0.0001 | 0
6867 | 1 | 8.4117e-05 | 0.0001363 | 0 | 1.4098e-05 | 0.00011416 | 0 | 0.15678 | 0.0001 | 0.30462 | 0.56276 | 0.0001 | 0
6868 | 1 | 8.2997e-05 | 0.0001407 | 0 | 3.7595e-05 | 0.00011416 | 0 | 0.12402 | 0.0001 | 0.30443 | 0.56181 | 0.0001 | 0
6869 | 1 | 8.9357e-05 | 0.000164 | 0 | 9.3987e-05 | 0.00011416 | 0 | 0.085548 | 0.0001 | 0.30424 | 0.56085 | 0.0001 | 0
6870 | 1 | 0.0001044 | 0.0001733 | 0 | 0.0001821 | 0.00011416 | 0 | 0.060818 | 0.0001 | 0.30406 | 0.55988 | 0.0001 | 0
6871 | 1 | 0.0001229 | 0.0001518 | 0 | 0.0001586 | 0.00011416 | 0 | 0.035281 | 0.0001 | 0.30387 | 0.55893 | 0.0001 | 0
6872 | 1 | 0.0001335 | 0.0001204 | 0 | 0.00014685 | 0.00011416 | 0.12284 | 0.030039 | 0.0001 | 0.30369 | 0.55798 | 0.0001 | 0.029179
6873 | 1 | 0.0001364 | 0.0001098 | 0 | 0.00016448 | 0.00011416 | 0.26323 | 0.059162 | 0.0001 | 0.30351 | 0.557 | 0.0001 | 0.16556
6874 | 1 | 0.0001393 | 9.3268e-05 | 0 | 0.00018797 | 0.00011416 | 0.36852 | 0.058423 | 0.0001 | 0.30331 | 0.55604 | 0.0001 | 0.21397
6875 | 1 | 0.0001431 | 7.2348e-05 | 0 | 0.00020677 | 0.00011416 | 0.42994 | 0.083959 | 0.0001 | 0.30313 | 0.5551 | 0.0001 | 0.4423
6876 | 1 | 0.0001359 | 5.7288e-05 | 0 | 0.00018797 | 0.00011416 | 0.40361 | 0.095635 | 0.0001 | 0.30295 | 0.55412 | 0.0001 | 0.47735
6877 | 1 | 0.0001343 | 5.7778e-05 | 0 | 0.00019032 | 0.00011416 | 0.34219 | 0.1264 | 0.0001 | 0.30277 | 0.55317 | 0.0001 | 0.43018
6878 | 1 | 0.0001325 | 4.0939e-05 | 0 | 0.00021382 | 0.00011416 | 0.28955 | 0.11679 | 0.0001 | 0.30257 | 0.55222 | 0.0001 | 0.38698
6879 | 1 | 0.0001286 | 3.8779e-05 | 0 | 0.00022322 | 0.00011416 | 0.26323 | 0.090923 | 0.0001 | 0.30239 | 0.55124 | 0.0001 | 0.27684
6880 | 1 | 0.0001245 | 3.9609e-05 | 0 | 0.00022322 | 0.00011416 | 0.14916 | 0.07832 | 0.0001 | 0.3022 | 0.55029 | 0.0001 | 0.13373
6881 | 1 | 0.000123 | 4.8829e-05 | 0 | 0.00016448 | 0.00011416 | 0.0087742 | 0.10101 | 0.0001 | 0.30202 | 0.54934 | 0.0001 | 0
6882 | 1 | 0.000127 | 6.2568e-05 | 0 | 0.00011748 | 0.00011416 | 0 | 0.12733 | 0.0001 | 0.30183 | 0.54836 | 0.0001 | 0
6883 | 1 | 0.0001316 | 6.9808e-05 | 0 | 8.8113e-05 | 0.00011416 | 0 | 0.098217 | 0.0001 | 0.30165 | 0.54741 | 0.0001 | 0
6884 | 1 | 0.0001238 | 7.7008e-05 | 0 | 5.8742e-05 | 0.00011416 | 0 | 0.12003 | 0.0001 | 0.30146 | 0.54645 | 0.0001 | 0
6885 | 1 | 0.0001172 | 8.5048e-05 | 0 | 3.7595e-05 | 0.00011416 | 0 | 0.12481 | 0.0001 | 0.30128 | 0.54548 | 0.0001 | 0
6886 | 1 | 0.0001103 | 0.0001129 | 0 | 2.3497e-05 | 0.00011416 | 0 | 0.15758 | 0.0001 | 0.3011 | 0.54453 | 0.0001 | 0
6887 | 1 | 9.8877e-05 | 0.0001461 | 0 | 9.3987e-06 | 0.00011416 | 0 | 0.17495 | 0.0001 | 0.3009 | 0.54357 | 0.0001 | 0
6888 | 1 | 9.1747e-05 | 0.0001905 | 0 | 5.8742e-06 | 0.00011416 | 0 | 0.11792 | 0.0001 | 0.30072 | 0.5426 | 0.0001 | 0
6889 | 1 | 8.6917e-05 | 0.00020429 | 0 | 2.3497e-06 | 0.00011416 | 0 | 0.11792 | 0.0001 | 0.30054 | 0.54164 | 0.0001 | 0
6890 | 1 | 8.1667e-05 | 0.00021909 | 0 | 1.1748e-06 | 0.00011416 | 0 | 0.13443 | 0.0001 | 0.30035 | 0.5407 | 0.0001 | 0
6891 | 1 | 8.1317e-05 | 0.00019269 | 0 | 1.4098e-05 | 0.00011416 | 0 | 0.16812 | 0.0001 | 0.30016 | 0.53972 | 0.0001 | 0
6892 | 1 | 7.6988e-05 | 0.00020219 | 0 | 3.7595e-05 | 0.00011416 | 0 | 0.17382 | 0.0001 | 0.29998 | 0.53876 | 0.0001 | 0
6893 | 1 | 7.5948e-05 | 0.00023049 | 0 | 9.3987e-05 | 0.00011416 | 0 | 0.18921 | 0.0001 | 0.2998 | 0.53782 | 0.0001 | 0
6894 | 1 | 7.8007e-05 | 0.00023309 | 0 | 0.0001821 | 0.00011416 | 0 | 0.21627 | 0.0001 | 0.29961 | 0.53683 | 0.0001 | 0
6895 | 1 | 8.3987e-05 | 0.00020489 | 0 | 0.0001586 | 0.00011416 | 0 | 0.26588 | 0.0001 | 0.29943 | 0.53589 | 0.0001 | 0
6896 | 1 | 9.4937e-05 | 0.0001634 | 0 | 0.00014685 | 0.00011416 | 0.10529 | 0.22277 | 0.0001 | 0.29923 | 0.53493 | 0.0001 | 0.016675
6897 | 1 | 0.0001026 | 0.0001445 | 0 | 0.00016448 | 0.00011416 | 0.19303 | 0.31071 | 0.0001 | 0.29905 | 0.53396 | 0.0001 | 0.1352
6898 | 1 | 0.0001071 | 0.0001232 | 0 | 0.00018797 | 0.00011416 | 0.22813 | 0.4641 | 0.0001 | 0.29887 | 0.53301 | 0.0001 | 0.23225
6899 | 1 | 0.0001106 | 9.9107e-05 | 0 | 0.00020677 | 0.00011416 | 0.21936 | 0.51915 | 0.0001 | 0.29868 | 0.53205 | 0.0001 | 0.31901
6900 | 1 | 0.0001113 | 8.2548e-05 | 0 | 0.00018797 | 0.00011416 | 0.20181 | 0.5744 | 0.0001 | 0.29849 | 0.53108 | 0.0001 | 0.34576
6901 | 1 | 0.0001088 | 8.8208e-05 | 0 | 0.00019032 | 0.00011416 | 0.17548 | 0.62082 | 0.0001 | 0.29831 | 0.53012 | 0.0001 | 0.33881
6902 | 1 | 0.0001065 | 6.9658e-05 | 0 | 0.00021382 | 0.00011416 | 0.12284 | 0.66128 | 0.0001 | 0.29813 | 0.52917 | 0.0001 | 0.29387
6903 | 1 | 0.0001043 | 7.1198e-05 | 0 | 0.00022322 | 0.00011416 | 0.078968 | 0.65849 | 0.0001 | 0.29794 | 0.5282 | 0.0001 | 0.19748
6904 | 1 | 0.0001032 | 7.0518e-05 | 0 | 0.00022322 | 0.00011416 | 0.035097 | 0.61671 | 0.0001 | 0.29776 | 0.52724 | 0.0001 | 0.081363
6905 | 1 | 0.0001054 | 7.8418e-05 | 0 | 0.00016448 | 0.00011416 | 0 | 0.6252 | 0.0001 | 0.29757 | 0.52629 | 0.0001 | 0
6906 | 1 | 0.0001117 | 8.9198e-05 | 0 | 0.00011748 | 0.00011416 | 0 | 0.65471 | 0.0001 | 0.29738 | 0.52531 | 0.0001 | 0
6907 | 1 | 0.0001164 | 9.2998e-05 | 0 | 8.8113e-05 | 0.00011416 | 0 | 0.68662 | 0.0001 | 0.2972 | 0.52436 | 0.0001 | 0
6908 | 1 | 0.0001089 | 0.0001008 | 0 | 5.8742e-05 | 0.00011416 | 0 | 0.71891 | 0.0001 | 0.29701 | 0.52341 | 0.0001 | 0
6909 | 1 | 0.0001045 | 0.0001067 | 0 | 3.7595e-05 | 0.00011416 | 0 | 0.76494 | 0.0001 | 0.29683 | 0.52243 | 0.0001 | 0
6910 | 1 | 9.9647e-05 | 0.0001387 | 0 | 2.3497e-05 | 0.00011416 | 0 | 0.76049 | 0.0001 | 0.29664 | 0.52148 | 0.0001 | 0
6911 | 1 | 9.0247e-05 | 0.0001663 | 0 | 9.3987e-06 | 0.00011416 | 0 | 0.74272 | 0.0001 | 0.29646 | 0.52053 | 0.0001 | 0
6912 | 1 | 8.3147e-05 | 0.00020169 | 0 | 5.8742e-06 | 0.00011416 | 0 | 0.69782 | 0.0001 | 0.29628 | 0.51955 | 0.0001 | 0
6913 | 1 | 7.7897e-05 | 0.00020299 | 0 | 2.3497e-06 | 0.00011416 | 0 | 0.65418 | 0.0001 | 0.29609 | 0.5186 | 0.0001 | 0
6914 | 1 | 7.3658e-05 | 0.00021609 | 0 | 1.1748e-06 | 0.00011416 | 0 | 0.57692 | 0.0001 | 0.29591 | 0.51765 | 0.0001 | 0
6915 | 1 | 7.4148e-05 | 0.0001846 | 0 | 1.4098e-05 | 0.00011416 | 0 | 0.46185 | 0.0001 | 0.29571 | 0.51667 | 0.0001 | 0
6916 | 1 | 7.1228e-05 | 0.000184 | 0 | 3.7595e-05 | 0.00011416 | 0 | 0.38525 | 0.0001 | 0.29552 | 0.51572 | 0.0001 | 0
6917 | 1 | 7.0708e-05 | 0.00020109 | 0 | 9.3987e-05 | 0.00011416 | 0 | 0.34048 | 0.0001 | 0.29534 | 0.51477 | 0.0001 | 0
6918 | 1 | 6.9528e-05 | 0.00020839 | 0 | 0.0001821 | 0.00011416 | 0 | 0.34885 | 0.0001 | 0.29516 | 0.51379 | 0.0001 | 0
6919 | 1 | 7.2458e-05 | 0.0001792 | 0 | 0.0001586 | 0.00011416 | 0 | 0.30925 | 0.0001 | 0.29497 | 0.51284 | 0.0001 | 0
6920 | 1 | 8.0267e-05 | 0.0001407 | 0 | 0.00014685 | 0.00011416 | 0.026323 | 0.28034 | 0.0001 | 0.29479 | 0.51189 | 0.0001 | 0
6921 | 1 | 8.8037e-05 | 0.0001219 | 0 | 0.00016448 | 0.00011416 | 0.061419 | 0.25454 | 0.0001 | 0.29461 | 0.51091 | 0.0001 | 0.041109
6922 | 1 | 9.4357e-05 | 9.8587e-05 | 0 | 0.00018797 | 0.00011416 | 0.070194 | 0.21972 | 0.0001 | 0.29442 | 0.50996 | 0.0001 | 0.094708
6923 | 1 | 9.8617e-05 | 7.6708e-05 | 0 | 0.00020677 | 0.00011416 | 0.10529 | 0.21156 | 0.0001 | 0.29423 | 0.509 | 0.0001 | 0.14649
6924 | 1 | 0.0001014 | 6.4238e-05 | 0 | 0.00018797 | 0.00011416 | 0.11406 | 0.21846 | 0.0001 | 0.29404 | 0.50803 | 0.0001 | 0.20504
6925 | 1 | 9.6257e-05 | 7.1298e-05 | 0 | 0.00019032 | 0.00011416 | 0.096516 | 0.27669 | 0.0001 | 0.29386 | 0.50708 | 0.0001 | 0.29236
6926 | 1 | 9.3027e-05 | 5.6419e-05 | 0 | 0.00021382 | 0.00011416 | 0.096516 | 0.34665 | 0.0001 | 0.29367 | 0.50612 | 0.0001 | 0.26153
6927 | 1 | 9.1047e-05 | 5.5469e-05 | 0 | 0.00022322 | 0.00011416 | 0.087742 | 0.38207 | 0.0001 | 0.29349 | 0.50515 | 0.0001 | 0.18892
6928 | 1 | 9.2797e-05 | 5.4899e-05 | 0 | 0.00022322 | 0.00011416 | 0.043871 | 0.41357 | 0.0001 | 0.29331 | 0.50419 | 0.0001 | 0.079369
6929 | 1 | 9.8207e-05 | 6.3218e-05 | 0 | 0.00016448 | 0.00011416 | 0.0087742 | 0.46371 | 0.0001 | 0.29312 | 0.50325 | 0.0001 | 0
6930 | 1 | 0.000108 | 7.2518e-05 | 0 | 0.00011748 | 0.00011416 | 0 | 0.51133 | 0.0001 | 0.29294 | 0.50227 | 0.0001 | 0
6931 | 1 | 0.0001139 | 7.9568e-05 | 0 | 8.8113e-05 | 0.00011416 | 0 | 0.5291 | 0.0001 | 0.29275 | 0.50132 | 0.0001 | 0
6932 | 1 | 0.0001083 | 8.7458e-05 | 0 | 5.8742e-05 | 0.00011416 | 0 | 0.55456 | 0.0001 | 0.29257 | 0.50037 | 0.0001 | 0
6933 | 1 | 0.0001042 | 9.5727e-05 | 0 | 3.7595e-05 | 0.00011416 | 0 | 0.56093 | 0.0001 | 0.29237 | 0.49938 | 0.0001 | 0
6934 | 1 | 9.9057e-05 | 0.0001276 | 0 | 2.3497e-05 | 0.00011416 | 0 | 0.537 | 0.0001 | 0.29219 | 0.49844 | 0.0001 | 0
6935 | 1 | 8.7247e-05 | 0.0001586 | 0 | 9.3987e-06 | 0.00011416 | 0 | 0.50715 | 0.0001 | 0.292 | 0.49748 | 0.0001 | 0
6936 | 1 | 7.9647e-05 | 0.00020269 | 0 | 5.8742e-06 | 0.00011416 | 0 | 0.43539 | 0.0001 | 0.29182 | 0.49651 | 0.0001 | 0
6937 | 1 | 7.5258e-05 | 0.00020939 | 0 | 2.3497e-06 | 0.00011416 | 0 | 0.36516 | 0.0001 | 0.13442 | 0.49556 | 0.0001 | 0
6938 | 1 | 7.2728e-05 | 0.00021679 | 0 | 1.1748e-06 | 0.00011416 | 0 | 0.31456 | 0.0001 | 0.13424 | 0.4946 | 0.0001 | 0
6939 | 1 | 7.5668e-05 | 0.0001788 | 0 | 1.4098e-05 | 0.00011416 | 0 | 0.25441 | 0.0001 | 0.13405 | 0.49363 | 0.0001 | 0
6940 | 1 | 7.7827e-05 | 0.0001739 | 0 | 3.7595e-05 | 0.00011416 | 0 | 0.23378 | 0.0001 | 0.13386 | 0.49267 | 0.0001 | 0
6941 | 1 | 8.8017e-05 | 0.0001879 | 0 | 9.3987e-05 | 0.00011416 | 0 | 0.21243 | 0.0001 | 0.13367 | 0.49172 | 0.0001 | 0
6942 | 1 | 0.0001048 | 0.0001886 | 0 | 0.0001821 | 0.00011416 | 0 | 0.24035 | 0.0001 | 0.13348 | 0.49075 | 0.0001 | 0
6943 | 1 | 0.0001251 | 0.0001588 | 0 | 0.0001586 | 0.00011416 | 0 | 0.25049 | 0.0001 | 0.1333 | 0.48979 | 0.0001 | 0
6944 | 1 | 0.0001373 | 0.0001233 | 0 | 0.00014685 | 0.00011416 | 0.096516 | 0.1329 | 0.0001 | 0.13312 | 0.48884 | 0.0001 | 0
6945 | 1 | 0.0001405 | 0.0001095 | 0 | 0.00016448 | 0.00011416 | 0.20181 | 0.043039 | 0.0001 | 0.13294 | 0.48786 | 0.0001 | 0.031611
6946 | 1 | 0.0001445 | 9.1828e-05 | 0 | 0.00018797 | 0.00011416 | 0.26323 | 0.017105 | 0.0001 | 0.13275 | 0.48691 | 0.0001 | 0.082762
6947 | 1 | 0.0001481 | 7.2958e-05 | 0 | 0.00020677 | 0.00011416 | 0.32465 | 0.022347 | 0.0001 | 0.13257 | 0.48596 | 0.0001 | 0.17716
6948 | 1 | 0.0001397 | 5.9268e-05 | 0 | 0.00018797 | 0.00011416 | 0.34219 | 0.036936 | 0.0001 | 0.13238 | 0.48498 | 0.0001 | 0.31143
6949 | 1 | 0.0001395 | 5.7918e-05 | 0 | 0.00019032 | 0.00011416 | 0.28955 | 0.059295 | 0.0001 | 0.13219 | 0.48404 | 0.0001 | 0.44865
6950 | 1 | 0.0001379 | 3.6949e-05 | 0 | 0.00021382 | 0.00011416 | 0.18426 | 0.072626 | 0.0001 | 0.132 | 0.48308 | 0.0001 | 0.3787
6951 | 1 | 0.0001353 | 3.2309e-05 | 0 | 0.00022322 | 0.00011416 | 0.11406 | 0.069834 | 0.0001 | 0.13182 | 0.4821 | 0.0001 | 0.26351
6952 | 1 | 0.0001328 | 3.1069e-05 | 0 | 0.00022322 | 0.00011416 | 0.061419 | 0.11831 | 0.0001 | 0.13163 | 0.48115 | 0.0001 | 0.11572
6953 | 1 | 0.0001295 | 3.8539e-05 | 0 | 0.00016448 | 0.00011416 | 0 | 0.14564 | 0.0001 | 0.13145 | 0.4802 | 0.0001 | 0
6954 | 1 | 0.0001344 | 5.3279e-05 | 0 | 0.00011748 | 0.00011416 | 0 | 0.15207 | 0.0001 | 0.13127 | 0.47923 | 0.0001 | 0
6955 | 1 | 0.0001377 | 6.6758e-05 | 0 | 8.8113e-05 | 0.00011416 | 0 | 0.13987 | 0.0001 | 0.13108 | 0.47827 | 0.0001 | 0
6956 | 1 | 0.0001281 | 7.6628e-05 | 0 | 5.8742e-05 | 0.00011416 | 0 | 0.15002 | 0.0001 | 0.1309 | 0.47732 | 0.0001 | 0
6957 | 1 | 0.0001217 | 8.6188e-05 | 0 | 3.7595e-05 | 0.00011416 | 0 | 0.16056 | 0.0001 | 0.13071 | 0.47634 | 0.0001 | 0
6958 | 1 | 0.0001135 | 0.0001144 | 0 | 2.3497e-05 | 0.00011416 | 0 | 0.13682 | 0.0001 | 0.13053 | 0.47539 | 0.0001 | 0
6959 | 1 | 9.9117e-05 | 0.0001493 | 0 | 9.3987e-06 | 0.00011416 | 0 | 0.14206 | 0.0001 | 0.13033 | 0.47444 | 0.0001 | 0
6960 | 1 | 9.0687e-05 | 0.00019469 | 0 | 5.8742e-06 | 0.00011416 | 0 | 0.16925 | 0.0001 | 0.13015 | 0.47346 | 0.0001 | 0
6961 | 1 | 9.1407e-05 | 0.0001596 | 0 | 2.3497e-06 | 0.00011416 | 0 | 0.21209 | 0.0001 | 0.12997 | 0.47251 | 0.0001 | 0
6962 | 1 | 8.6067e-05 | 0.000188 | 0 | 1.1748e-06 | 0.00011416 | 0 | 0.2493 | 0.0001 | 0.12978 | 0.47155 | 0.0001 | 0
6963 | 1 | 8.5717e-05 | 0.0001808 | 0 | 1.4098e-05 | 0.00011416 | 0 | 0.25009 | 0.0001 | 0.1296 | 0.47058 | 0.0001 | 0
6964 | 1 | 8.5967e-05 | 0.000164 | 0 | 3.7595e-05 | 0.00011416 | 0 | 0.27715 | 0.0001 | 0.12942 | 0.46963 | 0.0001 | 0
6965 | 1 | 9.7457e-05 | 0.0001389 | 0 | 9.3987e-05 | 0.00011416 | 0 | 0.33684 | 0.0001 | 0.12923 | 0.46868 | 0.0001 | 0
6966 | 1 | 0.0001101 | 0.0001757 | 0 | 0.0001821 | 0.00011416 | 0 | 0.37272 | 0.0001 | 0.12904 | 0.4677 | 0.0001 | 0
6967 | 1 | 0.0001314 | 0.0001374 | 0 | 0.0001586 | 0.00011416 | 0 | 0.42882 | 0.0001 | 0.12886 | 0.46675 | 0.0001 | 0
6968 | 1 | 0.0001366 | 0.000148 | 0 | 0.00014685 | 0.00011416 | 0.087742 | 0.34573 | 0.0001 | 0.12866 | 0.4658 | 0.0001 | 0.030457
6969 | 1 | 0.0001386 | 0.0001297 | 0 | 0.00016448 | 0.00011416 | 0.18426 | 0.26635 | 0.0001 | 0.12848 | 0.46481 | 0.0001 | 0.17405
6970 | 1 | 0.0001415 | 0.0001042 | 0 | 0.00018797 | 0.00011416 | 0.2369 | 0.29499 | 0.0001 | 0.1283 | 0.46387 | 0.0001 | 0.34539
6971 | 1 | 0.0001461 | 6.9958e-05 | 0 | 0.00020677 | 0.00011416 | 0.28955 | 0.30341 | 0.0001 | 0.12811 | 0.46292 | 0.0001 | 0.4292
6972 | 1 | 0.000139 | 3.5739e-05 | 0 | 0.00018797 | 0.00011416 | 0.33342 | 0.29088 | 0.0001 | 0.12793 | 0.46194 | 0.0001 | 0.46047
6973 | 1 | 0.000141 | 1.414e-05 | 0 | 0.00019032 | 0.00011416 | 0.32465 | 0.27715 | 0.0001 | 0.12775 | 0.46099 | 0.0001 | 0.43792
6974 | 1 | 0.0001393 | 0 | 0 | 0.00021382 | 0.00011416 | 0.272 | 0.26946 | 0.0001 | 0.12756 | 0.46003 | 0.0001 | 0.37486
6975 | 1 | 0.0001367 | 0 | 0 | 0.00022322 | 0.00011416 | 0.19303 | 0.24598 | 0.0001 | 0.12737 | 0.45906 | 0.0001 | 0.24761
6976 | 1 | 0.0001348 | 0 | 0 | 0.00022322 | 0.00011416 | 0.096516 | 0.26946 | 0.0001 | 0.12719 | 0.45811 | 0.0001 | 0.1118
6977 | 1 | 0.0001325 | 0 | 0 | 0.00016448 | 0.00011416 | 0 | 0.33777 | 0.0001 | 0.12701 | 0.45715 | 0.0001 | 0
6978 | 1 | 0.0001374 | 1.9529e-05 | 0 | 0.00011748 | 0.00011416 | 0 | 0.36244 | 0.0001 | 0.12681 | 0.45618 | 0.0001 | 0
6979 | 1 | 0.0001399 | 4.4369e-05 | 0 | 8.8113e-05 | 0.00011416 | 0 | 0.34951 | 0.0001 | 0.12663 | 0.45522 | 0.0001 | 0
6980 | 1 | 0.0001305 | 5.4609e-05 | 0 | 5.8742e-05 | 0.00011416 | 0 | 0.36164 | 0.0001 | 0.12645 | 0.45427 | 0.0001 | 0
6981 | 1 | 0.0001238 | 6.7148e-05 | 0 | 3.7595e-05 | 0.00011416 | 0 | 0.3633 | 0.0001 | 0.12626 | 0.4533 | 0.0001 | 0
6982 | 1 | 0.0001152 | 9.3448e-05 | 0 | 2.3497e-05 | 0.00011416 | 0 | 0.37743 | 0.0001 | 0.12607 | 0.45234 | 0.0001 | 0
6983 | 1 | 0.0001055 | 8.0628e-05 | 0 | 9.3987e-06 | 0.00011416 | 0 | 0.3637 | 0.0001 | 0.12589 | 0.4514 | 0.0001 | 0
6984 | 1 | 0.000101 | 8.0588e-05 | 0 | 5.8742e-06 | 0.00011416 | 0 | 0.21209 | 0.0001 | 0.12571 | 0.45041 | 0.0001 | 0
6985 | 1 | 9.6077e-05 | 7.5778e-05 | 0 | 2.3497e-06 | 0.00011416 | 0 | 0.2493 | 0.0001 | 0.12546 | 0.44954 | 0.0001 | 0
6986 | 1 | 9.1877e-05 | 7.7958e-05 | 0 | 1.1748e-06 | 0.00011416 | 0 | 0.25009 | 0.0001 | 0.12512 | 0.44876 | 0.0001 | 0
6987 | 1 | 9.0397e-05 | 7.0188e-05 | 0 | 1.4098e-05 | 0.00011416 | 0 | 0.27715 | 0.0001 | 0.12478 | 0.44801 | 0.0001 | 0
6988 | 1 | 8.8967e-05 | 6.2248e-05 | 0 | 3.7595e-05 | 0.00011416 | 0 | 0.33684 | 0.0001 | 0.12446 | 0.44724 | 0.0001 | 0
6989 | 1 | 9.8607e-05 | 5.2219e-05 | 0 | 9.3987e-05 | 0.00011416 | 0 | 0.37272 | 0.0001 | 0.12412 | 0.44648 | 0.0001 | 0
6990 | 1 | 0.0001185 | 4.1749e-05 | 0 | 0.0001821 | 0.00011416 | 0 | 0.42882 | 0.0001 | 0.12378 | 0.44573 | 0.0001 | 0
6991 | 1 | 0.0001375 | 3.8539e-05 | 0 | 0.0001586 | 0.00011416 | 0 | 0.34573 | 0.0001 | 0.12344 | 0.44495 | 0.0001 | 0
6992 | 1 | 0.0001462 | 3.9089e-05 | 0 | 0.00014685 | 0.00011416 | 0.070194 | 0.26635 | 0.0001 | 0.12311 | 0.4442 | 0.0001 | 0
6993 | 1 | 0.0001466 | 5.7548e-05 | 0 | 0.00016448 | 0.00011416 | 0.16671 | 0.29499 | 0.0001 | 0.12277 | 0.44343 | 0.0001 | 0
6994 | 1 | 0.0001491 | 6.8318e-05 | 0 | 0.00018797 | 0.00011416 | 0.28077 | 0.30341 | 0.0001 | 0.12243 | 0.44267 | 0.0001 | 0
6995 | 1 | 0.0001521 | 7.9398e-05 | 0 | 0.00020677 | 0.00011416 | 0.34219 | 0.29088 | 0.0001 | 0.12211 | 0.4419 | 0.0001 | 0
6996 | 1 | 0.0001449 | 8.7708e-05 | 0 | 0.00018797 | 0.00011416 | 0.35097 | 0.27715 | 0.0001 | 0.12177 | 0.44115 | 0.0001 | 0
6997 | 1 | 0.0001448 | 9.9767e-05 | 0 | 0.00019032 | 0.00011416 | 0.36852 | 0.26946 | 0.0001 | 0.12143 | 0.44037 | 0.0001 | 0
6998 | 1 | 0.0001419 | 0.0001168 | 0 | 0.00021382 | 0.00011416 | 0.34219 | 0.24598 | 0.0001 | 0.12109 | 0.43962 | 0.0001 | 0
6999 | 1 | 0.0001376 | 0.0001595 | 0 | 0.00022322 | 0.00011416 | 0.26323 | 0.26946 | 0.0001 | 0.12075 | 0.43885 | 0.0001 | 0
7000 | 1 | 0.0001358 | 0.0001812 | 0 | 0.00022322 | 0.00011416 | 0.12284 | 0.33777 | 0.0001 | 0.12042 | 0.43809 | 0.0001 | 0
7001 | 1 | 0.0001318 | 0.00019509 | 0 | 0.00016448 | 0.00011416 | 0 | 0.36244 | 0.0001 | 0.12008 | 0.43732 | 0.0001 | 0
7002 | 1 | 0.0001381 | 0.0001586 | 0 | 0.00011748 | 0.00011416 | 0 | 0.34951 | 0.0001 | 0.11975 | 0.43657 | 0.0001 | 0
7003 | 1 | 0.0001374 | 0.0001372 | 0 | 8.8113e-05 | 0.00011416 | 0 | 0.36164 | 0.0001 | 0.11941 | 0.43578 | 0.0001 | 0
7004 | 1 | 0.0001296 | 0.0001173 | 0 | 5.8742e-05 | 0.00011416 | 0 | 0.3633 | 0.0001 | 0.11907 | 0.43504 | 0.0001 | 0
7005 | 1 | 0.0001194 | 0.0001575 | 0 | 3.7595e-05 | 0.00011416 | 0 | 0.37743 | 0.0001 | 0.11874 | 0.43426 | 0.0001 | 0
7006 | 1 | 0.0001118 | 0.0001856 | 0 | 2.3497e-05 | 0.00011416 | 0 | 0.3637 | 0.0001 | 0.1184 | 0.43351 | 0.0001 | 0
7007 | 1 | 0.0001047 | 0.0001611 | 0 | 9.3987e-06 | 0.00011416 | 0 | 0.33823 | 0.0001 | 0.11806 | 0.43276 | 0.0001 | 0
7008 | 1 | 9.3477e-05 | 0.00024629 | 0 | 5.8742e-06 | 0.00011416 | 0 | 0.22893 | 0.0001 | 0.11772 | 0.43197 | 0.0001 | 0
7009 | 1 | 8.9087e-05 | 0.00026629 | 0 | 2.3497e-06 | 0.00011416 | 0 | 0.22893 | 0.0001 | 0.11739 | 0.43123 | 0.0001 | 0
7010 | 1 | 8.6187e-05 | 0.00027029 | 0 | 1.1748e-06 | 0.00011416 | 0 | 0.22609 | 0.0001 | 0.11705 | 0.43045 | 0.0001 | 0
7011 | 1 | 8.7447e-05 | 0.00023549 | 0 | 1.4098e-05 | 0.00011416 | 0 | 0.22237 | 0.0001 | 0.11672 | 0.4297 | 0.0001 | 0
7012 | 1 | 8.4097e-05 | 0.00023399 | 0 | 3.7595e-05 | 0.00011416 | 0 | 0.21468 | 0.0001 | 0.11638 | 0.42892 | 0.0001 | 0
7013 | 1 | 9.1037e-05 | 0.00025419 | 0 | 9.3987e-05 | 0.00011416 | 0 | 0.21547 | 0.0001 | 0.11604 | 0.42818 | 0.0001 | 0
7014 | 1 | 0.0001057 | 0.00025869 | 0 | 0.0001821 | 0.00011416 | 0 | 0.21833 | 0.0001 | 0.1157 | 0.42739 | 0.0001 | 0
7015 | 1 | 0.0001273 | 0.00021799 | 0 | 0.0001586 | 0.00011416 | 0 | 0.20493 | 0.0001 | 0.11537 | 0.42664 | 0.0001 | 0
7016 | 1 | 0.0001393 | 0.0001721 | 0 | 0.00014685 | 0.00011416 | 0.12284 | 0.20659 | 0.0001 | 0.11503 | 0.42587 | 0.0001 | 0
7017 | 1 | 0.0001414 | 0.000161 | 0 | 0.00016448 | 0.00011416 | 0.28955 | 0.17303 | 0.0001 | 0.1147 | 0.42511 | 0.0001 | 0.091511
7018 | 1 | 0.0001452 | 0.0001394 | 0 | 0.00018797 | 0.00011416 | 0.40361 | 0.15253 | 0.0001 | 0.11436 | 0.42434 | 0.0001 | 0.23508
7019 | 1 | 0.0001489 | 0.0001168 | 0 | 0.00020677 | 0.00011416 | 0.45626 | 0.18125 | 0.0001 | 0.11403 | 0.42359 | 0.0001 | 0.32016
7020 | 1 | 0.0001404 | 0.0001044 | 0 | 0.00018797 | 0.00011416 | 0.48258 | 0.22887 | 0.0001 | 0.11369 | 0.42281 | 0.0001 | 0.36187
7021 | 1 | 0.0001384 | 0.0001224 | 0 | 0.00019032 | 0.00011416 | 0.45626 | 0.23457 | 0.0001 | 0.11335 | 0.42206 | 0.0001 | 0.37809
7022 | 1 | 0.0001372 | 0.0001021 | 0 | 0.00021382 | 0.00011416 | 0.38607 | 0.23742 | 0.0001 | 0.11302 | 0.4213 | 0.0001 | 0.33205
7023 | 1 | 0.0001344 | 0.0001059 | 0 | 0.00022322 | 0.00011416 | 0.29832 | 0.19744 | 0.0001 | 0.11268 | 0.42053 | 0.0001 | 0.24264
7024 | 1 | 0.0001333 | 0.0001026 | 0 | 0.00022322 | 0.00011416 | 0.14039 | 0.20751 | 0.0001 | 0.11235 | 0.41978 | 0.0001 | 0.0421
7025 | 1 | 0.0001292 | 0.0001204 | 0 | 0.00016448 | 0.00011416 | 0 | 0.24425 | 0.0001 | 0.11201 | 0.419 | 0.0001 | 0
7026 | 1 | 0.0001347 | 0.0001263 | 0 | 0.00011748 | 0.00011416 | 0 | 0.26236 | 0.0001 | 0.11167 | 0.41825 | 0.0001 | 0
7027 | 1 | 0.0001386 | 0.0001293 | 0 | 8.8113e-05 | 0.00011416 | 0 | 0.26488 | 0.0001 | 0.11133 | 0.41748 | 0.0001 | 0
7028 | 1 | 0.0001298 | 0.000136 | 0 | 5.8742e-05 | 0.00011416 | 0 | 0.24843 | 0.0001 | 0.111 | 0.41672 | 0.0001 | 0
7029 | 1 | 0.0001237 | 0.0001418 | 0 | 3.7595e-05 | 0.00011416 | 0 | 0.2286 | 0.0001 | 0.11066 | 0.41595 | 0.0001 | 0
7030 | 1 | 0.0001158 | 0.0001827 | 0 | 2.3497e-05 | 0.00011416 | 0 | 0.20506 | 0.0001 | 0.11032 | 0.4152 | 0.0001 | 0
7031 | 1 | 0.0001025 | 0.00022369 | 0 | 9.3987e-06 | 0.00011416 | 0 | 0.18484 | 0.0001 | 0.10999 | 0.41442 | 0.0001 | 0
7032 | 1 | 9.2577e-05 | 0.00028649 | 0 | 5.8742e-06 | 0.00011416 | 0 | 0.15412 | 0.0001 | 0.10965 | 0.41367 | 0.0001 | 0
7033 | 1 | 8.8967e-05 | 0.00030179 | 0 | 2.3497e-06 | 0.00011416 | 0 | 0.13317 | 0.0001 | 0.10932 | 0.41289 | 0.0001 | 0
7034 | 1 | 8.5077e-05 | 0.00031499 | 0 | 1.1748e-06 | 0.00011416 | 0 | 0.10976 | 0.0001 | 0.10898 | 0.41214 | 0.0001 | 0
7035 | 1 | 8.7717e-05 | 0.00026999 | 0 | 1.4098e-05 | 0.00011416 | 0 | 0.087877 | 0.0001 | 0.10864 | 0.41136 | 0.0001 | 0
7036 | 1 | 8.4697e-05 | 0.00027469 | 0 | 3.7595e-05 | 0.00011416 | 0 | 0.066391 | 0.0001 | 0.1083 | 0.41062 | 0.0001 | 0
7037 | 1 | 9.0267e-05 | 0.00029739 | 0 | 9.3987e-05 | 0.00011416 | 0 | 0.054649 | 0.0001 | 0.10796 | 0.40983 | 0.0001 | 0
7038 | 1 | 0.0001043 | 0.00030099 | 0 | 0.0001821 | 0.00011416 | 0 | 0.048215 | 0.0001 | 0.10764 | 0.40909 | 0.0001 | 0
7039 | 1 | 0.0001245 | 0.00025879 | 0 | 0.0001586 | 0.00011416 | 0 | 0.052265 | 0.0001 | 0.1073 | 0.40833 | 0.0001 | 0
7040 | 1 | 0.000137 | 0.00020829 | 0 | 0.00014685 | 0.00011416 | 0.12284 | 0.037267 | 0.0001 | 0.10696 | 0.40755 | 0.0001 | 0
7041 | 1 | 0.0001408 | 0.0001877 | 0 | 0.00016448 | 0.00011416 | 0.272 | 0.0097445 | 0.0001 | 0.10662 | 0.40681 | 0.0001 | 0.074738
7042 | 1 | 0.0001445 | 0.0001615 | 0 | 0.00018797 | 0.00011416 | 0.35974 | 0.0028472 | 0.0001 | 0.10628 | 0.40602 | 0.0001 | 0.14061
7043 | 1 | 0.0001479 | 0.0001352 | 0 | 0.00020677 | 0.00011416 | 0.43871 | 0.0028472 | 0.0001 | 0.10595 | 0.40528 | 0.0001 | 0.26454
7044 | 1 | 0.000141 | 0.0001161 | 0 | 0.00018797 | 0.00011416 | 0.47381 | 0.011411 | 0.0001 | 0.10561 | 0.4045 | 0.0001 | 0.42013
7045 | 1 | 0.0001372 | 0.000127 | 0 | 0.00019032 | 0.00011416 | 0.44748 | 0.014258 | 0.0001 | 0.10528 | 0.40374 | 0.0001 | 0.42946
7046 | 1 | 0.0001353 | 0.0001025 | 0 | 0.00021382 | 0.00011416 | 0.40361 | 0.014258 | 0.0001 | 0.10494 | 0.40297 | 0.0001 | 0.36044
7047 | 1 | 0.0001306 | 0.0001043 | 0 | 0.00022322 | 0.00011416 | 0.31587 | 0.021155 | 0.0001 | 0.10461 | 0.40222 | 0.0001 | 0.23082
7048 | 1 | 0.0001269 | 0.0001078 | 0 | 0.00022322 | 0.00011416 | 0.14039 | 0.022347 | 0.0001 | 0.10427 | 0.40144 | 0.0001 | 0.07124
7049 | 1 | 0.0001259 | 0.0001219 | 0 | 0.00016448 | 0.00011416 | 0 | 0.024003 | 0.0001 | 0.10393 | 0.40069 | 0.0001 | 0
7050 | 1 | 0.0001329 | 0.0001307 | 0 | 0.00011748 | 0.00011416 | 0 | 0.053589 | 0.0001 | 0.1036 | 0.39992 | 0.0001 | 0
7051 | 1 | 0.0001368 | 0.0001302 | 0 | 8.8113e-05 | 0.00011416 | 0 | 0.096032 | 0.0001 | 0.10326 | 0.39916 | 0.0001 | 0
7052 | 1 | 0.0001262 | 0.0001397 | 0 | 5.8742e-05 | 0.00011416 | 0 | 0.1333 | 0.0001 | 0.10293 | 0.39839 | 0.0001 | 0
7053 | 1 | 0.0001209 | 0.0001454 | 0 | 3.7595e-05 | 0.00011416 | 0 | 0.17415 | 0.0001 | 0.10259 | 0.39764 | 0.0001 | 0
7054 | 1 | 0.0001141 | 0.0001877 | 0 | 2.3497e-05 | 0.00011416 | 0 | 0.19114 | 0.0001 | 0.10225 | 0.39686 | 0.0001 | 0
7055 | 1 | 0.0001014 | 0.00023869 | 0 | 9.3987e-06 | 0.00011416 | 0 | 0.22622 | 0.0001 | 0.10192 | 0.39611 | 0.0001 | 0
7056 | 1 | 9.1917e-05 | 0.00031049 | 0 | 5.8742e-06 | 0.00011416 | 0 | 0.20891 | 0.0001 | 0.10158 | 0.39535 | 0.0001 | 0
7057 | 1 | 8.7187e-05 | 0.00033009 | 0 | 2.3497e-06 | 0.00011416 | 0 | 0.19518 | 0.0001 | 0.10124 | 0.39458 | 0.0001 | 0
7058 | 1 | 8.1247e-05 | 0.00035089 | 0 | 1.1748e-06 | 0.00011416 | 0 | 0.18629 | 0.0001 | 0.10091 | 0.39383 | 0.0001 | 0
7059 | 1 | 8.2327e-05 | 0.00030309 | 0 | 1.4098e-05 | 0.00011416 | 0 | 0.16606 | 0.0001 | 0.10057 | 0.39305 | 0.0001 | 0
7060 | 1 | 7.5848e-05 | 0.00031029 | 0 | 3.7595e-05 | 0.00011416 | 0 | 0.12919 | 0.0001 | 0.10023 | 0.3923 | 0.0001 | 0
7061 | 1 | 7.4848e-05 | 0.00033789 | 0 | 9.3987e-05 | 0.00011416 | 0 | 0.10691 | 0.0001 | 0.099892 | 0.39153 | 0.0001 | 0
7062 | 1 | 7.7128e-05 | 0.00033569 | 0 | 0.0001821 | 0.00011416 | 0 | 0.085416 | 0.0001 | 0.099561 | 0.39077 | 0.0001 | 0
7063 | 1 | 8.5607e-05 | 0.00028319 | 0 | 0.0001586 | 0.00011416 | 0 | 0.087877 | 0.0001 | 0.099222 | 0.39 | 0.0001 | 0
7064 | 1 | 9.8327e-05 | 0.00021969 | 0 | 0.00014685 | 0.00011416 | 0.11406 | 0.091916 | 0.0001 | 0.098891 | 0.38925 | 0.0001 | 0
7065 | 1 | 0.0001062 | 0.00019609 | 0 | 0.00016448 | 0.00011416 | 0.272 | 0.031573 | 0.0001 | 0.098552 | 0.38846 | 0.0001 | 0.022908
7066 | 1 | 0.0001107 | 0.000168 | 0 | 0.00018797 | 0.00011416 | 0.38607 | 0.0057054 | 0.0001 | 0.098213 | 0.38772 | 0.0001 | 0.11077
7067 | 1 | 0.0001134 | 0.0001378 | 0 | 0.00020677 | 0.00011416 | 0.47381 | 0.021155 | 0.0001 | 0.097874 | 0.38694 | 0.0001 | 0.17326
7068 | 1 | 0.0001152 | 0.0001179 | 0 | 0.00018797 | 0.00011416 | 0.47381 | 0.026861 | 0.0001 | 0.097543 | 0.38619 | 0.0001 | 0.31735
7069 | 1 | 0.0001114 | 0.0001322 | 0 | 0.00019032 | 0.00011416 | 0.45626 | 0.039 | 0.0001 | 0.097204 | 0.38541 | 0.0001 | 0.40515
7070 | 1 | 0.0001096 | 0.0001022 | 0 | 0.00021382 | 0.00011416 | 0.42994 | 0.026861 | 0.0001 | 0.096865 | 0.38466 | 0.0001 | 0.33806
7071 | 1 | 0.000106 | 0.0001034 | 0 | 0.00022322 | 0.00011416 | 0.33342 | 0.035744 | 0.0001 | 0.096534 | 0.38391 | 0.0001 | 0.22191
7072 | 1 | 0.0001057 | 9.8097e-05 | 0 | 0.00022322 | 0.00011416 | 0.14916 | 0.027192 | 0.0001 | 0.096195 | 0.38313 | 0.0001 | 0.081175
7073 | 1 | 0.000108 | 0.0001069 | 0 | 0.00016448 | 0.00011416 | 0 | 0.01545 | 0.0001 | 0.095856 | 0.38238 | 0.0001 | 0
7074 | 1 | 0.0001163 | 0.0001238 | 0 | 0.00011748 | 0.00011416 | 0 | 0.011411 | 0.0001 | 0.095526 | 0.3816 | 0.0001 | 0
7075 | 1 | 0.0001206 | 0.0001271 | 0 | 8.8113e-05 | 0.00011416 | 0 | 0.019964 | 0.0001 | 0.095186 | 0.38086 | 0.0001 | 0
7076 | 1 | 0.0001126 | 0.0001364 | 0 | 5.8742e-05 | 0.00011416 | 0 | 0.049539 | 0.0001 | 0.094847 | 0.38007 | 0.0001 | 0
7077 | 1 | 0.0001077 | 0.0001456 | 0 | 3.7595e-05 | 0.00011416 | 0 | 0.088009 | 0.0001 | 0.094517 | 0.37932 | 0.0001 | 0
7078 | 1 | 0.0001026 | 0.00019119 | 0 | 2.3497e-05 | 0.00011416 | 0 | 0.10293 | 0.0001 | 0.094178 | 0.37855 | 0.0001 | 0
7079 | 1 | 9.2387e-05 | 0.00023749 | 0 | 9.3987e-06 | 0.00011416 | 0 | 0.089996 | 0.0001 | 0.093839 | 0.37779 | 0.0001 | 0
7080 | 1 | 8.3347e-05 | 0.00030579 | 0 | 5.8742e-06 | 0.00011416 | 0 | 0.07342 | 0.0001 | 0.093508 | 0.37702 | 0.0001 | 0
7081 | 1 | 7.8207e-05 | 0.00031879 | 0 | 2.3497e-06 | 0.00011416 | 0 | 0.055576 | 0.0001 | 0.093169 | 0.37627 | 0.0001 | 0
7082 | 1 | 7.3548e-05 | 0.00033339 | 0 | 1.1748e-06 | 0.00011416 | 0 | 0.03847 | 0.0001 | 0.09283 | 0.37549 | 0.0001 | 0
7083 | 1 | 7.6008e-05 | 0.00028299 | 0 | 1.4098e-05 | 0.00011416 | 0 | 0.03037 | 0.0001 | 0.092499 | 0.37474 | 0.0001 | 0
7084 | 1 | 7.3528e-05 | 0.00027459 | 0 | 3.7595e-05 | 0.00011416 | 0 | 0.030767 | 0.0001 | 0.09216 | 0.37397 | 0.0001 | 0
7085 | 1 | 7.2258e-05 | 0.00029919 | 0 | 9.3987e-05 | 0.00011416 | 0 | 0.032897 | 0.0001 | 0.091821 | 0.37321 | 0.0001 | 0
7086 | 1 | 6.8898e-05 | 0.00030329 | 0 | 0.0001821 | 0.00011416 | 0 | 0.021155 | 0.0001 | 0.09149 | 0.37244 | 0.0001 | 0
7087 | 1 | 7.2578e-05 | 0.00026079 | 0 | 0.0001586 | 0.00011416 | 0 | 0.014258 | 0.0001 | 0.091151 | 0.37169 | 0.0001 | 0
7088 | 1 | 8.1887e-05 | 0.00020349 | 0 | 0.00014685 | 0.00011416 | 0.10529 | 0.0057054 | 0.0001 | 0.090812 | 0.37093 | 0.0001 | 0
7089 | 1 | 9.0307e-05 | 0.0001825 | 0 | 0.00016448 | 0.00011416 | 0.272 | 0.0028472 | 0.0001 | 0.090481 | 0.37016 | 0.0001 | 0.044769
7090 | 1 | 9.6207e-05 | 0.000159 | 0 | 0.00018797 | 0.00011416 | 0.37729 | 0.031573 | 0.0001 | 0.090142 | 0.3694 | 0.0001 | 0.13309
7091 | 1 | 0.0001011 | 0.0001308 | 0 | 0.00020677 | 0.00011416 | 0.45626 | 0.024345 | 0.0001 | 0.089803 | 0.36863 | 0.0001 | 0.21197
7092 | 1 | 0.0001052 | 0.0001125 | 0 | 0.00018797 | 0.00011416 | 0.49136 | 0.018308 | 0.0001 | 0.089472 | 0.36788 | 0.0001 | 0.25202
7093 | 1 | 9.9407e-05 | 0.0001199 | 0 | 0.00019032 | 0.00011416 | 0.46503 | 0.027192 | 0.0001 | 0.089133 | 0.3671 | 0.0001 | 0.38211
7094 | 1 | 9.6667e-05 | 9.2718e-05 | 0 | 0.00021382 | 0.00011416 | 0.39484 | 0.030039 | 0.0001 | 0.088794 | 0.36635 | 0.0001 | 0.32206
7095 | 1 | 9.3617e-05 | 9.4168e-05 | 0 | 0.00022322 | 0.00011416 | 0.3071 | 0.059295 | 0.0001 | 0.088455 | 0.36557 | 0.0001 | 0.21339
7096 | 1 | 9.5197e-05 | 9.5777e-05 | 0 | 0.00022322 | 0.00011416 | 0.13161 | 0.095767 | 0.0001 | 0.088124 | 0.36482 | 0.0001 | 0.078283
7097 | 1 | 0.0001008 | 0.0001064 | 0 | 0.00016448 | 0.00011416 | 0 | 0.095238 | 0.0001 | 0.087785 | 0.36404 | 0.0001 | 0
7098 | 1 | 0.0001128 | 0.0001212 | 0 | 0.00011748 | 0.00011416 | 0 | 0.063665 | 0.0001 | 0.087454 | 0.3633 | 0.0001 | 0
7099 | 1 | 0.0001182 | 0.0001241 | 0 | 8.8113e-05 | 0.00011416 | 0 | 0.034089 | 0.0001 | 0.087115 | 0.36251 | 0.0001 | 0
7100 | 1 | 0.0001117 | 0.0001324 | 0 | 5.8742e-05 | 0.00011416 | 0 | 0.042973 | 0.0001 | 0.086776 | 0.36177 | 0.0001 | 0
7101 | 1 | 0.0001078 | 0.0001373 | 0 | 3.7595e-05 | 0.00011416 | 0 | 0.08098 | 0.0001 | 0.086437 | 0.36099 | 0.0001 | 0
7102 | 1 | 0.0001026 | 0.0001726 | 0 | 2.3497e-05 | 0.00011416 | 0 | 0.10817 | 0.0001 | 0.086106 | 0.36023 | 0.0001 | 0
7103 | 1 | 9.0297e-05 | 0.00021389 | 0 | 9.3987e-06 | 0.00011416 | 0 | 0.1268 | 0.0001 | 0.085767 | 0.35946 | 0.0001 | 0
7104 | 1 | 8.1927e-05 | 0.00027099 | 0 | 5.8742e-06 | 0.00011416 | 0 | 0.055576 | 0.0001 | 0.085428 | 0.35871 | 0.0001 | 0
7105 | 1 | 7.8407e-05 | 0.00027609 | 0 | 2.3497e-06 | 0.00011416 | 0 | 0.03847 | 0.0001 | 0.11799 | 0.35796 | 0.0001 | 0
7106 | 1 | 7.6178e-05 | 0.00028389 | 0 | 1.1748e-06 | 0.00011416 | 0 | 0.03037 | 0.0001 | 0.11766 | 0.35718 | 0.0001 | 0
7107 | 1 | 8.0737e-05 | 0.00023489 | 0 | 1.4098e-05 | 0.00011416 | 0 | 0.030767 | 0.0001 | 0.11733 | 0.35643 | 0.0001 | 0
7108 | 1 | 8.1707e-05 | 0.00023339 | 0 | 3.7595e-05 | 0.00011416 | 0 | 0.032897 | 0.0001 | 0.11699 | 0.35565 | 0.0001 | 0
7109 | 1 | 9.0217e-05 | 0.00025759 | 0 | 9.3987e-05 | 0.00011416 | 0 | 0.021155 | 0.0001 | 0.11666 | 0.3549 | 0.0001 | 0
7110 | 1 | 0.0001067 | 0.00026619 | 0 | 0.0001821 | 0.00011416 | 0 | 0.014258 | 0.0001 | 0.11632 | 0.35413 | 0.0001 | 0
7111 | 1 | 0.0001269 | 0.00022849 | 0 | 0.0001586 | 0.00011416 | 0 | 0.0057054 | 0.0001 | 0.11599 | 0.35337 | 0.0001 | 0
7112 | 1 | 0.0001397 | 0.0001825 | 0 | 0.00014685 | 0.00011416 | 0.096516 | 0.0028472 | 0.0001 | 0.11565 | 0.3526 | 0.0001 | 0
7113 | 1 | 0.0001426 | 0.0001664 | 0 | 0.00016448 | 0.00011416 | 0.21936 | 0.031573 | 0.0001 | 0.11531 | 0.35184 | 0.0001 | 0.047528
7114 | 1 | 0.0001467 | 0.0001439 | 0 | 0.00018797 | 0.00011416 | 0.272 | 0.024345 | 0.0001 | 0.11498 | 0.35107 | 0.0001 | 0.14987
7115 | 1 | 0.0001511 | 0.0001113 | 0 | 0.00020677 | 0.00011416 | 0.3071 | 0.018308 | 0.0001 | 0.11464 | 0.35032 | 0.0001 | 0.25171
7116 | 1 | 0.0001433 | 9.1178e-05 | 0 | 0.00018797 | 0.00011416 | 0.31587 | 0.027192 | 0.0001 | 0.1143 | 0.34954 | 0.0001 | 0.36069
7117 | 1 | 0.0001418 | 9.7597e-05 | 0 | 0.00019032 | 0.00011416 | 0.29832 | 0.030039 | 0.0001 | 0.11397 | 0.34879 | 0.0001 | 0.3729
7118 | 1 | 0.0001405 | 7.8688e-05 | 0 | 0.00021382 | 0.00011416 | 0.26323 | 0.059295 | 0.0001 | 0.11363 | 0.34802 | 0.0001 | 0.31874
7119 | 1 | 0.0001374 | 7.6428e-05 | 0 | 0.00022322 | 0.00011416 | 0.19303 | 0.095767 | 0.0001 | 0.11329 | 0.34726 | 0.0001 | 0.2115
7120 | 1 | 0.0001357 | 6.9088e-05 | 0 | 0.00022322 | 0.00011416 | 0.087742 | 0.095238 | 0.0001 | 0.11295 | 0.34651 | 0.0001 | 0.038198
7121 | 1 | 0.0001331 | 7.7228e-05 | 0 | 0.00016448 | 0.00011416 | 0 | 0.063665 | 0.0001 | 0.11262 | 0.34574 | 0.0001 | 0
7122 | 1 | 0.0001413 | 8.6618e-05 | 0 | 0.00011748 | 0.00011416 | 0 | 0.034089 | 0.0001 | 0.11229 | 0.34498 | 0.0001 | 0
7123 | 1 | 0.0001425 | 8.1538e-05 | 0 | 8.8113e-05 | 0.00011416 | 0 | 0.042973 | 0.0001 | 0.11195 | 0.34421 | 0.0001 | 0
7124 | 1 | 0.0001317 | 8.5448e-05 | 0 | 5.8742e-05 | 0.00011416 | 0 | 0.08098 | 0.0001 | 0.11161 | 0.34346 | 0.0001 | 0
7125 | 1 | 0.0001269 | 8.8448e-05 | 0 | 3.7595e-05 | 0.00011416 | 0 | 0.10817 | 0.0001 | 0.11127 | 0.34268 | 0.0001 | 0
7126 | 1 | 0.0001193 | 0.0001129 | 0 | 2.3497e-05 | 0.00011416 | 0 | 0.1268 | 0.0001 | 0.11093 | 0.34193 | 0.0001 | 0
7127 | 1 | 0.0001051 | 0.0001447 | 0 | 9.3987e-06 | 0.00011416 | 0 | 0.12966 | 0.0001 | 0.11059 | 0.34115 | 0.0001 | 0
7128 | 1 | 9.6227e-05 | 0.0001864 | 0 | 5.8742e-06 | 0.00011416 | 0 | 0.092115 | 0.0001 | 0.11027 | 0.3404 | 0.0001 | 0
7129 | 1 | 9.7307e-05 | 0.0001455 | 0 | 2.3497e-06 | 0.00011416 | 0 | 0.092115 | 0.0001 | 0.10993 | 0.33962 | 0.0001 | 0
7130 | 1 | 9.1717e-05 | 0.0001667 | 0 | 1.1748e-06 | 0.00011416 | 0 | 0.064989 | 0.0001 | 0.10959 | 0.33887 | 0.0001 | 0
7131 | 1 | 9.1577e-05 | 0.000157 | 0 | 1.4098e-05 | 0.00011416 | 0 | 0.043834 | 0.0001 | 0.10925 | 0.33809 | 0.0001 | 0
7132 | 1 | 9.1707e-05 | 0.0001411 | 0 | 3.7595e-05 | 0.00011416 | 0 | 0.038139 | 0.0001 | 0.10891 | 0.33734 | 0.0001 | 0
7133 | 1 | 0.0001028 | 0.0001171 | 0 | 9.3987e-05 | 0.00011416 | 0 | 0.040126 | 0.0001 | 0.10858 | 0.33656 | 0.0001 | 0
7134 | 1 | 0.0001169 | 0.0001508 | 0 | 0.0001821 | 0.00011416 | 0 | 0.040126 | 0.0001 | 0.10824 | 0.33581 | 0.0001 | 0
7135 | 1 | 0.0001386 | 0.0001147 | 0 | 0.0001586 | 0.00011416 | 0 | 0.04497 | 0.0001 | 0.10791 | 0.33504 | 0.0001 | 0
7136 | 1 | 0.0001466 | 0.0001195 | 0 | 0.00014685 | 0.00011416 | 0.087742 | 0.025205 | 0.0001 | 0.10757 | 0.33428 | 0.0001 | 0
7137 | 1 | 0.0001465 | 0.0001128 | 0 | 0.00016448 | 0.00011416 | 0.21058 | 0.0028472 | 0.0001 | 0.10724 | 0.33354 | 0.0001 | 0.011281
7138 | 1 | 0.0001504 | 0.0001049 | 0 | 0.00018797 | 0.00011416 | 0.26323 | 0.0085526 | 0.0001 | 0.1069 | 0.33276 | 0.0001 | 0.022522
7139 | 1 | 0.000155 | 9.5817e-05 | 0 | 0.00020677 | 0.00011416 | 0.29832 | 0.0085526 | 0.0001 | 0.10657 | 0.332 | 0.0001 | 0.10709
7140 | 1 | 0.0001465 | 8.2318e-05 | 0 | 0.00018797 | 0.00011416 | 0.3071 | 0.0085526 | 0.0001 | 0.10623 | 0.33123 | 0.0001 | 0.12225
7141 | 1 | 0.0001461 | 8.3168e-05 | 0 | 0.00019032 | 0.00011416 | 0.28077 | 0.031374 | 0.0001 | 0.10589 | 0.33048 | 0.0001 | 0.10572
7142 | 1 | 0.0001458 | 7.1188e-05 | 0 | 0.00021382 | 0.00011416 | 0.24568 | 0.031374 | 0.0001 | 0.10556 | 0.3297 | 0.0001 | 0.091171
7143 | 1 | 0.0001427 | 7.4378e-05 | 0 | 0.00022322 | 0.00011416 | 0.18426 | 0.031374 | 0.0001 | 0.10522 | 0.32895 | 0.0001 | 0.026928
7144 | 1 | 0.0001401 | 9.0478e-05 | 0 | 0.00022322 | 0.00011416 | 0.070194 | 0.055245 | 0.0001 | 0.10489 | 0.32818 | 0.0001 | 0
7145 | 1 | 0.0001361 | 0.0001099 | 0 | 0.00016448 | 0.00011416 | 0 | 0.042973 | 0.0001 | 0.10455 | 0.32742 | 0.0001 | 0
7146 | 1 | 0.0001432 | 8.7968e-05 | 0 | 0.00011748 | 0.00011416 | 0 | 0.021486 | 0.0001 | 0.10421 | 0.32665 | 0.0001 | 0
7147 | 1 | 0.0001424 | 8.8308e-05 | 0 | 8.8113e-05 | 0.00011416 | 0 | 0.021486 | 0.0001 | 0.10387 | 0.32589 | 0.0001 | 0
7148 | 1 | 0.0001342 | 8.7548e-05 | 0 | 5.8742e-05 | 0.00011416 | 0 | 0.018308 | 0.0001 | 0.10353 | 0.32512 | 0.0001 | 0
7149 | 1 | 0.0001276 | 9.6807e-05 | 0 | 3.7595e-05 | 0.00011416 | 0 | 0.021155 | 0.0001 | 0.10321 | 0.32437 | 0.0001 | 0
7150 | 1 | 0.0001179 | 0.0001457 | 0 | 2.3497e-05 | 0.00011416 | 0 | 0.027192 | 0.0001 | 0.10287 | 0.32359 | 0.0001 | 0
7151 | 1 | 0.0001077 | 0.0001333 | 0 | 9.3987e-06 | 0.00011416 | 0 | 0.022678 | 0.0001 | 0.10253 | 0.32284 | 0.0001 | 0
7152 | 1 | 0.0001001 | 0.0001548 | 0 | 5.8742e-06 | 0.00011416 | 0 | 0.016973 | 0.0001 | 0.10219 | 0.32206 | 0.0001 | 0
7153 | 1 | 9.7637e-05 | 0.0001415 | 0 | 2.3497e-06 | 0.00011416 | 0 | 0.014589 | 0.0001 | 0.10208 | 0.32149 | 0.0001 | 0
7154 | 1 | 9.3027e-05 | 0.0001574 | 0 | 1.1748e-06 | 0.00011416 | 0 | 0.01545 | 0.0001 | 0.10236 | 0.32121 | 0.0001 | 0
7155 | 1 | 9.2247e-05 | 0.0001452 | 0 | 1.4098e-05 | 0.00011416 | 0 | 0.029708 | 0.0001 | 0.10264 | 0.32093 | 0.0001 | 0
7156 | 1 | 9.2667e-05 | 0.0001314 | 0 | 3.7595e-05 | 0.00011416 | 0 | 0.028053 | 0.0001 | 0.10293 | 0.32065 | 0.0001 | 0
7157 | 1 | 0.0001028 | 0.000119 | 0 | 9.3987e-05 | 0.00011416 | 0 | 0.03495 | 0.0001 | 0.10321 | 0.32039 | 0.0001 | 0
7158 | 1 | 0.0001211 | 9.9817e-05 | 0 | 0.0001821 | 0.00011416 | 0 | 0.04145 | 0.0001 | 0.10348 | 0.32011 | 0.0001 | 0
7159 | 1 | 0.0001395 | 0.0001019 | 0 | 0.0001586 | 0.00011416 | 0 | 0.060818 | 0.0001 | 0.10375 | 0.31983 | 0.0001 | 0
7160 | 1 | 0.0001453 | 0.0001157 | 0 | 0.00014685 | 0.00011416 | 0.087742 | 0.060818 | 0.0001 | 0.10404 | 0.31956 | 0.0001 | 0.002212
7161 | 1 | 0.0001447 | 0.0001199 | 0 | 0.00016448 | 0.00011416 | 0.22813 | 0 | 0.0001 | 0.10432 | 0.31928 | 0.0001 | 0.12242
7162 | 1 | 0.0001488 | 9.1858e-05 | 0 | 0.00018797 | 0.00011416 | 0.28955 | 0 | 0.0001 | 0.1046 | 0.319 | 0.0001 | 0.2303
7163 | 1 | 0.0001528 | 7.5308e-05 | 0 | 0.00020677 | 0.00011416 | 0.34219 | 0.0085526 | 0.0001 | 0.10487 | 0.31873 | 0.0001 | 0.33471
7164 | 1 | 0.0001439 | 6.3688e-05 | 0 | 0.00018797 | 0.00011416 | 0.35974 | 0.029708 | 0.0001 | 0.10516 | 0.31845 | 0.0001 | 0.38205
7165 | 1 | 0.0001439 | 5.4939e-05 | 0 | 0.00019032 | 0.00011416 | 0.35097 | 0.043503 | 0.0001 | 0.10543 | 0.31818 | 0.0001 | 0.36677
7166 | 1 | 0.0001417 | 4.7419e-05 | 0 | 0.00021382 | 0.00011416 | 0.31587 | 0.062539 | 0.0001 | 0.10571 | 0.31791 | 0.0001 | 0.30605
7167 | 1 | 0.000138 | 5.1759e-05 | 0 | 0.00022322 | 0.00011416 | 0.22813 | 0.071886 | 0.0001 | 0.106 | 0.3176 | 0.0001 | 0.21781
7168 | 1 | 0.0001358 | 4.9479e-05 | 0 | 0.00022322 | 0.00011416 | 0.087742 | 0.086012 | 0.0001 | 0.10628 | 0.31732 | 0.0001 | 0.080929
7169 | 1 | 0.000132 | 5.9938e-05 | 0 | 0.00016448 | 0.00011416 | 0 | 0.033626 | 0.0001 | 0.10655 | 0.31705 | 0.0001 | 0
7170 | 1 | 0.0001392 | 7.8768e-05 | 0 | 0.00011748 | 0.00011416 | 0 | 0.039662 | 0.0001 | 0.10683 | 0.31678 | 0.0001 | 0
7171 | 1 | 0.0001407 | 9.1258e-05 | 0 | 8.8113e-05 | 0.00011416 | 0 | 0.068907 | 0.0001 | 0.10711 | 0.3165 | 0.0001 | 0
7172 | 1 | 0.0001328 | 8.5048e-05 | 0 | 5.8742e-05 | 0.00011416 | 0 | 0.081576 | 0.0001 | 0.10739 | 0.31623 | 0.0001 | 0
7173 | 1 | 0.0001247 | 0.0001189 | 0 | 3.7595e-05 | 0.00011416 | 0 | 0.12203 | 0.0001 | 0.10767 | 0.31595 | 0.0001 | 0
7174 | 1 | 0.0001175 | 0.0001491 | 0 | 2.3497e-05 | 0.00011416 | 0 | 0.14982 | 0.0001 | 0.10796 | 0.31567 | 0.0001 | 0
7175 | 1 | 0.0001083 | 0.0001373 | 0 | 9.3987e-06 | 0.00011416 | 0 | 0.17635 | 0.0001 | 0.10823 | 0.3154 | 0.0001 | 0
7176 | 1 | 9.4707e-05 | 0.00022119 | 0 | 5.8742e-06 | 0.00011416 | 0 | 0.18325 | 0.0001 | 0.10851 | 0.31512 | 0.0001 | 0
7177 | 1 | 9.0387e-05 | 0.00024159 | 0 | 2.3497e-06 | 0.00011416 | 0 | 0.17754 | 0.0001 | 0.10878 | 0.31485 | 0.0001 | 0
7178 | 1 | 8.6707e-05 | 0.00025409 | 0 | 1.1748e-06 | 0.00011416 | 0 | 0.16746 | 0.0001 | 0.10907 | 0.31458 | 0.0001 | 0
7179 | 1 | 8.9067e-05 | 0.00021549 | 0 | 1.4098e-05 | 0.00011416 | 0 | 0.17151 | 0.0001 | 0.10934 | 0.3143 | 0.0001 | 0
7180 | 1 | 8.7697e-05 | 0.00021249 | 0 | 3.7595e-05 | 0.00011416 | 0 | 0.16102 | 0.0001 | 0.10963 | 0.31402 | 0.0001 | 0
7181 | 1 | 9.3517e-05 | 0.00023409 | 0 | 9.3987e-05 | 0.00011416 | 0 | 0.18451 | 0.0001 | 0.1099 | 0.31375 | 0.0001 | 0
7182 | 1 | 0.0001089 | 0.00023329 | 0 | 0.0001821 | 0.00011416 | 0 | 0.23106 | 0.0001 | 0.11019 | 0.31347 | 0.0001 | 0
7183 | 1 | 0.0001303 | 0.00019809 | 0 | 0.0001586 | 0.00011416 | 0 | 0.26787 | 0.0001 | 0.11046 | 0.31319 | 0.0001 | 0
7184 | 1 | 0.0001416 | 0.0001583 | 0 | 0.00014685 | 0.00011416 | 0.017548 | 0.28517 | 0.0001 | 0.11074 | 0.31291 | 0.0001 | 0
7185 | 1 | 0.0001435 | 0.0001405 | 0 | 0.00016448 | 0.00011416 | 0.078968 | 0.24081 | 0.0001 | 0.11102 | 0.31262 | 0.0001 | 0.090324
7186 | 1 | 0.0001474 | 0.0001165 | 0 | 0.00018797 | 0.00011416 | 0.12284 | 0.21985 | 0.0001 | 0.1113 | 0.31234 | 0.0001 | 0.12705
7187 | 1 | 0.0001522 | 9.3598e-05 | 0 | 0.00020677 | 0.00011416 | 0.14039 | 0.18398 | 0.0001 | 0.11158 | 0.31207 | 0.0001 | 0.23137
7188 | 1 | 0.0001438 | 7.5168e-05 | 0 | 0.00018797 | 0.00011416 | 0.14916 | 0.15612 | 0.0001 | 0.11186 | 0.31179 | 0.0001 | 0.2357
7189 | 1 | 0.0001432 | 7.9168e-05 | 0 | 0.00019032 | 0.00011416 | 0.12284 | 0.17794 | 0.0001 | 0.11214 | 0.31151 | 0.0001 | 0.24285
7190 | 1 | 0.0001415 | 6.5448e-05 | 0 | 0.00021382 | 0.00011416 | 0.096516 | 0.16016 | 0.0001 | 0.11242 | 0.31124 | 0.0001 | 0.2259
7191 | 1 | 0.0001385 | 6.4628e-05 | 0 | 0.00022322 | 0.00011416 | 0.078968 | 0.15048 | 0.0001 | 0.11269 | 0.31097 | 0.0001 | 0.18999
7192 | 1 | 0.0001363 | 5.9148e-05 | 0 | 0.00022322 | 0.00011416 | 0.017548 | 0.24532 | 0.0001 | 0.11298 | 0.31069 | 0.0001 | 0.034713
7193 | 1 | 0.0001328 | 6.8708e-05 | 0 | 0.00016448 | 0.00011416 | 0 | 0.30183 | 0.0001 | 0.11326 | 0.31041 | 0.0001 | 0
7194 | 1 | 0.0001408 | 8.5018e-05 | 0 | 0.00011748 | 0.00011416 | 0 | 0.29731 | 0.0001 | 0.11354 | 0.31014 | 0.0001 | 0
7195 | 1 | 0.0001428 | 8.7458e-05 | 0 | 8.8113e-05 | 0.00011416 | 0 | 0.34255 | 0.0001 | 0.11381 | 0.30986 | 0.0001 | 0
7196 | 1 | 0.000134 | 9.3888e-05 | 0 | 5.8742e-05 | 0.00011416 | 0 | 0.39381 | 0.0001 | 0.1141 | 0.30958 | 0.0001 | 0
7197 | 1 | 0.0001277 | 0.0001011 | 0 | 3.7595e-05 | 0.00011416 | 0 | 0.38651 | 0.0001 | 0.11437 | 0.30931 | 0.0001 | 0
7198 | 1 | 0.0001199 | 0.0001311 | 0 | 2.3497e-05 | 0.00011416 | 0 | 0.36058 | 0.0001 | 0.11465 | 0.30904 | 0.0001 | 0
7199 | 1 | 0.0001072 | 0.00016 | 0 | 9.3987e-06 | 0.00011416 | 0 | 0.32019 | 0.0001 | 0.11494 | 0.30876 | 0.0001 | 0
7200 | 1 | 9.8197e-05 | 0.00020179 | 0 | 5.8742e-06 | 0.00011416 | 0 | 0.17754 | 0.0001 | 0.11522 | 0.30849 | 0.0001 | 0
7201 | 1 | 9.4847e-05 | 0.00020989 | 0 | 2.3497e-06 | 0.00011416 | 0 | 0.16746 | 0.0001 | 0.11549 | 0.30821 | 0.0001 | 0
7202 | 1 | 9.0597e-05 | 0.00021969 | 0 | 1.1748e-06 | 0.00011416 | 0 | 0.17151 | 0.0001 | 0.11577 | 0.3079 | 0.0001 | 0
7203 | 1 | 9.2967e-05 | 0.0001835 | 0 | 1.4098e-05 | 0.00011416 | 0 | 0.16102 | 0.0001 | 0.11605 | 0.30764 | 0.0001 | 0
7204 | 1 | 9.0877e-05 | 0.0001876 | 0 | 3.7595e-05 | 0.00011416 | 0 | 0.18451 | 0.0001 | 0.11633 | 0.30736 | 0.0001 | 0
7205 | 1 | 9.6977e-05 | 0.00021469 | 0 | 9.3987e-05 | 0.00011416 | 0 | 0.23106 | 0.0001 | 0.11661 | 0.30708 | 0.0001 | 0
7206 | 1 | 0.0001112 | 0.00022339 | 0 | 0.0001821 | 0.00011416 | 0 | 0.26787 | 0.0001 | 0.11688 | 0.30681 | 0.0001 | 0
7207 | 1 | 0.0001312 | 0.00019609 | 0 | 0.0001586 | 0.00011416 | 0 | 0.28517 | 0.0001 | 0.11717 | 0.30653 | 0.0001 | 0
7208 | 1 | 0.0001421 | 0.0001577 | 0 | 0.00014685 | 0.00011416 | 0.0087742 | 0.24081 | 0.0001 | 0.11745 | 0.30625 | 0.0001 | 0
7209 | 1 | 0.0001438 | 0.000141 | 0 | 0.00016448 | 0.00011416 | 0.043871 | 0.21985 | 0.0001 | 0.11772 | 0.30598 | 0.0001 | 0.087972
7210 | 1 | 0.0001473 | 0.0001132 | 0 | 0.00018797 | 0.00011416 | 0.052645 | 0.18398 | 0.0001 | 0.11801 | 0.3057 | 0.0001 | 0.18184
7211 | 1 | 0.0001518 | 8.2348e-05 | 0 | 0.00020677 | 0.00011416 | 0.061419 | 0.15612 | 0.0001 | 0.11828 | 0.30543 | 0.0001 | 0.20575
7212 | 1 | 0.0001445 | 6.3188e-05 | 0 | 0.00018797 | 0.00011416 | 0.052645 | 0.17794 | 0.0001 | 0.11856 | 0.30516 | 0.0001 | 0.18641
7213 | 1 | 0.0001425 | 6.3868e-05 | 0 | 0.00019032 | 0.00011416 | 0.043871 | 0.16016 | 0.0001 | 0.11884 | 0.30488 | 0.0001 | 0.25411
7214 | 1 | 0.0001406 | 4.1809e-05 | 0 | 0.00021382 | 0.00011416 | 0.035097 | 0.15048 | 0.0001 | 0.11913 | 0.3046 | 0.0001 | 0.2386
7215 | 1 | 0.0001366 | 3.2519e-05 | 0 | 0.00022322 | 0.00011416 | 0.026323 | 0.24532 | 0.0001 | 0.1194 | 0.30433 | 0.0001 | 0.16967
7216 | 1 | 0.0001328 | 2.9479e-05 | 0 | 0.00022322 | 0.00011416 | 0.0087742 | 0.30183 | 0.0001 | 0.11967 | 0.30405 | 0.0001 | 0.032306
7217 | 1 | 0.0001319 | 3.9649e-05 | 0 | 0.00016448 | 0.00011416 | 0 | 0.29731 | 0.0001 | 0.11996 | 0.30377 | 0.0001 | 0
7218 | 1 | 0.0001392 | 6.7618e-05 | 0 | 0.00011748 | 0.00011416 | 0 | 0.34255 | 0.0001 | 0.12024 | 0.3035 | 0.0001 | 0
7219 | 1 | 0.0001391 | 7.8428e-05 | 0 | 8.8113e-05 | 0.00011416 | 0 | 0.39381 | 0.0001 | 0.12052 | 0.30323 | 0.0001 | 0
7220 | 1 | 0.0001301 | 8.6668e-05 | 0 | 5.8742e-05 | 0.00011416 | 0 | 0.38651 | 0.0001 | 0.12079 | 0.30292 | 0.0001 | 0
7221 | 1 | 0.0001242 | 9.3598e-05 | 0 | 3.7595e-05 | 0.00011416 | 0 | 0.36058 | 0.0001 | 0.12108 | 0.30265 | 0.0001 | 0
7222 | 1 | 0.0001183 | 0.0001231 | 0 | 2.3497e-05 | 0.00011416 | 0 | 0.32019 | 0.0001 | 0.12135 | 0.30237 | 0.0001 | 0
7223 | 1 | 0.0001071 | 0.0001512 | 0 | 9.3987e-06 | 0.00011416 | 0 | 0.2879 | 0.0001 | 0.12163 | 0.3021 | 0.0001 | 0
7224 | 1 | 9.8507e-05 | 0.0001898 | 0 | 5.8742e-06 | 0.00011416 | 0 | 0.76672 | 0.0001 | 0.12192 | 0.30182 | 0.0001 | 0
7225 | 1 | 9.3827e-05 | 0.00019219 | 0 | 2.3497e-06 | 0.00011416 | 0 | 0.76672 | 0.0001 | 0.1222 | 0.30155 | 0.0001 | 0
7226 | 1 | 8.8977e-05 | 0.00020099 | 0 | 1.1748e-06 | 0.00011416 | 0 | 0.82051 | 0.0001 | 0.12247 | 0.30127 | 0.0001 | 0
7227 | 1 | 8.9367e-05 | 0.0001746 | 0 | 1.4098e-05 | 0.00011416 | 0 | 0.8489 | 0.0001 | 0.12275 | 0.30099 | 0.0001 | 0
7228 | 1 | 8.5937e-05 | 0.0001753 | 0 | 3.7595e-05 | 0.00011416 | 0 | 0.84605 | 0.0001 | 0.12303 | 0.30072 | 0.0001 | 0
7229 | 1 | 8.5897e-05 | 0.00019919 | 0 | 9.3987e-05 | 0.00011416 | 0 | 0.83749 | 0.0001 | 0.12331 | 0.30044 | 0.0001 | 0
7230 | 1 | 8.7017e-05 | 0.00020529 | 0 | 0.0001821 | 0.00011416 | 0 | 0.82655 | 0.0001 | 0.12359 | 0.30016 | 0.0001 | 0
7231 | 1 | 9.3357e-05 | 0.0001803 | 0 | 0.0001586 | 0.00011416 | 0 | 0.8087 | 0.0001 | 0.12387 | 0.2999 | 0.0001 | 0
7232 | 1 | 0.0001034 | 0.0001484 | 0 | 0.00014685 | 0.00011416 | 0.0087742 | 0.77548 | 0.0001 | 0.12415 | 0.29962 | 0.0001 | 0
7233 | 1 | 0.0001097 | 0.0001288 | 0 | 0.00016448 | 0.00011416 | 0.043871 | 0.74272 | 0.0001 | 0.12443 | 0.29934 | 0.0001 | 0.10336
7234 | 1 | 0.000114 | 0.0001026 | 0 | 0.00018797 | 0.00011416 | 0.052645 | 0.72256 | 0.0001 | 0.1247 | 0.29907 | 0.0001 | 0.17902
7235 | 1 | 0.0001164 | 7.6988e-05 | 0 | 0.00020677 | 0.00011416 | 0.070194 | 0.71732 | 0.0001 | 0.12499 | 0.29879 | 0.0001 | 0.24076
7236 | 1 | 0.0001168 | 5.9808e-05 | 0 | 0.00018797 | 0.00011416 | 0.070194 | 0.67256 | 0.0001 | 0.12526 | 0.29851 | 0.0001 | 0.28755
7237 | 1 | 0.0001156 | 4.9889e-05 | 0 | 0.00019032 | 0.00011416 | 0.061419 | 0.64834 | 0.0001 | 0.12555 | 0.29822 | 0.0001 | 0.2715
7238 | 1 | 0.0001139 | 2.7109e-05 | 0 | 0.00021382 | 0.00011416 | 0.052645 | 0.61758 | 0.0001 | 0.12582 | 0.29794 | 0.0001 | 0.21922
7239 | 1 | 0.0001116 | 1.746e-05 | 0 | 0.00022322 | 0.00011416 | 0.035097 | 0.54237 | 0.0001 | 0.12611 | 0.29766 | 0.0001 | 0.1061
7240 | 1 | 0.0001109 | 1.9929e-05 | 0 | 0.00022322 | 0.00011416 | 0.0087742 | 0.46921 | 0.0001 | 0.12638 | 0.29739 | 0.0001 | 0.01294
7241 | 1 | 0.0001138 | 3.1639e-05 | 0 | 0.00016448 | 0.00011416 | 0 | 0.47691 | 0.0001 | 0.12666 | 0.29711 | 0.0001 | 0
7242 | 1 | 0.0001236 | 5.2779e-05 | 0 | 0.00011748 | 0.00011416 | 0 | 0.47206 | 0.0001 | 0.12694 | 0.29683 | 0.0001 | 0
7243 | 1 | 0.0001237 | 6.0028e-05 | 0 | 8.8113e-05 | 0.00011416 | 0 | 0.47452 | 0.0001 | 0.12722 | 0.29656 | 0.0001 | 0
7244 | 1 | 0.0001152 | 6.7368e-05 | 0 | 5.8742e-05 | 0.00011416 | 0 | 0.47054 | 0.0001 | 0.1275 | 0.29629 | 0.0001 | 0
7245 | 1 | 0.0001109 | 7.3778e-05 | 0 | 3.7595e-05 | 0.00011416 | 0 | 0.44952 | 0.0001 | 0.12778 | 0.29601 | 0.0001 | 0
7246 | 1 | 0.0001086 | 9.3948e-05 | 0 | 2.3497e-05 | 0.00011416 | 0 | 0.40269 | 0.0001 | 0.12806 | 0.29574 | 0.0001 | 0
7247 | 1 | 9.8737e-05 | 0.000122 | 0 | 9.3987e-06 | 0.00011416 | 0 | 0.38413 | 0.0001 | 0.12834 | 0.29546 | 0.0001 | 0
7248 | 1 | 9.1607e-05 | 0.0001588 | 0 | 5.8742e-06 | 0.00011416 | 0 | 0.37677 | 0.0001 | 0.12861 | 0.29518 | 0.0001 | 0
7249 | 1 | 8.5167e-05 | 0.0001641 | 0 | 2.3497e-06 | 0.00011416 | 0 | 0.36987 | 0.0001 | 0.12889 | 0.29491 | 0.0001 | 0
7250 | 1 | 7.9897e-05 | 0.0001755 | 0 | 1.1748e-06 | 0.00011416 | 0 | 0.35892 | 0.0001 | 0.12918 | 0.29463 | 0.0001 | 0
7251 | 1 | 7.7807e-05 | 0.0001502 | 0 | 1.4098e-05 | 0.00011416 | 0 | 0.31383 | 0.0001 | 0.12946 | 0.29436 | 0.0001 | 0
7252 | 1 | 7.8337e-05 | 0.0001491 | 0 | 3.7595e-05 | 0.00011416 | 0 | 0.29247 | 0.0001 | 0.12973 | 0.29408 | 0.0001 | 0
7253 | 1 | 7.7088e-05 | 0.0001636 | 0 | 9.3987e-05 | 0.00011416 | 0 | 0.26701 | 0.0001 | 0.13002 | 0.29381 | 0.0001 | 0
7254 | 1 | 7.7827e-05 | 0.0001649 | 0 | 0.0001821 | 0.00011416 | 0 | 0.28352 | 0.0001 | 0.13029 | 0.2935 | 0.0001 | 0
7255 | 1 | 7.8667e-05 | 0.0001437 | 0 | 0.0001586 | 0.00011416 | 0 | 0.29233 | 0.0001 | 0.13057 | 0.29323 | 0.0001 | 0
7256 | 1 | 8.1867e-05 | 0.0001121 | 0 | 0.00014685 | 0.00011416 | 0.017548 | 0.3056 | 0.0001 | 0.13085 | 0.29296 | 0.0001 | 0
7257 | 1 | 8.9177e-05 | 9.7677e-05 | 0 | 0.00016448 | 0.00011416 | 0.096516 | 0.24751 | 0.0001 | 0.13114 | 0.29268 | 0.0001 | 0.075085
7258 | 1 | 9.6847e-05 | 7.8168e-05 | 0 | 0.00018797 | 0.00011416 | 0.10529 | 0.26893 | 0.0001 | 0.13141 | 0.2924 | 0.0001 | 0.16689
7259 | 1 | 0.0001012 | 5.4499e-05 | 0 | 0.00020677 | 0.00011416 | 0.14039 | 0.27417 | 0.0001 | 0.13168 | 0.29213 | 0.0001 | 0.24488
7260 | 1 | 0.0001059 | 3.4319e-05 | 0 | 0.00018797 | 0.00011416 | 0.15794 | 0.26853 | 0.0001 | 0.13197 | 0.29185 | 0.0001 | 0.33351
7261 | 1 | 0.0001062 | 2.4889e-05 | 0 | 0.00019032 | 0.00011416 | 0.16671 | 0.25155 | 0.0001 | 0.13225 | 0.29157 | 0.0001 | 0.26923
7262 | 1 | 0.0001023 | 1.538e-05 | 0 | 0.00021382 | 0.00011416 | 0.17548 | 0.21806 | 0.0001 | 0.13253 | 0.2913 | 0.0001 | 0.20473
7263 | 1 | 9.8727e-05 | 1.395e-05 | 0 | 0.00022322 | 0.00011416 | 0.14039 | 0.19259 | 0.0001 | 0.1328 | 0.29102 | 0.0001 | 0.15599
7264 | 1 | 9.7517e-05 | 1.255e-05 | 0 | 0.00022322 | 0.00011416 | 0.035097 | 0.16514 | 0.0001 | 0.13309 | 0.29075 | 0.0001 | 0.0256
7265 | 1 | 0.0001017 | 2.1679e-05 | 0 | 0.00016448 | 0.00011416 | 0 | 0.13323 | 0.0001 | 0.13337 | 0.29048 | 0.0001 | 0
7266 | 1 | 0.0001149 | 4.3759e-05 | 0 | 0.00011748 | 0.00011416 | 0 | 0.10339 | 0.0001 | 0.13364 | 0.2902 | 0.0001 | 0
7267 | 1 | 0.0001225 | 5.2479e-05 | 0 | 8.8113e-05 | 0.00011416 | 0 | 0.086354 | 0.0001 | 0.13393 | 0.28992 | 0.0001 | 0
7268 | 1 | 0.0001168 | 6.4918e-05 | 0 | 5.8742e-05 | 0.00011416 | 0 | 0.091188 | 0.0001 | 0.1342 | 0.28965 | 0.0001 | 0
7269 | 1 | 0.0001103 | 7.3808e-05 | 0 | 3.7595e-05 | 0.00011416 | 0 | 0.10134 | 0.0001 | 0.13448 | 0.28937 | 0.0001 | 0
7270 | 1 | 0.0001057 | 9.4698e-05 | 0 | 2.3497e-05 | 0.00011416 | 0 | 0.12276 | 0.0001 | 0.13476 | 0.28909 | 0.0001 | 0
7271 | 1 | 0.0001006 | 0.0001184 | 0 | 9.3987e-06 | 0.00011416 | 0 | 0.12634 | 0.0001 | 0.13505 | 0.28882 | 0.0001 | 0
7272 | 1 | 8.8997e-05 | 0.0001545 | 0 | 5.8742e-06 | 0.00011416 | 0 | 0.12634 | 0.0001 | 0.13532 | 0.28852 | 0.0001 | 0
7273 | 1 | 8.4227e-05 | 0.0001688 | 0 | 2.3497e-06 | 0.00011416 | 0 | 0.12753 | 0.0001 | 0.17826 | 0.28824 | 0.0001 | 0
7274 | 1 | 7.9267e-05 | 0.0001828 | 0 | 1.1748e-06 | 0.00011416 | 0 | 0.11102 | 0.0001 | 0.17853 | 0.28797 | 0.0001 | 0
7275 | 1 | 8.0307e-05 | 0.0001614 | 0 | 1.4098e-05 | 0.00011416 | 0 | 0.091188 | 0.0001 | 0.17881 | 0.28769 | 0.0001 | 0
7276 | 1 | 7.9887e-05 | 0.0001698 | 0 | 3.7595e-05 | 0.00011416 | 0 | 0.094443 | 0.0001 | 0.17909 | 0.28741 | 0.0001 | 0
7277 | 1 | 8.0287e-05 | 0.00019119 | 0 | 9.3987e-05 | 0.00011416 | 0 | 0.085946 | 0.0001 | 0.17937 | 0.28715 | 0.0001 | 0
7278 | 1 | 9.1177e-05 | 0.0001897 | 0 | 0.0001821 | 0.00011416 | 0 | 0.097688 | 0.0001 | 0.17965 | 0.28687 | 0.0001 | 0
7279 | 1 | 0.0001089 | 0.0001651 | 0 | 0.0001586 | 0.00011416 | 0 | 0.13761 | 0.0001 | 0.17994 | 0.28659 | 0.0001 | 0
7280 | 1 | 0.0001253 | 0.0001293 | 0 | 0.00014685 | 0.00011416 | 0.0087742 | 0.14809 | 0.0001 | 0.18021 | 0.28632 | 0.0001 | 0
7281 | 1 | 0.0001356 | 0.0001156 | 0 | 0.00016448 | 0.00011416 | 0.12284 | 0.092777 | 0.0001 | 0.18049 | 0.28604 | 0.0001 | 0.034534
7282 | 1 | 0.0001387 | 9.6637e-05 | 0 | 0.00018797 | 0.00011416 | 0.16671 | 0.08887 | 0.0001 | 0.18076 | 0.28576 | 0.0001 | 0.080633
7283 | 1 | 0.0001428 | 7.5948e-05 | 0 | 0.00020677 | 0.00011416 | 0.22813 | 0.10379 | 0.0001 | 0.18105 | 0.28549 | 0.0001 | 0.13596
7284 | 1 | 0.0001475 | 6.1518e-05 | 0 | 0.00018797 | 0.00011416 | 0.25445 | 0.1264 | 0.0001 | 0.18133 | 0.28522 | 0.0001 | 0.17508
7285 | 1 | 0.0001398 | 6.3738e-05 | 0 | 0.00019032 | 0.00011416 | 0.272 | 0.13768 | 0.0001 | 0.18161 | 0.28494 | 0.0001 | 0.20967
7286 | 1 | 0.0001406 | 5.0599e-05 | 0 | 0.00021382 | 0.00011416 | 0.25445 | 0.11553 | 0.0001 | 0.18188 | 0.28466 | 0.0001 | 0.17659
7287 | 1 | 0.000138 | 5.1769e-05 | 0 | 0.00022322 | 0.00011416 | 0.19303 | 0.081178 | 0.0001 | 0.18217 | 0.28439 | 0.0001 | 0.09477
7288 | 1 | 0.0001357 | 5.4529e-05 | 0 | 0.00022322 | 0.00011416 | 0.035097 | 0.070231 | 0.0001 | 0.18244 | 0.28411 | 0.0001 | 0.0060704
7289 | 1 | 0.0001356 | 6.1658e-05 | 0 | 0.00016448 | 0.00011416 | 0 | 0.046692 | 0.0001 | 0.18272 | 0.28382 | 0.0001 | 0
7290 | 1 | 0.0001407 | 7.1428e-05 | 0 | 0.00011748 | 0.00011416 | 0 | 0.059162 | 0.0001 | 0.183 | 0.28354 | 0.0001 | 0
7291 | 1 | 0.0001439 | 6.7828e-05 | 0 | 8.8113e-05 | 0.00011416 | 0 | 0.085879 | 0.0001 | 0.18329 | 0.28326 | 0.0001 | 0
7292 | 1 | 0.0001357 | 7.1448e-05 | 0 | 5.8742e-05 | 0.00011416 | 0 | 0.14378 | 0.0001 | 0.18356 | 0.28299 | 0.0001 | 0
7293 | 1 | 0.0001256 | 7.7128e-05 | 0 | 3.7595e-05 | 0.00011416 | 0 | 0.21051 | 0.0001 | 0.18384 | 0.28271 | 0.0001 | 0
7294 | 1 | 0.0001182 | 0.0001059 | 0 | 2.3497e-05 | 0.00011416 | 0 | 0.23955 | 0.0001 | 0.18412 | 0.28243 | 0.0001 | 0
7295 | 1 | 0.0001114 | 0.000132 | 0 | 9.3987e-06 | 0.00011416 | 0 | 0.26216 | 0.0001 | 0.1844 | 0.28215 | 0.0001 | 0
7296 | 1 | 9.7977e-05 | 0.0001729 | 0 | 5.8742e-06 | 0.00011416 | 0 | 0.12753 | 0.0001 | 0.18468 | 0.28188 | 0.0001 | 0
7297 | 1 | 0.0001149 | 0.0001305 | 0 | 2.3497e-06 | 0.00011416 | 0 | 0.11102 | 0.0001 | 0.13754 | 0.41004 | 0.0001 | 0
7298 | 1 | 9.5607e-05 | 0.00032559 | 0 | 1.1748e-06 | 0.00011416 | 0 | 0.091188 | 0.0001 | 0.13734 | 0.40999 | 0.0001 | 0
7299 | 1 | 9.3387e-05 | 0.00031169 | 0 | 1.4098e-05 | 0.00011416 | 0 | 0.094443 | 0.0001 | 0.13714 | 0.40997 | 0.0001 | 0
7300 | 1 | 9.4387e-05 | 0.00027579 | 0 | 3.7595e-05 | 0.00011416 | 0 | 0.085946 | 0.0001 | 0.13694 | 0.40992 | 0.0001 | 0
7301 | 1 | 9.5817e-05 | 0.00023019 | 0 | 9.3987e-05 | 0.00011416 | 0 | 0.097688 | 0.0001 | 0.13673 | 0.40986 | 0.0001 | 0
7302 | 1 | 9.8637e-05 | 0.00028869 | 0 | 0.0001821 | 0.00011416 | 0 | 0.13761 | 0.0001 | 0.13653 | 0.40981 | 0.0001 | 0
7303 | 1 | 0.00012 | 0.00022509 | 0 | 0.0001586 | 0.00011416 | 0 | 0.14809 | 0.0001 | 0.13632 | 0.40979 | 0.0001 | 0
7304 | 1 | 0.0001328 | 0.00023329 | 0 | 0.00014685 | 0.00011416 | 0.017548 | 0.092777 | 0.0001 | 0.13612 | 0.40974 | 0.0001 | 0
7305 | 1 | 0.0001424 | 0.00021809 | 0 | 0.00016448 | 0.00011416 | 0.12284 | 0.08887 | 0.0001 | 0.13592 | 0.40969 | 0.0001 | 0.1336
7306 | 1 | 0.000143 | 0.00020149 | 0 | 0.00018797 | 0.00011416 | 0.16671 | 0.10379 | 0.0001 | 0.13572 | 0.40964 | 0.0001 | 0.26513
7307 | 1 | 0.0001462 | 0.0001744 | 0 | 0.00020677 | 0.00011416 | 0.20181 | 0.1264 | 0.0001 | 0.13552 | 0.40961 | 0.0001 | 0.34634
7308 | 1 | 0.0001504 | 0.0001398 | 0 | 0.00018797 | 0.00011416 | 0.19303 | 0.13768 | 0.0001 | 0.13531 | 0.40957 | 0.0001 | 0.3738
7309 | 1 | 0.0001415 | 0.0001447 | 0 | 0.00019032 | 0.00011416 | 0.17548 | 0.11553 | 0.0001 | 0.13511 | 0.40952 | 0.0001 | 0.35611
7310 | 1 | 0.0001433 | 0.0001233 | 0 | 0.00021382 | 0.00011416 | 0.15794 | 0.081178 | 0.0001 | 0.1349 | 0.40949 | 0.0001 | 0.28812
7311 | 1 | 0.0001397 | 0.00013 | 0 | 0.00022322 | 0.00011416 | 0.10529 | 0.070231 | 0.0001 | 0.1347 | 0.40944 | 0.0001 | 0.1754
7312 | 1 | 0.0001358 | 0.0001496 | 0 | 0.00022322 | 0.00011416 | 0.0087742 | 0.046692 | 0.0001 | 0.13449 | 0.40939 | 0.0001 | 0.042859
7313 | 1 | 0.0001342 | 0.0001829 | 0 | 0.00016448 | 0.00011416 | 0 | 0.059162 | 0.0001 | 0.13429 | 0.40935 | 0.0001 | 0
7314 | 1 | 0.0001433 | 0.0001664 | 0 | 0.00011748 | 0.00011416 | 0 | 0.085879 | 0.0001 | 0.1341 | 0.40932 | 0.0001 | 0
7315 | 1 | 0.0001478 | 0.0001702 | 0 | 8.8113e-05 | 0.00011416 | 0 | 0.14378 | 0.0001 | 0.13389 | 0.40927 | 0.0001 | 0
7316 | 1 | 0.0001419 | 0.0001591 | 0 | 5.8742e-05 | 0.00011416 | 0 | 0.21051 | 0.0001 | 0.13368 | 0.40922 | 0.0001 | 0
7317 | 1 | 0.0001307 | 0.0001754 | 0 | 3.7595e-05 | 0.00011416 | 0 | 0.23955 | 0.0001 | 0.13348 | 0.40916 | 0.0001 | 0
7318 | 1 | 0.0001172 | 0.00027249 | 0 | 2.3497e-05 | 0.00011416 | 0 | 0.26216 | 0.0001 | 0.13328 | 0.40915 | 0.0001 | 0
7319 | 1 | 0.0001151 | 0.00024729 | 0 | 9.3987e-06 | 0.00011416 | 0 | 0.29161 | 0.0001 | 0.13307 | 0.4091 | 0.0001 | 0
7320 | 1 | 9.9717e-05 | 0.00031869 | 0 | 5.8742e-06 | 0.00011416 | 0 | 0.37232 | 0.0001 | 0.13287 | 0.40904 | 0.0001 | 0
7321 | 1 | 9.6297e-05 | 0.00030939 | 0 | 2.3497e-06 | 0.00011416 | 0 | 0.37232 | 0.0001 | 0.13272 | 0.40899 | 0.0001 | 0
7322 | 1 | 9.0807e-05 | 0.00035289 | 0 | 1.1748e-06 | 0.00011416 | 0 | 0.23782 | 0.0001 | 0.13266 | 0.40897 | 0.0001 | 0
7323 | 1 | 9.1287e-05 | 0.00031979 | 0 | 1.4098e-05 | 0.00011416 | 0 | 0.1534 | 0.0001 | 0.1326 | 0.40892 | 0.0001 | 0
7324 | 1 | 9.2097e-05 | 0.00029289 | 0 | 3.7595e-05 | 0.00011416 | 0 | 0.1215 | 0.0001 | 0.13253 | 0.40887 | 0.0001 | 0
7325 | 1 | 9.1917e-05 | 0.00025689 | 0 | 9.3987e-05 | 0.00011416 | 0 | 0.080715 | 0.0001 | 0.13248 | 0.40882 | 0.0001 | 0
7326 | 1 | 0.0001066 | 0.00019259 | 0 | 0.0001821 | 0.00011416 | 0 | 0.076267 | 0.0001 | 0.13242 | 0.40879 | 0.0001 | 0
7327 | 1 | 0.000122 | 0.00019139 | 0 | 0.0001586 | 0.00011416 | 0 | 0.076201 | 0.0001 | 0.13236 | 0.40874 | 0.0001 | 0
7328 | 1 | 0.000133 | 0.00021419 | 0 | 0.00014685 | 0.00011416 | 0.026323 | 0.052397 | 0.0001 | 0.1323 | 0.4087 | 0.0001 | 0
7329 | 1 | 0.0001392 | 0.00022609 | 0 | 0.00016448 | 0.00011416 | 0.17548 | 0.0085526 | 0.0001 | 0.13224 | 0.40865 | 0.0001 | 0.058468
7330 | 1 | 0.0001424 | 0.00019829 | 0 | 0.00018797 | 0.00011416 | 0.26323 | 0.0057054 | 0.0001 | 0.13218 | 0.40862 | 0.0001 | 0.12253
7331 | 1 | 0.0001462 | 0.0001756 | 0 | 0.00020677 | 0.00011416 | 0.35097 | 0.045169 | 0.0001 | 0.13212 | 0.40857 | 0.0001 | 0.19931
7332 | 1 | 0.0001487 | 0.0001578 | 0 | 0.00018797 | 0.00011416 | 0.35974 | 0.1136 | 0.0001 | 0.13205 | 0.40853 | 0.0001 | 0.19205
7333 | 1 | 0.0001424 | 0.0001546 | 0 | 0.00019032 | 0.00011416 | 0.32465 | 0.15519 | 0.0001 | 0.132 | 0.40847 | 0.0001 | 0.1344
7334 | 1 | 0.0001416 | 0.0001582 | 0 | 0.00021382 | 0.00011416 | 0.24568 | 0.16441 | 0.0001 | 0.13193 | 0.40845 | 0.0001 | 0.10787
7335 | 1 | 0.0001369 | 0.0001851 | 0 | 0.00022322 | 0.00011416 | 0.11406 | 0.14989 | 0.0001 | 0.13187 | 0.4084 | 0.0001 | 0.02086
7336 | 1 | 0.0001341 | 0.00019219 | 0 | 0.00022322 | 0.00011416 | 0.0087742 | 0.16201 | 0.0001 | 0.13181 | 0.40834 | 0.0001 | 0
7337 | 1 | 0.0001334 | 0.00020179 | 0 | 0.00016448 | 0.00011416 | 0 | 0.18742 | 0.0001 | 0.13176 | 0.4083 | 0.0001 | 0
7338 | 1 | 0.0001426 | 0.0001676 | 0 | 0.00011748 | 0.00011416 | 0 | 0.18059 | 0.0001 | 0.1317 | 0.40828 | 0.0001 | 0
7339 | 1 | 0.0001458 | 0.0001489 | 0 | 8.8113e-05 | 0.00011416 | 0 | 0.17581 | 0.0001 | 0.13164 | 0.40822 | 0.0001 | 0
7340 | 1 | 0.0001409 | 0.000124 | 0 | 5.8742e-05 | 0.00011416 | 0 | 0.17177 | 0.0001 | 0.13157 | 0.40817 | 0.0001 | 0
7341 | 1 | 0.0001277 | 0.0001642 | 0 | 3.7595e-05 | 0.00011416 | 0 | 0.1859 | 0.0001 | 0.13152 | 0.40812 | 0.0001 | 0
7342 | 1 | 0.0001191 | 0.00019379 | 0 | 2.3497e-05 | 0.00011416 | 0 | 0.2052 | 0.0001 | 0.13145 | 0.4081 | 0.0001 | 0
7343 | 1 | 0.000117 | 0.0001658 | 0 | 9.3987e-06 | 0.00011416 | 0 | 0.19637 | 0.0001 | 0.13139 | 0.40805 | 0.0001 | 0
7344 | 1 | 0.0001019 | 0.00024909 | 0 | 5.8742e-06 | 0.00011416 | 0 | 0.21912 | 0.0001 | 0.13133 | 0.408 | 0.0001 | 0
7345 | 1 | 9.5617e-05 | 0.00026849 | 0 | 2.3497e-06 | 0.00011416 | 0 | 0.21998 | 0.0001 | 0.13127 | 0.40805 | 0.0001 | 0
7346 | 1 | 9.2857e-05 | 0.00027699 | 0 | 1.1748e-06 | 0.00011416 | 0 | 0.20943 | 0.0001 | 0.13121 | 0.40828 | 0.0001 | 0
7347 | 1 | 9.2727e-05 | 0.00023759 | 0 | 1.4098e-05 | 0.00011416 | 0 | 0.2119 | 0.0001 | 0.13115 | 0.4085 | 0.0001 | 0
7348 | 1 | 9.0067e-05 | 0.00023679 | 0 | 3.7595e-05 | 0.00011416 | 0 | 0.20698 | 0.0001 | 0.13109 | 0.40873 | 0.0001 | 0
7349 | 1 | 8.4867e-05 | 0.00026159 | 0 | 9.3987e-05 | 0.00011416 | 0 | 0.19643 | 0.0001 | 0.13104 | 0.40895 | 0.0001 | 0
7350 | 1 | 9.0267e-05 | 0.00026509 | 0 | 0.0001821 | 0.00011416 | 0 | 0.17615 | 0.0001 | 0.13097 | 0.40916 | 0.0001 | 0
7351 | 1 | 0.0001031 | 0.00022469 | 0 | 0.0001586 | 0.00011416 | 0 | 0.15639 | 0.0001 | 0.13091 | 0.40939 | 0.0001 | 0
7352 | 1 | 0.0001152 | 0.000181 | 0 | 0.00014685 | 0.00011416 | 0.0087742 | 0.16122 | 0.0001 | 0.13085 | 0.40961 | 0.0001 | 0
7353 | 1 | 0.0001224 | 0.0001645 | 0 | 0.00016448 | 0.00011416 | 0.13161 | 0.12514 | 0.0001 | 0.13079 | 0.40984 | 0.0001 | 0.10114
7354 | 1 | 0.0001261 | 0.0001354 | 0 | 0.00018797 | 0.00011416 | 0.24568 | 0.15267 | 0.0001 | 0.13072 | 0.41006 | 0.0001 | 0.22459
7355 | 1 | 0.0001296 | 0.0001061 | 0 | 0.00020677 | 0.00011416 | 0.33342 | 0.16593 | 0.0001 | 0.13066 | 0.41029 | 0.0001 | 0.29587
7356 | 1 | 0.0001328 | 8.5128e-05 | 0 | 0.00018797 | 0.00011416 | 0.36852 | 0.16395 | 0.0001 | 0.13061 | 0.41051 | 0.0001 | 0.37486
7357 | 1 | 0.000129 | 8.2608e-05 | 0 | 0.00019032 | 0.00011416 | 0.34219 | 0.19704 | 0.0001 | 0.13055 | 0.41073 | 0.0001 | 0.26363
7358 | 1 | 0.0001276 | 6.3048e-05 | 0 | 0.00021382 | 0.00011416 | 0.24568 | 0.27304 | 0.0001 | 0.13049 | 0.41096 | 0.0001 | 0.10562
7359 | 1 | 0.0001257 | 6.9388e-05 | 0 | 0.00022322 | 0.00011416 | 0.12284 | 0.35581 | 0.0001 | 0.13043 | 0.41118 | 0.0001 | 0.024186
7360 | 1 | 0.0001259 | 7.3288e-05 | 0 | 0.00022322 | 0.00011416 | 0.0087742 | 0.43658 | 0.0001 | 0.13037 | 0.41141 | 0.0001 | 0
7361 | 1 | 0.0001288 | 8.1918e-05 | 0 | 0.00016448 | 0.00011416 | 0 | 0.47565 | 0.0001 | 0.13031 | 0.41163 | 0.0001 | 0
7362 | 1 | 0.0001381 | 8.3208e-05 | 0 | 0.00011748 | 0.00011416 | 0 | 0.51981 | 0.0001 | 0.13024 | 0.41186 | 0.0001 | 0
7363 | 1 | 0.0001416 | 7.6958e-05 | 0 | 8.8113e-05 | 0.00011416 | 0 | 0.57195 | 0.0001 | 0.13018 | 0.41208 | 0.0001 | 0
7364 | 1 | 0.0001354 | 8.0258e-05 | 0 | 5.8742e-05 | 0.00011416 | 0 | 0.57393 | 0.0001 | 0.13012 | 0.4123 | 0.0001 | 0
7365 | 1 | 0.0001269 | 8.2608e-05 | 0 | 3.7595e-05 | 0.00011416 | 0 | 0.55822 | 0.0001 | 0.13006 | 0.41252 | 0.0001 | 0
7366 | 1 | 0.0001208 | 9.7387e-05 | 0 | 2.3497e-05 | 0.00011416 | 0 | 0.54449 | 0.0001 | 0.13 | 0.41274 | 0.0001 | 0
7367 | 1 | 0.0001148 | 0.0001304 | 0 | 9.3987e-06 | 0.00011416 | 0 | 0.52671 | 0.0001 | 0.12994 | 0.41297 | 0.0001 | 0
7368 | 1 | 0.0001004 | 0.0001893 | 0 | 5.8742e-06 | 0.00011416 | 0 | 0.52711 | 0.0001 | 0.12989 | 0.41319 | 0.0001 | 0
7369 | 1 | 9.6197e-05 | 0.00019699 | 0 | 2.3497e-06 | 0.00011416 | 0 | 0.53839 | 0.0001 | 0.12983 | 0.41342 | 0.0001 | 0
7370 | 1 | 9.3087e-05 | 0.00020499 | 0 | 1.1748e-06 | 0.00011416 | 0 | 0.51418 | 0.0001 | 0.12976 | 0.41364 | 0.0001 | 0
7371 | 1 | 9.2697e-05 | 0.0001695 | 0 | 1.4098e-05 | 0.00011416 | 0 | 0.49202 | 0.0001 | 0.12971 | 0.41387 | 0.0001 | 0
7372 | 1 | 9.1907e-05 | 0.0001698 | 0 | 3.7595e-05 | 0.00011416 | 0 | 0.48599 | 0.0001 | 0.12964 | 0.41409 | 0.0001 | 0
7373 | 1 | 8.8887e-05 | 0.00019159 | 0 | 9.3987e-05 | 0.00011416 | 0 | 0.48102 | 0.0001 | 0.12958 | 0.41431 | 0.0001 | 0
7374 | 1 | 9.6447e-05 | 0.00020109 | 0 | 0.0001821 | 0.00011416 | 0 | 0.52658 | 0.0001 | 0.12951 | 0.41454 | 0.0001 | 0
7375 | 1 | 0.000112 | 0.0001804 | 0 | 0.0001586 | 0.00011416 | 0 | 0.57666 | 0.0001 | 0.12946 | 0.41476 | 0.0001 | 0
7376 | 1 | 0.0001279 | 0.0001451 | 0 | 0.00014685 | 0.00011416 | 0.017548 | 0.53984 | 0.0001 | 0.1294 | 0.41499 | 0.0001 | 0
7377 | 1 | 0.0001368 | 0.0001334 | 0 | 0.00016448 | 0.00011416 | 0.19303 | 0.43261 | 0.0001 | 0.12933 | 0.41521 | 0.0001 | 0.07506
7378 | 1 | 0.0001386 | 0.0001137 | 0 | 0.00018797 | 0.00011416 | 0.25445 | 0.46079 | 0.0001 | 0.12928 | 0.41543 | 0.0001 | 0.26873
7379 | 1 | 0.0001404 | 8.7538e-05 | 0 | 0.00020677 | 0.00011416 | 0.31587 | 0.54316 | 0.0001 | 0.12923 | 0.41565 | 0.0001 | 0.34995
7380 | 1 | 0.0001433 | 7.0218e-05 | 0 | 0.00018797 | 0.00011416 | 0.3071 | 0.58402 | 0.0001 | 0.12916 | 0.41588 | 0.0001 | 0.38818
7381 | 1 | 0.0001359 | 6.8908e-05 | 0 | 0.00019032 | 0.00011416 | 0.31587 | 0.60139 | 0.0001 | 0.1291 | 0.41607 | 0.0001 | 0.25963
7382 | 1 | 0.000135 | 5.1139e-05 | 0 | 0.00021382 | 0.00011416 | 0.272 | 0.55563 | 0.0001 | 0.12904 | 0.4163 | 0.0001 | 0.19192
7383 | 1 | 0.0001333 | 5.4669e-05 | 0 | 0.00022322 | 0.00011416 | 0.16671 | 0.43977 | 0.0001 | 0.12898 | 0.41652 | 0.0001 | 0.027846
7384 | 1 | 0.0001323 | 6.2008e-05 | 0 | 0.00022322 | 0.00011416 | 0.026323 | 0.43705 | 0.0001 | 0.12891 | 0.41675 | 0.0001 | 0
7385 | 1 | 0.0001339 | 6.9448e-05 | 0 | 0.00016448 | 0.00011416 | 0 | 0.47499 | 0.0001 | 0.12885 | 0.41697 | 0.0001 | 0
7386 | 1 | 0.0001408 | 6.9988e-05 | 0 | 0.00011748 | 0.00011416 | 0 | 0.47386 | 0.0001 | 0.1288 | 0.4172 | 0.0001 | 0
7387 | 1 | 0.0001437 | 5.5409e-05 | 0 | 8.8113e-05 | 0.00011416 | 0 | 0.47386 | 0.0001 | 0.12873 | 0.41742 | 0.0001 | 0
7388 | 1 | 0.0001374 | 5.3069e-05 | 0 | 5.8742e-05 | 0.00011416 | 0 | 0.46338 | 0.0001 | 0.12868 | 0.41764 | 0.0001 | 0
7389 | 1 | 0.0001281 | 5.3389e-05 | 0 | 3.7595e-05 | 0.00011416 | 0 | 0.46815 | 0.0001 | 0.12862 | 0.41787 | 0.0001 | 0
7390 | 1 | 0.0001213 | 7.0438e-05 | 0 | 2.3497e-05 | 0.00011416 | 0 | 0.47094 | 0.0001 | 0.12856 | 0.41809 | 0.0001 | 0
7391 | 1 | 0.0001171 | 8.6258e-05 | 0 | 9.3987e-06 | 0.00011416 | 0 | 0.48825 | 0.0001 | 0.1285 | 0.41832 | 0.0001 | 0
7392 | 1 | 0.0001069 | 0.00011 | 0 | 5.8742e-06 | 0.00011416 | 0 | 0.47657 | 0.0001 | 0.12843 | 0.41854 | 0.0001 | 0
7393 | 1 | 0.000103 | 0.0001086 | 0 | 2.3497e-06 | 0.00011416 | 0 | 0.44189 | 0.0001 | 0.12837 | 0.41877 | 0.0001 | 0
7394 | 1 | 9.7527e-05 | 0.0001214 | 0 | 1.1748e-06 | 0.00011416 | 0 | 0.43784 | 0.0001 | 0.12831 | 0.41899 | 0.0001 | 0
7395 | 1 | 9.3487e-05 | 0.0001054 | 0 | 1.4098e-05 | 0.00011416 | 0 | 0.43499 | 0.0001 | 0.12825 | 0.4192 | 0.0001 | 0
7396 | 1 | 9.1167e-05 | 0.0001076 | 0 | 3.7595e-05 | 0.00011416 | 0 | 0.45681 | 0.0001 | 0.12819 | 0.41943 | 0.0001 | 0
7397 | 1 | 8.5977e-05 | 0.0001259 | 0 | 9.3987e-05 | 0.00011416 | 0 | 0.47611 | 0.0001 | 0.12813 | 0.41965 | 0.0001 | 0
7398 | 1 | 8.8767e-05 | 0.0001289 | 0 | 0.0001821 | 0.00011416 | 0 | 0.5173 | 0.0001 | 0.12808 | 0.41988 | 0.0001 | 0
7399 | 1 | 9.2967e-05 | 0.0001151 | 0 | 0.0001586 | 0.00011416 | 0 | 0.46444 | 0.0001 | 0.12802 | 0.4201 | 0.0001 | 0
7400 | 1 | 9.6177e-05 | 0.0001023 | 0 | 0.00014685 | 0.00011416 | 0.017548 | 0.36642 | 0.0001 | 0.12795 | 0.42033 | 0.0001 | 0
7401 | 1 | 0.0001029 | 9.3298e-05 | 0 | 0.00016448 | 0.00011416 | 0.15794 | 0.24081 | 0.0001 | 0.12789 | 0.42055 | 0.0001 | 0.11125
7402 | 1 | 0.0001105 | 6.6618e-05 | 0 | 0.00018797 | 0.00011416 | 0.28077 | 0.2247 | 0.0001 | 0.12783 | 0.42078 | 0.0001 | 0.18871
7403 | 1 | 0.0001143 | 4.2419e-05 | 0 | 0.00020677 | 0.00011416 | 0.3071 | 0.25885 | 0.0001 | 0.12777 | 0.421 | 0.0001 | 0.25839
7404 | 1 | 0.0001168 | 2.7339e-05 | 0 | 0.00018797 | 0.00011416 | 0.25445 | 0.28299 | 0.0001 | 0.1277 | 0.42122 | 0.0001 | 0.28502
7405 | 1 | 0.0001176 | 1.535e-05 | 0 | 0.00019032 | 0.00011416 | 0.20181 | 0.2875 | 0.0001 | 0.12765 | 0.42145 | 0.0001 | 0.23054
7406 | 1 | 0.0001181 | 0 | 0 | 0.00021382 | 0.00011416 | 0.16671 | 0.28597 | 0.0001 | 0.12759 | 0.42167 | 0.0001 | 0.1685
7407 | 1 | 0.0001155 | 0 | 0 | 0.00022322 | 0.00011416 | 0.078968 | 0.29088 | 0.0001 | 0.12752 | 0.4219 | 0.0001 | 0.08157
7408 | 1 | 0.0001132 | 1.364e-05 | 0 | 0.00022322 | 0.00011416 | 0.0087742 | 0.41112 | 0.0001 | 0.12746 | 0.42212 | 0.0001 | 0.0027884
7409 | 1 | 0.0001147 | 2.0319e-05 | 0 | 0.00016448 | 0.00011416 | 0 | 0.47976 | 0.0001 | 0.12741 | 0.42234 | 0.0001 | 0
7410 | 1 | 0.0001262 | 2.9789e-05 | 0 | 0.00011748 | 0.00011416 | 0 | 0.50841 | 0.0001 | 0.12735 | 0.42256 | 0.0001 | 0
7411 | 1 | 0.0001302 | 3.0369e-05 | 0 | 8.8113e-05 | 0.00011416 | 0 | 0.43777 | 0.0001 | 0.12729 | 0.42278 | 0.0001 | 0
7412 | 1 | 0.0001239 | 3.4469e-05 | 0 | 5.8742e-05 | 0.00011416 | 0 | 0.39493 | 0.0001 | 0.12722 | 0.42301 | 0.0001 | 0
7413 | 1 | 0.0001152 | 4.1349e-05 | 0 | 3.7595e-05 | 0.00011416 | 0 | 0.35256 | 0.0001 | 0.12717 | 0.42323 | 0.0001 | 0
7414 | 1 | 0.0001099 | 6.2518e-05 | 0 | 2.3497e-05 | 0.00011416 | 0 | 0.27662 | 0.0001 | 0.1271 | 0.42346 | 0.0001 | 0
7415 | 1 | 0.0001063 | 9.0868e-05 | 0 | 9.3987e-06 | 0.00011416 | 0 | 0.20553 | 0.0001 | 0.12704 | 0.42368 | 0.0001 | 0
7416 | 1 | 9.6707e-05 | 0.0001212 | 0 | 5.8742e-06 | 0.00011416 | 0 | 0.16148 | 0.0001 | 0.12698 | 0.42391 | 0.0001 | 0
7417 | 1 | 9.2987e-05 | 0.0001173 | 0 | 2.3497e-06 | 0.00011416 | 0 | 0.11898 | 0.0001 | 0.12692 | 0.42413 | 0.0001 | 0
7418 | 1 | 8.6307e-05 | 0.0001352 | 0 | 1.1748e-06 | 0.00011416 | 0 | 0.10771 | 0.0001 | 0.12686 | 0.42436 | 0.0001 | 0
7419 | 1 | 8.4987e-05 | 0.0001048 | 0 | 1.4098e-05 | 0.00011416 | 0 | 0.12601 | 0.0001 | 0.1268 | 0.42455 | 0.0001 | 0
7420 | 1 | 8.3497e-05 | 0.0001042 | 0 | 3.7595e-05 | 0.00011416 | 0 | 0.1345 | 0.0001 | 0.12674 | 0.42478 | 0.0001 | 0
7421 | 1 | 8.0047e-05 | 0.0001197 | 0 | 9.3987e-05 | 0.00011416 | 0 | 0.20804 | 0.0001 | 0.12669 | 0.425 | 0.0001 | 0
7422 | 1 | 8.0847e-05 | 0.0001305 | 0 | 0.0001821 | 0.00011416 | 0 | 0.31794 | 0.0001 | 0.12662 | 0.42523 | 0.0001 | 0
7423 | 1 | 8.0467e-05 | 0.0001165 | 0 | 0.0001586 | 0.00011416 | 0 | 0.39136 | 0.0001 | 0.12656 | 0.42545 | 0.0001 | 0
7424 | 1 | 8.1067e-05 | 9.4098e-05 | 0 | 0.00014685 | 0.00011416 | 0.026323 | 0.45681 | 0.0001 | 0.1265 | 0.42568 | 0.0001 | 0
7425 | 1 | 8.7097e-05 | 8.4478e-05 | 0 | 0.00016448 | 0.00011416 | 0.21058 | 0.41855 | 0.0001 | 0.12644 | 0.4259 | 0.0001 | 0.066708
7426 | 1 | 9.5377e-05 | 5.5899e-05 | 0 | 0.00018797 | 0.00011416 | 0.272 | 0.51053 | 0.0001 | 0.12638 | 0.42611 | 0.0001 | 0.13993
7427 | 1 | 0.0001003 | 3.9779e-05 | 0 | 0.00020677 | 0.00011416 | 0.25445 | 0.55139 | 0.0001 | 0.12631 | 0.42634 | 0.0001 | 0.19622
7428 | 1 | 0.0001045 | 2.2009e-05 | 0 | 0.00018797 | 0.00011416 | 0.18426 | 0.57924 | 0.0001 | 0.12626 | 0.42656 | 0.0001 | 0.19832
7429 | 1 | 0.0001073 | 1.72e-05 | 0 | 0.00019032 | 0.00011416 | 0.13161 | 0.55258 | 0.0001 | 0.1262 | 0.42679 | 0.0001 | 0.12097
7430 | 1 | 0.000105 | 1.248e-05 | 0 | 0.00021382 | 0.00011416 | 0.11406 | 0.46849 | 0.0001 | 0.12614 | 0.42701 | 0.0001 | 0.027308
7431 | 1 | 0.0001024 | 1.828e-05 | 0 | 0.00022322 | 0.00011416 | 0.070194 | 0.35707 | 0.0001 | 0.12608 | 0.42724 | 0.0001 | 0
7432 | 1 | 0.0001022 | 3.2379e-05 | 0 | 0.00022322 | 0.00011416 | 0.0087742 | 0.36403 | 0.0001 | 0.12602 | 0.42746 | 0.0001 | 0
7433 | 1 | 0.0001089 | 3.9769e-05 | 0 | 0.00016448 | 0.00011416 | 0 | 0.3838 | 0.0001 | 0.12596 | 0.42769 | 0.0001 | 0
7434 | 1 | 0.00012 | 7.1228e-05 | 0 | 0.00011748 | 0.00011416 | 0 | 0.42737 | 0.0001 | 0.12589 | 0.42791 | 0.0001 | 0
7435 | 1 | 0.0001238 | 7.4098e-05 | 0 | 8.8113e-05 | 0.00011416 | 0 | 0.41251 | 0.0001 | 0.12583 | 0.42813 | 0.0001 | 0
7436 | 1 | 0.0001196 | 7.7338e-05 | 0 | 5.8742e-05 | 0.00011416 | 0 | 0.41934 | 0.0001 | 0.12578 | 0.42836 | 0.0001 | 0
7437 | 1 | 0.0001126 | 8.1908e-05 | 0 | 3.7595e-05 | 0.00011416 | 0 | 0.45721 | 0.0001 | 0.12571 | 0.42858 | 0.0001 | 0
7438 | 1 | 0.0001072 | 0.0001062 | 0 | 2.3497e-05 | 0.00011416 | 0 | 0.43618 | 0.0001 | 0.12565 | 0.42881 | 0.0001 | 0
7439 | 1 | 0.0001019 | 0.000133 | 0 | 9.3987e-06 | 0.00011416 | 0 | 0.40826 | 0.0001 | 0.12559 | 0.42903 | 0.0001 | 0
7440 | 1 | 8.8987e-05 | 0.0001812 | 0 | 5.8742e-06 | 0.00011416 | 0 | 0.11898 | 0.0001 | 0.12554 | 0.42925 | 0.0001 | 0
7441 | 1 | 8.4087e-05 | 0.00019839 | 0 | 2.3497e-06 | 0.00011416 | 0 | 0.10771 | 0.0001 | 0.14557 | 0.42947 | 0.0001 | 0
7442 | 1 | 8.0637e-05 | 0.00020849 | 0 | 1.1748e-06 | 0.00011416 | 0 | 0.12601 | 0.0001 | 0.14552 | 0.42969 | 0.0001 | 0
7443 | 1 | 8.1877e-05 | 0.0001809 | 0 | 1.4098e-05 | 0.00011416 | 0 | 0.1345 | 0.0001 | 0.14545 | 0.42992 | 0.0001 | 0
7444 | 1 | 8.2847e-05 | 0.0001806 | 0 | 3.7595e-05 | 0.00011416 | 0 | 0.20804 | 0.0001 | 0.14539 | 0.43014 | 0.0001 | 0
7445 | 1 | 8.3067e-05 | 0.00020199 | 0 | 9.3987e-05 | 0.00011416 | 0 | 0.31794 | 0.0001 | 0.14533 | 0.43037 | 0.0001 | 0
7446 | 1 | 9.3377e-05 | 0.00021039 | 0 | 0.0001821 | 0.00011416 | 0 | 0.39136 | 0.0001 | 0.14527 | 0.43059 | 0.0001 | 0
7447 | 1 | 0.0001126 | 0.00019 | 0 | 0.0001586 | 0.00011416 | 0 | 0.45681 | 0.0001 | 0.14522 | 0.43082 | 0.0001 | 0
7448 | 1 | 0.0001294 | 0.0001529 | 0 | 0.00014685 | 0.00011416 | 0.017548 | 0.41855 | 0.0001 | 0.14515 | 0.43104 | 0.0001 | 0
7449 | 1 | 0.0001378 | 0.0001423 | 0 | 0.00016448 | 0.00011416 | 0.096516 | 0.51053 | 0.0001 | 0.1451 | 0.43127 | 0.0001 | 0.12936
7450 | 1 | 0.0001405 | 0.0001178 | 0 | 0.00018797 | 0.00011416 | 0.10529 | 0.55139 | 0.0001 | 0.14503 | 0.43149 | 0.0001 | 0.23253
7451 | 1 | 0.0001444 | 9.3118e-05 | 0 | 0.00020677 | 0.00011416 | 0.13161 | 0.57924 | 0.0001 | 0.14497 | 0.43171 | 0.0001 | 0.18487
7452 | 1 | 0.0001496 | 8.2038e-05 | 0 | 0.00018797 | 0.00011416 | 0.19303 | 0.55258 | 0.0001 | 0.14491 | 0.43194 | 0.0001 | 0.13598
7453 | 1 | 0.0001402 | 9.5717e-05 | 0 | 0.00019032 | 0.00011416 | 0.19303 | 0.46849 | 0.0001 | 0.14485 | 0.43216 | 0.0001 | 0.1124
7454 | 1 | 0.0001435 | 8.3438e-05 | 0 | 0.00021382 | 0.00011416 | 0.14039 | 0.35707 | 0.0001 | 0.14479 | 0.43238 | 0.0001 | 0
7455 | 1 | 0.0001415 | 0.0001063 | 0 | 0.00022322 | 0.00011416 | 0.10529 | 0.36403 | 0.0001 | 0.14472 | 0.4326 | 0.0001 | 0
7456 | 1 | 0.0001403 | 0.0001156 | 0 | 0.00022322 | 0.00011416 | 0.017548 | 0.3838 | 0.0001 | 0.14467 | 0.4328 | 0.0001 | 0
7457 | 1 | 0.0001416 | 0.0001194 | 0 | 0.00016448 | 0.00011416 | 0 | 0.42737 | 0.0001 | 0.14462 | 0.43302 | 0.0001 | 0
7458 | 1 | 0.0001453 | 0.0001244 | 0 | 0.00011748 | 0.00011416 | 0 | 0.41251 | 0.0001 | 0.14455 | 0.43325 | 0.0001 | 0
7459 | 1 | 0.0001485 | 0.0001066 | 0 | 8.8113e-05 | 0.00011416 | 0 | 0.41934 | 0.0001 | 0.14449 | 0.43347 | 0.0001 | 0
7460 | 1 | 0.0001402 | 0.0001075 | 0 | 5.8742e-05 | 0.00011416 | 0 | 0.45721 | 0.0001 | 0.14443 | 0.4337 | 0.0001 | 0
7461 | 1 | 0.0001307 | 0.000111 | 0 | 3.7595e-05 | 0.00011416 | 0 | 0.43618 | 0.0001 | 0.14437 | 0.43392 | 0.0001 | 0
7462 | 1 | 0.000122 | 0.0001425 | 0 | 2.3497e-05 | 0.00011416 | 0 | 0.40826 | 0.0001 | 0.14431 | 0.43415 | 0.0001 | 0
7463 | 1 | 0.0001136 | 0.0001737 | 0 | 9.3987e-06 | 0.00011416 | 0 | 0.32589 | 0.0001 | 0.14424 | 0.43437 | 0.0001 | 0
7464 | 1 | 0.0001003 | 0.00022339 | 0 | 5.8742e-06 | 0.00011416 | 0 | 0.36801 | 0.0001 | 0.14419 | 0.43459 | 0.0001 | 0
7465 | 1 | 0.0001007 | 0.0001758 | 0 | 2.3497e-06 | 0.00011416 | 0 | 0.36801 | 0.0001 | 0.14412 | 0.43482 | 0.0001 | 0
7466 | 1 | 9.7017e-05 | 0.00019979 | 0 | 1.1748e-06 | 0.00011416 | 0 | 0.33936 | 0.0001 | 0.14406 | 0.43504 | 0.0001 | 0
7467 | 1 | 9.5207e-05 | 0.00019159 | 0 | 1.4098e-05 | 0.00011416 | 0 | 0.32205 | 0.0001 | 0.14401 | 0.43527 | 0.0001 | 0
7468 | 1 | 9.5037e-05 | 0.0001761 | 0 | 3.7595e-05 | 0.00011416 | 0 | 0.2946 | 0.0001 | 0.14395 | 0.43549 | 0.0001 | 0
7469 | 1 | 9.5707e-05 | 0.0001537 | 0 | 9.3987e-05 | 0.00011416 | 0 | 0.26388 | 0.0001 | 0.14389 | 0.43572 | 0.0001 | 0
7470 | 1 | 0.0001007 | 0.00019729 | 0 | 0.0001821 | 0.00011416 | 0 | 0.24121 | 0.0001 | 0.14382 | 0.43594 | 0.0001 | 0
7471 | 1 | 0.0001204 | 0.0001583 | 0 | 0.0001586 | 0.00011416 | 0 | 0.23351 | 0.0001 | 0.14376 | 0.43616 | 0.0001 | 0
7472 | 1 | 0.0001355 | 0.0001657 | 0 | 0.00014685 | 0.00011416 | 0.0087742 | 0.20765 | 0.0001 | 0.14371 | 0.43638 | 0.0001 | 0
7473 | 1 | 0.0001454 | 0.0001573 | 0 | 0.00016448 | 0.00011416 | 0.096516 | 0.13775 | 0.0001 | 0.14364 | 0.4366 | 0.0001 | 0
7474 | 1 | 0.0001459 | 0.0001559 | 0 | 0.00018797 | 0.00011416 | 0.11406 | 0.12966 | 0.0001 | 0.14358 | 0.43683 | 0.0001 | 0.11055
7475 | 1 | 0.0001486 | 0.0001479 | 0 | 0.00020677 | 0.00011416 | 0.14916 | 0.17164 | 0.0001 | 0.14352 | 0.43705 | 0.0001 | 0.20626
7476 | 1 | 0.0001522 | 0.000124 | 0 | 0.00018797 | 0.00011416 | 0.18426 | 0.15267 | 0.0001 | 0.14346 | 0.43728 | 0.0001 | 0.20215
7477 | 1 | 0.0001431 | 0.0001347 | 0 | 0.00019032 | 0.00011416 | 0.20181 | 0.13006 | 0.0001 | 0.14339 | 0.4375 | 0.0001 | 0.11814
7478 | 1 | 0.0001437 | 0.0001255 | 0 | 0.00021382 | 0.00011416 | 0.21936 | 0.094046 | 0.0001 | 0.14334 | 0.43773 | 0.0001 | 0.17378
7479 | 1 | 0.0001406 | 0.0001345 | 0 | 0.00022322 | 0.00011416 | 0.18426 | 0.064128 | 0.0001 | 0.14328 | 0.43795 | 0.0001 | 0.094745
7480 | 1 | 0.0001376 | 0.0001535 | 0 | 0.00022322 | 0.00011416 | 0.035097 | 0.072217 | 0.0001 | 0.14322 | 0.43817 | 0.0001 | 0
7481 | 1 | 0.0001355 | 0.00019519 | 0 | 0.00016448 | 0.00011416 | 0 | 0.065795 | 0.0001 | 0.14316 | 0.4384 | 0.0001 | 0
7482 | 1 | 0.0001448 | 0.0001629 | 0 | 0.00011748 | 0.00011416 | 0 | 0.057297 | 0.0001 | 0.1431 | 0.43862 | 0.0001 | 0
7483 | 1 | 0.0001475 | 0.0001586 | 0 | 8.8113e-05 | 0.00011416 | 0 | 0.079986 | 0.0001 | 0.14304 | 0.43885 | 0.0001 | 0
7484 | 1 | 0.0001407 | 0.000146 | 0 | 5.8742e-05 | 0.00011416 | 0 | 0.11228 | 0.0001 | 0.14298 | 0.43907 | 0.0001 | 0
7485 | 1 | 0.0001306 | 0.0001585 | 0 | 3.7595e-05 | 0.00011416 | 0 | 0.14053 | 0.0001 | 0.14291 | 0.43929 | 0.0001 | 0
7486 | 1 | 0.0001172 | 0.00024489 | 0 | 2.3497e-05 | 0.00011416 | 0 | 0.15181 | 0.0001 | 0.14285 | 0.43951 | 0.0001 | 0
7487 | 1 | 0.000114 | 0.00022579 | 0 | 9.3987e-06 | 0.00011416 | 0 | 0.16871 | 0.0001 | 0.14279 | 0.43974 | 0.0001 | 0
7488 | 1 | 9.9417e-05 | 0.00029009 | 0 | 5.8742e-06 | 0.00011416 | 0 | 0.17807 | 0.0001 | 0.14274 | 0.43996 | 0.0001 | 0
7489 | 1 | 9.6907e-05 | 0.00028429 | 0 | 2.3497e-06 | 0.00011416 | 0 | 0.1599 | 0.0001 | 0.14286 | 0.44018 | 0.0001 | 0
7490 | 1 | 9.3087e-05 | 0.00031099 | 0 | 1.1748e-06 | 0.00011416 | 0 | 0.14903 | 0.0001 | 0.14329 | 0.44041 | 0.0001 | 0
7491 | 1 | 9.3607e-05 | 0.00027229 | 0 | 1.4098e-05 | 0.00011416 | 0 | 0.13204 | 0.0001 | 0.14373 | 0.44063 | 0.0001 | 0
7492 | 1 | 9.3987e-05 | 0.00024429 | 0 | 3.7595e-05 | 0.00011416 | 0 | 0.10983 | 0.0001 | 0.14416 | 0.44086 | 0.0001 | 0
7493 | 1 | 9.5177e-05 | 0.00020419 | 0 | 9.3987e-05 | 0.00011416 | 0 | 0.10498 | 0.0001 | 0.14459 | 0.44106 | 0.0001 | 0
7494 | 1 | 0.0001089 | 0.0001519 | 0 | 0.0001821 | 0.00011416 | 0 | 0.10738 | 0.0001 | 0.14503 | 0.44128 | 0.0001 | 0
7495 | 1 | 0.0001249 | 0.0001491 | 0 | 0.0001586 | 0.00011416 | 0 | 0.10657 | 0.0001 | 0.14546 | 0.4415 | 0.0001 | 0
7496 | 1 | 0.0001379 | 0.000163 | 0 | 0.00014685 | 0.00011416 | 0.017548 | 0.12236 | 0.0001 | 0.14591 | 0.44173 | 0.0001 | 0
7497 | 1 | 0.0001442 | 0.0001735 | 0 | 0.00016448 | 0.00011416 | 0.17548 | 0.10857 | 0.0001 | 0.14634 | 0.44195 | 0.0001 | 0.044384
7498 | 1 | 0.0001456 | 0.0001541 | 0 | 0.00018797 | 0.00011416 | 0.19303 | 0.092313 | 0.0001 | 0.14677 | 0.44218 | 0.0001 | 0.13649
7499 | 1 | 0.0001481 | 0.0001342 | 0 | 0.00020677 | 0.00011416 | 0.272 | 0.054649 | 0.0001 | 0.1472 | 0.4424 | 0.0001 | 0.18888
7500 | 1 | 0.0001516 | 0.0001219 | 0 | 0.00018797 | 0.00011416 | 0.29832 | 0.038603 | 0.0001 | 0.14763 | 0.44263 | 0.0001 | 0.22841
7501 | 1 | 0.0001428 | 0.0001239 | 0 | 0.00019032 | 0.00011416 | 0.3071 | 0.049208 | 0.0001 | 0.14807 | 0.44284 | 0.0001 | 0.2182
7502 | 1 | 0.0001423 | 0.000123 | 0 | 0.00021382 | 0.00011416 | 0.21936 | 0.032566 | 0.0001 | 0.1485 | 0.44306 | 0.0001 | 0.18257
7503 | 1 | 0.0001362 | 0.0001451 | 0 | 0.00022322 | 0.00011416 | 0.14039 | 0.027192 | 0.0001 | 0.14894 | 0.44329 | 0.0001 | 0.12479
7504 | 1 | 0.0001353 | 0.0001437 | 0 | 0.00022322 | 0.00011416 | 0.017548 | 0.044165 | 0.0001 | 0.14937 | 0.44351 | 0.0001 | 0.010336
7505 | 1 | 0.0001363 | 0.0001511 | 0 | 0.00016448 | 0.00011416 | 0 | 0.046228 | 0.0001 | 0.14981 | 0.44374 | 0.0001 | 0
7506 | 1 | 0.0001454 | 0.0001472 | 0 | 0.00011748 | 0.00011416 | 0 | 0.039331 | 0.0001 | 0.15024 | 0.44396 | 0.0001 | 0
7507 | 1 | 0.0001493 | 0.0001415 | 0 | 8.8113e-05 | 0.00011416 | 0 | 0.042973 | 0.0001 | 0.15067 | 0.44419 | 0.0001 | 0
7508 | 1 | 0.0001434 | 0.0001219 | 0 | 5.8742e-05 | 0.00011416 | 0 | 0.055112 | 0.0001 | 0.15111 | 0.44441 | 0.0001 | 0
7509 | 1 | 0.0001295 | 0.0001685 | 0 | 3.7595e-05 | 0.00011416 | 0 | 0.052728 | 0.0001 | 0.15154 | 0.44464 | 0.0001 | 0
7510 | 1 | 0.0001206 | 0.00020839 | 0 | 2.3497e-05 | 0.00011416 | 0 | 0.057231 | 0.0001 | 0.15198 | 0.44486 | 0.0001 | 0
7511 | 1 | 0.0001178 | 0.0001824 | 0 | 9.3987e-06 | 0.00011416 | 0 | 0.058025 | 0.0001 | 0.15241 | 0.44508 | 0.0001 | 0
7512 | 1 | 9.9917e-05 | 0.00027979 | 0 | 5.8742e-06 | 0.00011416 | 0 | 0.066126 | 0.0001 | 0.15284 | 0.44531 | 0.0001 | 0
7513 | 1 | 9.3747e-05 | 0.00031049 | 0 | 2.3497e-06 | 0.00011416 | 0 | 0.068178 | 0.0001 | 0.15328 | 0.44545 | 0.0001 | 0
7514 | 1 | 9.1557e-05 | 0.00032189 | 0 | 1.1748e-06 | 0.00011416 | 0 | 0.066986 | 0.0001 | 0.15371 | 0.44545 | 0.0001 | 0
7515 | 1 | 9.2867e-05 | 0.00027619 | 0 | 1.4098e-05 | 0.00011416 | 0 | 0.058092 | 0.0001 | 0.15415 | 0.44545 | 0.0001 | 0
7516 | 1 | 9.0317e-05 | 0.00028189 | 0 | 3.7595e-05 | 0.00011416 | 0 | 0.066986 | 0.0001 | 0.15458 | 0.44545 | 0.0001 | 0
7517 | 1 | 8.5067e-05 | 0.00031329 | 0 | 9.3987e-05 | 0.00011416 | 0 | 0.075076 | 0.0001 | 0.15502 | 0.44545 | 0.0001 | 0
7518 | 1 | 9.3827e-05 | 0.00031679 | 0 | 0.0001821 | 0.00011416 | 0 | 0.079986 | 0.0001 | 0.15545 | 0.44545 | 0.0001 | 0
7519 | 1 | 0.0001133 | 0.00027309 | 0 | 0.0001586 | 0.00011416 | 0 | 0.10458 | 0.0001 | 0.15588 | 0.44545 | 0.0001 | 0
7520 | 1 | 0.0001325 | 0.00021309 | 0 | 0.00014685 | 0.00011416 | 0.026323 | 0.12753 | 0.0001 | 0.15632 | 0.44545 | 0.0001 | 0
7521 | 1 | 0.0001407 | 0.00019269 | 0 | 0.00016448 | 0.00011416 | 0.20181 | 0.084688 | 0.0001 | 0.15675 | 0.44545 | 0.0001 | 0.080328
7522 | 1 | 0.0001425 | 0.000164 | 0 | 0.00018797 | 0.00011416 | 0.28077 | 0.045831 | 0.0001 | 0.15719 | 0.44545 | 0.0001 | 0.10576
7523 | 1 | 0.0001477 | 0.0001301 | 0 | 0.00020677 | 0.00011416 | 0.35974 | 0.054318 | 0.0001 | 0.15762 | 0.44545 | 0.0001 | 0.12904
7524 | 1 | 0.000151 | 0.0001097 | 0 | 0.00018797 | 0.00011416 | 0.44748 | 0.063201 | 0.0001 | 0.15806 | 0.44545 | 0.0001 | 0.25416
7525 | 1 | 0.0001408 | 0.0001149 | 0 | 0.00019032 | 0.00011416 | 0.42116 | 0.075407 | 0.0001 | 0.15849 | 0.44545 | 0.0001 | 0.19973
7526 | 1 | 0.0001438 | 9.1798e-05 | 0 | 0.00021382 | 0.00011416 | 0.31587 | 0.090857 | 0.0001 | 0.15892 | 0.44545 | 0.0001 | 0.094839
7527 | 1 | 0.0001427 | 9.1648e-05 | 0 | 0.00022322 | 0.00011416 | 0.17548 | 0.14736 | 0.0001 | 0.15936 | 0.44545 | 0.0001 | 0.023244
7528 | 1 | 0.0001422 | 9.2028e-05 | 0 | 0.00022322 | 0.00011416 | 0.026323 | 0.19332 | 0.0001 | 0.15979 | 0.44545 | 0.0001 | 0
7529 | 1 | 0.0001431 | 0.0001042 | 0 | 0.00016448 | 0.00011416 | 0 | 0.24081 | 0.0001 | 0.16023 | 0.44545 | 0.0001 | 0
7530 | 1 | 0.0001497 | 0.0001161 | 0 | 0.00011748 | 0.00011416 | 0 | 0.28292 | 0.0001 | 0.16066 | 0.44545 | 0.0001 | 0
7531 | 1 | 0.0001515 | 0.0001037 | 0 | 8.8113e-05 | 0.00011416 | 0 | 0.32285 | 0.0001 | 0.1611 | 0.44545 | 0.0001 | 0
7532 | 1 | 0.0001444 | 0.0001059 | 0 | 5.8742e-05 | 0.00011416 | 0 | 0.32238 | 0.0001 | 0.16153 | 0.44545 | 0.0001 | 0
7533 | 1 | 0.0001347 | 0.0001064 | 0 | 3.7595e-05 | 0.00011416 | 0 | 0.34944 | 0.0001 | 0.16196 | 0.44545 | 0.0001 | 0
7534 | 1 | 0.0001254 | 0.0001412 | 0 | 2.3497e-05 | 0.00011416 | 0 | 0.35548 | 0.0001 | 0.1624 | 0.44545 | 0.0001 | 0
7535 | 1 | 0.0001171 | 0.0001684 | 0 | 9.3987e-06 | 0.00011416 | 0 | 0.38817 | 0.0001 | 0.16283 | 0.44545 | 0.0001 | 0
7536 | 1 | 0.0001039 | 0.00020899 | 0 | 5.8742e-06 | 0.00011416 | 0 | 0.41848 | 0.0001 | 0.16327 | 0.44545 | 0.0001 | 0
7537 | 1 | 9.9547e-05 | 0.00021519 | 0 | 2.3497e-06 | 0.00011416 | 0 | 0.41842 | 0.0001 | 0.1637 | 0.44545 | 0.0001 | 0
7538 | 1 | 9.5617e-05 | 0.00024149 | 0 | 1.1748e-06 | 0.00011416 | 0 | 0.43784 | 0.0001 | 0.16413 | 0.44545 | 0.0001 | 0
7539 | 1 | 9.5617e-05 | 0.00021249 | 0 | 1.4098e-05 | 0.00011416 | 0 | 0.44474 | 0.0001 | 0.16457 | 0.44545 | 0.0001 | 0
7540 | 1 | 9.3907e-05 | 0.00022039 | 0 | 3.7595e-05 | 0.00011416 | 0 | 0.39063 | 0.0001 | 0.165 | 0.44545 | 0.0001 | 0
7541 | 1 | 8.9337e-05 | 0.00025869 | 0 | 9.3987e-05 | 0.00011416 | 0 | 0.39142 | 0.0001 | 0.16544 | 0.44545 | 0.0001 | 0
7542 | 1 | 9.7457e-05 | 0.00027389 | 0 | 0.0001821 | 0.00011416 | 0 | 0.4718 | 0.0001 | 0.16587 | 0.44545 | 0.0001 | 0
7543 | 1 | 0.000116 | 0.00023909 | 0 | 0.0001586 | 0.00011416 | 0 | 0.47624 | 0.0001 | 0.16631 | 0.44545 | 0.0001 | 0
7544 | 1 | 0.000133 | 0.00019549 | 0 | 0.00014685 | 0.00011416 | 0 | 0.4649 | 0.0001 | 0.16674 | 0.44545 | 0.0001 | 0
7545 | 1 | 0.0001412 | 0.0001774 | 0 | 0.00016448 | 0.00011416 | 0.035097 | 0.46444 | 0.0001 | 0.16717 | 0.44545 | 0.0001 | 0.097277
7546 | 1 | 0.0001437 | 0.00014 | 0 | 0.00018797 | 0.00011416 | 0.061419 | 0.47578 | 0.0001 | 0.16761 | 0.44545 | 0.0001 | 0.18151
7547 | 1 | 0.0001472 | 0.0001058 | 0 | 0.00020677 | 0.00011416 | 0.087742 | 0.50244 | 0.0001 | 0.16804 | 0.44545 | 0.0001 | 0.28997
7548 | 1 | 0.0001505 | 8.0358e-05 | 0 | 0.00018797 | 0.00011416 | 0.087742 | 0.54244 | 0.0001 | 0.16847 | 0.44545 | 0.0001 | 0.32517
7549 | 1 | 0.0001412 | 7.7018e-05 | 0 | 0.00019032 | 0.00011416 | 0.096516 | 0.57917 | 0.0001 | 0.1689 | 0.44545 | 0.0001 | 0.26993
7550 | 1 | 0.0001421 | 5.8338e-05 | 0 | 0.00021382 | 0.00011416 | 0.11406 | 0.57393 | 0.0001 | 0.16935 | 0.44545 | 0.0001 | 0.10934
7551 | 1 | 0.0001393 | 6.0398e-05 | 0 | 0.00022322 | 0.00011416 | 0.061419 | 0.5929 | 0.0001 | 0.16978 | 0.44545 | 0.0001 | 0.048015
7552 | 1 | 0.0001368 | 6.3778e-05 | 0 | 0.00022322 | 0.00011416 | 0.017548 | 0.61114 | 0.0001 | 0.17021 | 0.44545 | 0.0001 | 0
7553 | 1 | 0.0001355 | 7.6198e-05 | 0 | 0.00016448 | 0.00011416 | 0 | 0.63488 | 0.0001 | 0.17065 | 0.44545 | 0.0001 | 0
7554 | 1 | 0.0001434 | 9.3978e-05 | 0 | 0.00011748 | 0.00011416 | 0 | 0.66957 | 0.0001 | 0.17108 | 0.44545 | 0.0001 | 0
7555 | 1 | 0.0001458 | 8.8078e-05 | 0 | 8.8113e-05 | 0.00011416 | 0 | 0.68574 | 0.0001 | 0.17152 | 0.44545 | 0.0001 | 0
7556 | 1 | 0.0001385 | 8.9128e-05 | 0 | 5.8742e-05 | 0.00011416 | 0 | 0.65949 | 0.0001 | 0.17195 | 0.44545 | 0.0001 | 0
7557 | 1 | 0.0001294 | 8.7968e-05 | 0 | 3.7595e-05 | 0.00011416 | 0 | 0.65465 | 0.0001 | 0.17238 | 0.44545 | 0.0001 | 0
7558 | 1 | 0.000122 | 0.0001051 | 0 | 2.3497e-05 | 0.00011416 | 0 | 0.65106 | 0.0001 | 0.17282 | 0.44545 | 0.0001 | 0
7559 | 1 | 0.0001157 | 0.0001219 | 0 | 9.3987e-06 | 0.00011416 | 0 | 0.65119 | 0.0001 | 0.17325 | 0.44545 | 0.0001 | 0
7560 | 1 | 0.0001057 | 0.0001567 | 0 | 5.8742e-06 | 0.00011416 | 0 | 0.65518 | 0.0001 | 0.17368 | 0.44545 | 0.0001 | 0
7561 | 1 | 9.9277e-05 | 0.0001614 | 0 | 2.3497e-06 | 0.00011416 | 0 | 0.64755 | 0.0001 | 0.17411 | 0.44545 | 0.0001 | 0
7562 | 1 | 9.5827e-05 | 0.0001678 | 0 | 1.1748e-06 | 0.00011416 | 0 | 0.60994 | 0.0001 | 0.17456 | 0.44545 | 0.0001 | 0
7563 | 1 | 9.3137e-05 | 0.0001427 | 0 | 1.4098e-05 | 0.00011416 | 0 | 0.54966 | 0.0001 | 0.17499 | 0.44545 | 0.0001 | 0
7564 | 1 | 9.0307e-05 | 0.0001425 | 0 | 3.7595e-05 | 0.00011416 | 0 | 0.53387 | 0.0001 | 0.17541 | 0.44545 | 0.0001 | 0
7565 | 1 | 8.5617e-05 | 0.0001557 | 0 | 9.3987e-05 | 0.00011416 | 0 | 0.49753 | 0.0001 | 0.17586 | 0.44545 | 0.0001 | 0
7566 | 1 | 8.8327e-05 | 0.000162 | 0 | 0.0001821 | 0.00011416 | 0 | 0.48619 | 0.0001 | 0.17629 | 0.44545 | 0.0001 | 0
7567 | 1 | 9.2477e-05 | 0.00014 | 0 | 0.0001586 | 0.00011416 | 0 | 0.52704 | 0.0001 | 0.17673 | 0.44545 | 0.0001 | 0
7568 | 1 | 9.9337e-05 | 0.0001117 | 0 | 0.00014685 | 0.00011416 | 0.0087742 | 0.55544 | 0.0001 | 0.17716 | 0.44545 | 0.0001 | 0
7569 | 1 | 0.0001081 | 0.0001082 | 0 | 0.00016448 | 0.00011416 | 0.026323 | 0.58839 | 0.0001 | 0.1776 | 0.44545 | 0.0001 | 0
7570 | 1 | 0.0001159 | 9.6487e-05 | 0 | 0.00018797 | 0.00011416 | 0.035097 | 0.48679 | 0.0001 | 0.17803 | 0.44545 | 0.0001 | 0
7571 | 1 | 0.0001196 | 8.4978e-05 | 0 | 0.00020677 | 0.00011416 | 0.043871 | 0.32358 | 0.0001 | 0.17846 | 0.44545 | 0.0001 | 0.0012783
7572 | 1 | 0.000121 | 7.9168e-05 | 0 | 0.00018797 | 0.00011416 | 0.061419 | 0.2176 | 0.0001 | 0.17889 | 0.44545 | 0.0001 | 0.015194
7573 | 1 | 0.0001204 | 9.2148e-05 | 0 | 0.00019032 | 0.00011416 | 0.070194 | 0.15498 | 0.0001 | 0.17932 | 0.44545 | 0.0001 | 0.044864
7574 | 1 | 0.0001206 | 7.4798e-05 | 0 | 0.00021382 | 0.00011416 | 0.043871 | 0.13151 | 0.0001 | 0.17976 | 0.44545 | 0.0001 | 0.033159
7575 | 1 | 0.000117 | 7.8638e-05 | 0 | 0.00022322 | 0.00011416 | 0.035097 | 0.13118 | 0.0001 | 0.18019 | 0.44545 | 0.0001 | 0
7576 | 1 | 0.0001171 | 7.9908e-05 | 0 | 0.00022322 | 0.00011416 | 0.0087742 | 0.12794 | 0.0001 | 0.18062 | 0.44545 | 0.0001 | 0
7577 | 1 | 0.0001205 | 8.9078e-05 | 0 | 0.00016448 | 0.00011416 | 0 | 0.091982 | 0.0001 | 0.18107 | 0.44545 | 0.0001 | 0
7578 | 1 | 0.0001289 | 8.4848e-05 | 0 | 0.00011748 | 0.00011416 | 0 | 0.07992 | 0.0001 | 0.1815 | 0.44545 | 0.0001 | 0
7579 | 1 | 0.0001296 | 7.5938e-05 | 0 | 8.8113e-05 | 0.00011416 | 0 | 0.05445 | 0.0001 | 0.18194 | 0.44545 | 0.0001 | 0
7580 | 1 | 0.0001234 | 7.5478e-05 | 0 | 5.8742e-05 | 0.00011416 | 0 | 0.053589 | 0.0001 | 0.18237 | 0.44545 | 0.0001 | 0
7581 | 1 | 0.0001156 | 7.7578e-05 | 0 | 3.7595e-05 | 0.00011416 | 0 | 0.043834 | 0.0001 | 0.18281 | 0.44545 | 0.0001 | 0
7582 | 1 | 0.0001096 | 9.6767e-05 | 0 | 2.3497e-05 | 0.00011416 | 0 | 0.057562 | 0.0001 | 0.18324 | 0.44545 | 0.0001 | 0
7583 | 1 | 0.0001068 | 0.0001176 | 0 | 9.3987e-06 | 0.00011416 | 0 | 0.058423 | 0.0001 | 0.18367 | 0.44545 | 0.0001 | 0
7584 | 1 | 9.7687e-05 | 0.0001466 | 0 | 5.8742e-06 | 0.00011416 | 0 | 0.068576 | 0.0001 | 0.1841 | 0.44545 | 0.0001 | 0
7585 | 1 | 9.3187e-05 | 0.0001577 | 0 | 2.3497e-06 | 0.00011416 | 0 | 0.075009 | 0.0001 | 0.18453 | 0.44545 | 0.0001 | 0
7586 | 1 | 8.7537e-05 | 0.0001662 | 0 | 1.1748e-06 | 0.00011416 | 0 | 0.070496 | 0.0001 | 0.18497 | 0.44545 | 0.0001 | 0
7587 | 1 | 8.6107e-05 | 0.0001413 | 0 | 1.4098e-05 | 0.00011416 | 0 | 0.077393 | 0.0001 | 0.1854 | 0.44545 | 0.0001 | 0
7588 | 1 | 8.4277e-05 | 0.0001428 | 0 | 3.7595e-05 | 0.00011416 | 0 | 0.14411 | 0.0001 | 0.18584 | 0.44545 | 0.0001 | 0
7589 | 1 | 8.0547e-05 | 0.0001583 | 0 | 9.3987e-05 | 0.00011416 | 0 | 0.11388 | 0.0001 | 0.18627 | 0.44545 | 0.0001 | 0
7590 | 1 | 8.1567e-05 | 0.0001629 | 0 | 0.0001821 | 0.00011416 | 0 | 0.099277 | 0.0001 | 0.1867 | 0.44545 | 0.0001 | 0
7591 | 1 | 8.1897e-05 | 0.0001419 | 0 | 0.0001586 | 0.00011416 | 0 | 0.11022 | 0.0001 | 0.18715 | 0.44545 | 0.0001 | 0
7592 | 1 | 8.4157e-05 | 0.0001138 | 0 | 0.00014685 | 0.00011416 | 0.017548 | 0.11507 | 0.0001 | 0.18758 | 0.44545 | 0.0001 | 0
7593 | 1 | 9.0357e-05 | 0.0001069 | 0 | 0.00016448 | 0.00011416 | 0.096516 | 0.09888 | 0.0001 | 0.18802 | 0.44545 | 0.0001 | 0
7594 | 1 | 9.9327e-05 | 9.9147e-05 | 0 | 0.00018797 | 0.00011416 | 0.096516 | 0.018308 | 0.0001 | 0.18845 | 0.44545 | 0.0001 | 0
7595 | 1 | 0.0001054 | 8.9758e-05 | 0 | 0.00020677 | 0.00011416 | 0.10529 | 0.028053 | 0.0001 | 0.18888 | 0.44545 | 0.0001 | 0
7596 | 1 | 0.0001106 | 8.4498e-05 | 0 | 0.00018797 | 0.00011416 | 0.078968 | 0.024345 | 0.0001 | 0.18931 | 0.44545 | 0.0001 | 0.020828
7597 | 1 | 0.0001116 | 9.9997e-05 | 0 | 0.00019032 | 0.00011416 | 0.070194 | 0.021486 | 0.0001 | 0.18974 | 0.44545 | 0.0001 | 0.042406
7598 | 1 | 0.0001082 | 8.8598e-05 | 0 | 0.00021382 | 0.00011416 | 0.052645 | 0.027192 | 0.0001 | 0.19018 | 0.44545 | 0.0001 | 0.021441
7599 | 1 | 0.0001037 | 9.7997e-05 | 0 | 0.00022322 | 0.00011416 | 0.035097 | 0.036936 | 0.0001 | 0.19061 | 0.44545 | 0.0001 | 0
7600 | 1 | 0.000103 | 9.8527e-05 | 0 | 0.00022322 | 0.00011416 | 0.0087742 | 0.030039 | 0.0001 | 0.19105 | 0.44545 | 0.0001 | 0
7601 | 1 | 0.0001074 | 0.000104 | 0 | 0.00016448 | 0.00011416 | 0 | 0.025205 | 0.0001 | 0.19148 | 0.44545 | 0.0001 | 0
7602 | 1 | 0.0001198 | 0.0001009 | 0 | 0.00011748 | 0.00011416 | 0 | 0.021155 | 0.0001 | 0.19191 | 0.44545 | 0.0001 | 0
7603 | 1 | 0.0001252 | 8.9598e-05 | 0 | 8.8113e-05 | 0.00011416 | 0 | 0.028053 | 0.0001 | 0.19235 | 0.44545 | 0.0001 | 0
7604 | 1 | 0.0001212 | 8.8888e-05 | 0 | 5.8742e-05 | 0.00011416 | 0 | 0.061281 | 0.0001 | 0.19278 | 0.44545 | 0.0001 | 0
7605 | 1 | 0.0001141 | 9.1078e-05 | 0 | 3.7595e-05 | 0.00011416 | 0 | 0.10372 | 0.0001 | 0.19323 | 0.44545 | 0.0001 | 0
7606 | 1 | 0.0001091 | 0.0001141 | 0 | 2.3497e-05 | 0.00011416 | 0 | 0.11626 | 0.0001 | 0.19366 | 0.44545 | 0.0001 | 0
7607 | 1 | 0.0001046 | 0.0001406 | 0 | 9.3987e-06 | 0.00011416 | 0 | 0.11586 | 0.0001 | 0.19409 | 0.44545 | 0.0001 | 0
7608 | 1 | 9.2407e-05 | 0.0001757 | 0 | 5.8742e-06 | 0.00011416 | 0 | 0.11825 | 0.0001 | 0.19452 | 0.44545 | 0.0001 | 0
7609 | 1 | 8.8297e-05 | 0.0001839 | 0 | 2.3497e-06 | 0.00011416 | 0 | 0.13443 | 0.0001 | 0.12187 | 0.44545 | 0.0001 | 0
7610 | 1 | 8.4857e-05 | 0.00019149 | 0 | 1.1748e-06 | 0.00011416 | 0 | 0.13443 | 0.0001 | 0.1223 | 0.44545 | 0.0001 | 0
7611 | 1 | 8.5367e-05 | 0.0001625 | 0 | 1.4098e-05 | 0.00011416 | 0 | 0.14372 | 0.0001 | 0.12273 | 0.44545 | 0.0001 | 0
7612 | 1 | 8.6117e-05 | 0.0001648 | 0 | 3.7595e-05 | 0.00011416 | 0 | 0.13396 | 0.0001 | 0.12316 | 0.44545 | 0.0001 | 0
7613 | 1 | 8.4807e-05 | 0.0001862 | 0 | 9.3987e-05 | 0.00011416 | 0 | 0.12017 | 0.0001 | 0.12359 | 0.44545 | 0.0001 | 0
7614 | 1 | 9.5567e-05 | 0.0001904 | 0 | 0.0001821 | 0.00011416 | 0 | 0.10724 | 0.0001 | 0.12403 | 0.44545 | 0.0001 | 0
7615 | 1 | 0.0001155 | 0.0001643 | 0 | 0.0001586 | 0.00011416 | 0 | 0.09079 | 0.0001 | 0.12446 | 0.44545 | 0.0001 | 0
7616 | 1 | 0.0001354 | 0.0001299 | 0 | 0.00014685 | 0.00011416 | 0.017548 | 0.09079 | 0.0001 | 0.1249 | 0.44545 | 0.0001 | 0
7617 | 1 | 0.0001441 | 0.0001215 | 0 | 0.00016448 | 0.00011416 | 0.061419 | 0.052728 | 0.0001 | 0.12533 | 0.44545 | 0.0001 | 0
7618 | 1 | 0.0001468 | 0.0001109 | 0 | 0.00018797 | 0.00011416 | 0.10529 | 0.020295 | 0.0001 | 0.12576 | 0.44545 | 0.0001 | 0.019571
7619 | 1 | 0.0001505 | 9.7487e-05 | 0 | 0.00020677 | 0.00011416 | 0.11406 | 0.020295 | 0.0001 | 0.1262 | 0.44545 | 0.0001 | 0.052231
7620 | 1 | 0.0001552 | 9.0078e-05 | 0 | 0.00018797 | 0.00011416 | 0.13161 | 0.031242 | 0.0001 | 0.12663 | 0.44545 | 0.0001 | 0.092564
7621 | 1 | 0.000145 | 0.0001056 | 0 | 0.00019032 | 0.00011416 | 0.13161 | 0.044562 | 0.0001 | 0.12708 | 0.44545 | 0.0001 | 0.089059
7622 | 1 | 0.0001476 | 9.1978e-05 | 0 | 0.00021382 | 0.00011416 | 0.12284 | 0.044562 | 0.0001 | 0.12751 | 0.44545 | 0.0001 | 0.019524
7623 | 1 | 0.0001452 | 0.0001022 | 0 | 0.00022322 | 0.00011416 | 0.087742 | 0.055576 | 0.0001 | 0.12794 | 0.44545 | 0.0001 | 0.0028352
7624 | 1 | 0.0001445 | 0.0001036 | 0 | 0.00022322 | 0.00011416 | 0.017548 | 0.10048 | 0.0001 | 0.12837 | 0.44545 | 0.0001 | 0
7625 | 1 | 0.0001458 | 0.0001108 | 0 | 0.00016448 | 0.00011416 | 0 | 0.11261 | 0.0001 | 0.1288 | 0.44545 | 0.0001 | 0
7626 | 1 | 0.0001492 | 0.0001098 | 0 | 0.00011748 | 0.00011416 | 0 | 0.17084 | 0.0001 | 0.12924 | 0.44545 | 0.0001 | 0
7627 | 1 | 0.0001503 | 9.8437e-05 | 0 | 8.8113e-05 | 0.00011416 | 0 | 0.22051 | 0.0001 | 0.12967 | 0.44545 | 0.0001 | 0
7628 | 1 | 0.0001424 | 0.0001004 | 0 | 5.8742e-05 | 0.00011416 | 0 | 0.28583 | 0.0001 | 0.13011 | 0.44545 | 0.0001 | 0
7629 | 1 | 0.0001322 | 0.0001033 | 0 | 3.7595e-05 | 0.00011416 | 0 | 0.32331 | 0.0001 | 0.13054 | 0.44545 | 0.0001 | 0
7630 | 1 | 0.0001244 | 0.0001292 | 0 | 2.3497e-05 | 0.00011416 | 0 | 0.35236 | 0.0001 | 0.13097 | 0.44545 | 0.0001 | 0
7631 | 1 | 0.0001165 | 0.0001584 | 0 | 9.3987e-06 | 0.00011416 | 0 | 0.36005 | 0.0001 | 0.13141 | 0.44545 | 0.0001 | 0
7632 | 1 | 0.0001026 | 0.00020569 | 0 | 5.8742e-06 | 0.00011416 | 0 | 0.34845 | 0.0001 | 0.13184 | 0.44545 | 0.0001 | 0
7633 | 1 | 0.0001012 | 0.0001652 | 0 | 2.3497e-06 | 0.00011416 | 0 | 0.33074 | 0.0001 | 0.13229 | 0.44545 | 0.0001 | 0
7634 | 1 | 9.5767e-05 | 0.00019169 | 0 | 1.1748e-06 | 0.00011416 | 0 | 0.29883 | 0.0001 | 0.13272 | 0.44545 | 0.0001 | 0
7635 | 1 | 9.4367e-05 | 0.0001726 | 0 | 1.4098e-05 | 0.00011416 | 0 | 0.24963 | 0.0001 | 0.13315 | 0.44545 | 0.0001 | 0
7636 | 1 | 9.5357e-05 | 0.0001544 | 0 | 3.7595e-05 | 0.00011416 | 0 | 0.21084 | 0.0001 | 0.13358 | 0.44545 | 0.0001 | 0
7637 | 1 | 9.5757e-05 | 0.0001316 | 0 | 9.3987e-05 | 0.00011416 | 0 | 0.18171 | 0.0001 | 0.13401 | 0.44545 | 0.0001 | 0
7638 | 1 | 0.0001024 | 0.0001685 | 0 | 0.0001821 | 0.00011416 | 0 | 0.16759 | 0.0001 | 0.13445 | 0.44545 | 0.0001 | 0
7639 | 1 | 0.0001221 | 0.0001334 | 0 | 0.0001586 | 0.00011416 | 0 | 0.17448 | 0.0001 | 0.13488 | 0.44545 | 0.0001 | 0
7640 | 1 | 0.0001373 | 0.0001412 | 0 | 0.00014685 | 0.00011416 | 0.043871 | 0.16401 | 0.0001 | 0.13532 | 0.44545 | 0.0001 | 0
7641 | 1 | 0.0001446 | 0.0001354 | 0 | 0.00016448 | 0.00011416 | 0.10529 | 0.1272 | 0.0001 | 0.13575 | 0.44545 | 0.0001 | 0
7642 | 1 | 0.0001452 | 0.000132 | 0 | 0.00018797 | 0.00011416 | 0.19303 | 0.11706 | 0.0001 | 0.13618 | 0.44545 | 0.0001 | 0.041475
7643 | 1 | 0.0001487 | 0.000124 | 0 | 0.00020677 | 0.00011416 | 0.2369 | 0.13563 | 0.0001 | 0.13662 | 0.44545 | 0.0001 | 0.17468
7644 | 1 | 0.0001527 | 0.0001054 | 0 | 0.00018797 | 0.00011416 | 0.28955 | 0.11864 | 0.0001 | 0.13705 | 0.44545 | 0.0001 | 0.27466
7645 | 1 | 0.0001425 | 0.0001106 | 0 | 0.00019032 | 0.00011416 | 0.3071 | 0.10485 | 0.0001 | 0.13749 | 0.44545 | 0.0001 | 0.28882
7646 | 1 | 0.0001448 | 9.6647e-05 | 0 | 0.00021382 | 0.00011416 | 0.29832 | 0.084158 | 0.0001 | 0.13792 | 0.44545 | 0.0001 | 0.15276
7647 | 1 | 0.0001419 | 0.0001093 | 0 | 0.00022322 | 0.00011416 | 0.19303 | 0.077724 | 0.0001 | 0.13836 | 0.44545 | 0.0001 | 0.071428
7648 | 1 | 0.0001398 | 0.0001313 | 0 | 0.00022322 | 0.00011416 | 0.052645 | 0.096761 | 0.0001 | 0.13879 | 0.44545 | 0.0001 | 0
7649 | 1 | 0.000139 | 0.0001653 | 0 | 0.00016448 | 0.00011416 | 0 | 0.084621 | 0.0001 | 0.13922 | 0.44545 | 0.0001 | 0
7650 | 1 | 0.0001476 | 0.0001315 | 0 | 0.00011748 | 0.00011416 | 0 | 0.089532 | 0.0001 | 0.13966 | 0.44545 | 0.0001 | 0
7651 | 1 | 0.0001482 | 0.000124 | 0 | 8.8113e-05 | 0.00011416 | 0 | 0.085879 | 0.0001 | 0.14009 | 0.44545 | 0.0001 | 0
7652 | 1 | 0.0001415 | 0.0001147 | 0 | 5.8742e-05 | 0.00011416 | 0 | 0.12197 | 0.0001 | 0.14053 | 0.44545 | 0.0001 | 0
7653 | 1 | 0.0001313 | 0.0001201 | 0 | 3.7595e-05 | 0.00011416 | 0 | 0.15273 | 0.0001 | 0.14096 | 0.44545 | 0.0001 | 0
7654 | 1 | 0.0001194 | 0.0001822 | 0 | 2.3497e-05 | 0.00011416 | 0 | 0.19074 | 0.0001 | 0.1414 | 0.44545 | 0.0001 | 0
7655 | 1 | 0.0001163 | 0.000164 | 0 | 9.3987e-06 | 0.00011416 | 0 | 0.21454 | 0.0001 | 0.14183 | 0.44545 | 0.0001 | 0
7656 | 1 | 0.0001028 | 0.00020569 | 0 | 5.8742e-06 | 0.00011416 | 0 | 0.20487 | 0.0001 | 0.14226 | 0.44545 | 0.0001 | 0
7657 | 1 | 9.8717e-05 | 0.00019959 | 0 | 2.3497e-06 | 0.00011416 | 0 | 0.18782 | 0.0001 | 0.14243 | 0.44545 | 0.0001 | 0
7658 | 1 | 9.4147e-05 | 0.00022399 | 0 | 1.1748e-06 | 0.00011416 | 0 | 0.16958 | 0.0001 | 0.14218 | 0.44545 | 0.0001 | 0
7659 | 1 | 9.3347e-05 | 0.00019899 | 0 | 1.4098e-05 | 0.00011416 | 0 | 0.13636 | 0.0001 | 0.14192 | 0.44545 | 0.0001 | 0
7660 | 1 | 9.3747e-05 | 0.000183 | 0 | 3.7595e-05 | 0.00011416 | 0 | 0.097158 | 0.0001 | 0.14166 | 0.44545 | 0.0001 | 0
7661 | 1 | 9.4867e-05 | 0.0001619 | 0 | 9.3987e-05 | 0.00011416 | 0 | 0.071688 | 0.0001 | 0.1414 | 0.44545 | 0.0001 | 0
7662 | 1 | 0.0001079 | 0.0001244 | 0 | 0.0001821 | 0.00011416 | 0 | 0.061612 | 0.0001 | 0.14114 | 0.44545 | 0.0001 | 0
7663 | 1 | 0.0001235 | 0.0001247 | 0 | 0.0001586 | 0.00011416 | 0 | 0.058765 | 0.0001 | 0.14089 | 0.44545 | 0.0001 | 0
7664 | 1 | 0.0001375 | 0.0001409 | 0 | 0.00014685 | 0.00011416 | 0.043871 | 0.055907 | 0.0001 | 0.14062 | 0.44545 | 0.0001 | 0
7665 | 1 | 0.0001445 | 0.0001514 | 0 | 0.00016448 | 0.00011416 | 0.11406 | 0.03847 | 0.0001 | 0.14036 | 0.44545 | 0.0001 | 0
7666 | 1 | 0.0001459 | 0.000135 | 0 | 0.00018797 | 0.00011416 | 0.20181 | 0.026397 | 0.0001 | 0.14011 | 0.44545 | 0.0001 | 0.046213
7667 | 1 | 0.0001485 | 0.0001216 | 0 | 0.00020677 | 0.00011416 | 0.2369 | 0.016642 | 0.0001 | 0.13985 | 0.44545 | 0.0001 | 0.22108
7668 | 1 | 0.000151 | 0.0001067 | 0 | 0.00018797 | 0.00011416 | 0.272 | 0.01545 | 0.0001 | 0.13959 | 0.44545 | 0.0001 | 0.27344
7669 | 1 | 0.0001432 | 0.000101 | 0 | 0.00019032 | 0.00011416 | 0.272 | 0.01545 | 0.0001 | 0.13933 | 0.44545 | 0.0001 | 0.28635
7670 | 1 | 0.0001428 | 9.3448e-05 | 0 | 0.00021382 | 0.00011416 | 0.2369 | 0.01545 | 0.0001 | 0.13907 | 0.44545 | 0.0001 | 0.20826
7671 | 1 | 0.0001391 | 0.0001078 | 0 | 0.00022322 | 0.00011416 | 0.12284 | 0.018308 | 0.0001 | 0.13881 | 0.44545 | 0.0001 | 0.1119
7672 | 1 | 0.0001367 | 0.0001154 | 0 | 0.00022322 | 0.00011416 | 0.035097 | 0.044694 | 0.0001 | 0.13855 | 0.44545 | 0.0001 | 0
7673 | 1 | 0.0001368 | 0.0001379 | 0 | 0.00016448 | 0.00011416 | 0 | 0.025205 | 0.0001 | 0.1383 | 0.44545 | 0.0001 | 0
7674 | 1 | 0.0001462 | 0.0001332 | 0 | 0.00011748 | 0.00011416 | 0 | 0.025205 | 0.0001 | 0.13804 | 0.44545 | 0.0001 | 0
7675 | 1 | 0.0001491 | 0.0001261 | 0 | 8.8113e-05 | 0.00011416 | 0 | 0.035744 | 0.0001 | 0.13778 | 0.44545 | 0.0001 | 0
7676 | 1 | 0.000143 | 0.0001132 | 0 | 5.8742e-05 | 0.00011416 | 0 | 0.040126 | 0.0001 | 0.13752 | 0.44545 | 0.0001 | 0
7677 | 1 | 0.000129 | 0.0001608 | 0 | 3.7595e-05 | 0.00011416 | 0 | 0.053457 | 0.0001 | 0.13726 | 0.44545 | 0.0001 | 0
7678 | 1 | 0.0001199 | 0.00019739 | 0 | 2.3497e-05 | 0.00011416 | 0 | 0.056304 | 0.0001 | 0.137 | 0.44545 | 0.0001 | 0
7679 | 1 | 0.0001175 | 0.0001711 | 0 | 9.3987e-06 | 0.00011416 | 0 | 0.045368 | 0.0001 | 0.13674 | 0.44545 | 0.0001 | 0
7680 | 1 | 9.9537e-05 | 0.00026569 | 0 | 5.8742e-06 | 0.00011416 | 0 | 0.037267 | 0.0001 | 0.13649 | 0.44545 | 0.0001 | 0
7681 | 1 | 9.2157e-05 | 0.00028639 | 0 | 2.3497e-06 | 0.00011416 | 0 | 0.031573 | 0.0001 | 0.13623 | 0.44533 | 0.0001 | 0
7682 | 1 | 8.9097e-05 | 0.00029849 | 0 | 1.1748e-06 | 0.00011416 | 0 | 0.021486 | 0.0001 | 0.13597 | 0.44503 | 0.0001 | 0
7683 | 1 | 9.0117e-05 | 0.00025629 | 0 | 1.4098e-05 | 0.00011416 | 0 | 0.013795 | 0.0001 | 0.13571 | 0.44476 | 0.0001 | 0
7684 | 1 | 8.8617e-05 | 0.00025729 | 0 | 3.7595e-05 | 0.00011416 | 0 | 0.0097445 | 0.0001 | 0.13545 | 0.44446 | 0.0001 | 0
7685 | 1 | 8.3927e-05 | 0.00028739 | 0 | 9.3987e-05 | 0.00011416 | 0 | 0.013795 | 0.0001 | 0.13519 | 0.44416 | 0.0001 | 0
7686 | 1 | 9.1357e-05 | 0.00029669 | 0 | 0.0001821 | 0.00011416 | 0 | 0.018639 | 0.0001 | 0.13493 | 0.44389 | 0.0001 | 0
7687 | 1 | 0.000111 | 0.00025769 | 0 | 0.0001586 | 0.00011416 | 0 | 0.018639 | 0.0001 | 0.13468 | 0.44359 | 0.0001 | 0
7688 | 1 | 0.0001324 | 0.00019929 | 0 | 0.00014685 | 0.00011416 | 0.043871 | 0.031573 | 0.0001 | 0.13442 | 0.44329 | 0.0001 | 0
7689 | 1 | 0.0001409 | 0.0001786 | 0 | 0.00016448 | 0.00011416 | 0.12284 | 0.050598 | 0.0001 | 0.13415 | 0.443 | 0.0001 | 0
7690 | 1 | 0.000143 | 0.000159 | 0 | 0.00018797 | 0.00011416 | 0.20181 | 0.041318 | 0.0001 | 0.1339 | 0.44272 | 0.0001 | 0
7691 | 1 | 0.0001469 | 0.00014 | 0 | 0.00020677 | 0.00011416 | 0.22813 | 0.022347 | 0.0001 | 0.13364 | 0.44243 | 0.0001 | 0.049529
7692 | 1 | 0.0001504 | 0.0001228 | 0 | 0.00018797 | 0.00011416 | 0.25445 | 0.014258 | 0.0001 | 0.13339 | 0.44213 | 0.0001 | 0.097157
7693 | 1 | 0.0001398 | 0.0001374 | 0 | 0.00019032 | 0.00011416 | 0.24568 | 0.011411 | 0.0001 | 0.13312 | 0.44185 | 0.0001 | 0.13048
7694 | 1 | 0.000142 | 0.0001128 | 0 | 0.00021382 | 0.00011416 | 0.21058 | 0.0085526 | 0.0001 | 0.13286 | 0.44156 | 0.0001 | 0.0919
7695 | 1 | 0.0001386 | 0.0001219 | 0 | 0.00022322 | 0.00011416 | 0.11406 | 0.0085526 | 0.0001 | 0.13261 | 0.44125 | 0.0001 | 0.02321
7696 | 1 | 0.0001374 | 0.0001264 | 0 | 0.00022322 | 0.00011416 | 0.035097 | 0.022347 | 0.0001 | 0.13234 | 0.44096 | 0.0001 | 0
7697 | 1 | 0.0001392 | 0.0001419 | 0 | 0.00016448 | 0.00011416 | 0 | 0.031242 | 0.0001 | 0.13209 | 0.44068 | 0.0001 | 0
7698 | 1 | 0.0001453 | 0.0001508 | 0 | 0.00011748 | 0.00011416 | 0 | 0.046559 | 0.0001 | 0.13183 | 0.44038 | 0.0001 | 0
7699 | 1 | 0.0001468 | 0.0001364 | 0 | 8.8113e-05 | 0.00011416 | 0 | 0.065188 | 0.0001 | 0.13157 | 0.44009 | 0.0001 | 0
7700 | 1 | 0.0001398 | 0.0001346 | 0 | 5.8742e-05 | 0.00011416 | 0 | 0.071621 | 0.0001 | 0.13131 | 0.43981 | 0.0001 | 0
7701 | 1 | 0.0001304 | 0.0001364 | 0 | 3.7595e-05 | 0.00011416 | 0 | 0.102 | 0.0001 | 0.13105 | 0.43951 | 0.0001 | 0
7702 | 1 | 0.0001212 | 0.0001715 | 0 | 2.3497e-05 | 0.00011416 | 0 | 0.1284 | 0.0001 | 0.1308 | 0.43922 | 0.0001 | 0
7703 | 1 | 0.0001129 | 0.00020719 | 0 | 9.3987e-06 | 0.00011416 | 0 | 0.12316 | 0.0001 | 0.13053 | 0.43892 | 0.0001 | 0
7704 | 1 | 9.8867e-05 | 0.00026139 | 0 | 5.8742e-06 | 0.00011416 | 0 | 0.13695 | 0.0001 | 0.13028 | 0.43865 | 0.0001 | 0
7705 | 1 | 9.5187e-05 | 0.00026659 | 0 | 2.3497e-06 | 0.00011416 | 0 | 0.11864 | 0.0001 | 0.13002 | 0.43835 | 0.0001 | 0
7706 | 1 | 9.1967e-05 | 0.00027709 | 0 | 1.1748e-06 | 0.00011416 | 0 | 0.11381 | 0.0001 | 0.12976 | 0.43804 | 0.0001 | 0
7707 | 1 | 9.2497e-05 | 0.00024179 | 0 | 1.4098e-05 | 0.00011416 | 0 | 0.10167 | 0.0001 | 0.1295 | 0.43778 | 0.0001 | 0
7708 | 1 | 9.0667e-05 | 0.00024269 | 0 | 3.7595e-05 | 0.00011416 | 0 | 0.097621 | 0.0001 | 0.12924 | 0.43748 | 0.0001 | 0
7709 | 1 | 8.6267e-05 | 0.00027169 | 0 | 9.3987e-05 | 0.00011416 | 0 | 0.078121 | 0.0001 | 0.12899 | 0.43718 | 0.0001 | 0
7710 | 1 | 9.4447e-05 | 0.00027959 | 0 | 0.0001821 | 0.00011416 | 0 | 0.061877 | 0.0001 | 0.12872 | 0.43688 | 0.0001 | 0
7711 | 1 | 0.0001127 | 0.00024409 | 0 | 0.0001586 | 0.00011416 | 0 | 0.046891 | 0.0001 | 0.12846 | 0.4366 | 0.0001 | 0
7712 | 1 | 0.0001339 | 0.00019099 | 0 | 0.00014685 | 0.00011416 | 0.035097 | 0.046891 | 0.0001 | 0.12821 | 0.43631 | 0.0001 | 0
7713 | 1 | 0.0001419 | 0.0001793 | 0 | 0.00016448 | 0.00011416 | 0.12284 | 0.054649 | 0.0001 | 0.12795 | 0.43601 | 0.0001 | 0
7714 | 1 | 0.0001442 | 0.0001629 | 0 | 0.00018797 | 0.00011416 | 0.22813 | 0.025537 | 0.0001 | 0.12769 | 0.43573 | 0.0001 | 0
7715 | 1 | 0.0001488 | 0.0001443 | 0 | 0.00020677 | 0.00011416 | 0.272 | 0.012603 | 0.0001 | 0.12743 | 0.43544 | 0.0001 | 0.034286
7716 | 1 | 0.0001506 | 0.0001286 | 0 | 0.00018797 | 0.00011416 | 0.28955 | 0.012603 | 0.0001 | 0.12717 | 0.43514 | 0.0001 | 0.08219
7717 | 1 | 0.0001411 | 0.0001444 | 0 | 0.00019032 | 0.00011416 | 0.29832 | 0.01545 | 0.0001 | 0.12691 | 0.43485 | 0.0001 | 0.12422
7718 | 1 | 0.0001425 | 0.0001175 | 0 | 0.00021382 | 0.00011416 | 0.272 | 0.021155 | 0.0001 | 0.12665 | 0.43457 | 0.0001 | 0.087536
7719 | 1 | 0.000139 | 0.0001252 | 0 | 0.00022322 | 0.00011416 | 0.13161 | 0.021155 | 0.0001 | 0.1264 | 0.43427 | 0.0001 | 0.022096
7720 | 1 | 0.0001367 | 0.0001272 | 0 | 0.00022322 | 0.00011416 | 0.043871 | 0.033758 | 0.0001 | 0.12614 | 0.43397 | 0.0001 | 0
7721 | 1 | 0.0001363 | 0.0001447 | 0 | 0.00016448 | 0.00011416 | 0 | 0.049076 | 0.0001 | 0.12588 | 0.4337 | 0.0001 | 0
7722 | 1 | 0.0001429 | 0.0001505 | 0 | 0.00011748 | 0.00011416 | 0 | 0.063665 | 0.0001 | 0.12562 | 0.4334 | 0.0001 | 0
7723 | 1 | 0.0001438 | 0.0001359 | 0 | 8.8113e-05 | 0.00011416 | 0 | 0.070562 | 0.0001 | 0.12536 | 0.4331 | 0.0001 | 0
7724 | 1 | 0.0001372 | 0.0001355 | 0 | 5.8742e-05 | 0.00011416 | 0 | 0.089532 | 0.0001 | 0.1251 | 0.4328 | 0.0001 | 0
7725 | 1 | 0.0001267 | 0.0001387 | 0 | 3.7595e-05 | 0.00011416 | 0 | 0.12269 | 0.0001 | 0.12484 | 0.43253 | 0.0001 | 0
7726 | 1 | 0.0001169 | 0.0001769 | 0 | 2.3497e-05 | 0.00011416 | 0 | 0.11142 | 0.0001 | 0.12459 | 0.43223 | 0.0001 | 0
7727 | 1 | 0.0001112 | 0.00021419 | 0 | 9.3987e-06 | 0.00011416 | 0 | 0.10088 | 0.0001 | 0.12433 | 0.43194 | 0.0001 | 0
7728 | 1 | 0.0001001 | 0.00027399 | 0 | 5.8742e-06 | 0.00011416 | 0 | 0.084224 | 0.0001 | 0.12406 | 0.43166 | 0.0001 | 0
7729 | 1 | 9.4627e-05 | 0.00028659 | 0 | 2.3497e-06 | 0.00011416 | 0 | 0.067251 | 0.0001 | 0.12381 | 0.43136 | 0.0001 | 0
7730 | 1 | 9.0497e-05 | 0.00029789 | 0 | 1.1748e-06 | 0.00011416 | 0 | 0.042973 | 0.0001 | 0.12355 | 0.43107 | 0.0001 | 0
7731 | 1 | 9.0817e-05 | 0.00025239 | 0 | 1.4098e-05 | 0.00011416 | 0 | 0.040126 | 0.0001 | 0.12329 | 0.43076 | 0.0001 | 0
7732 | 1 | 8.7357e-05 | 0.00024959 | 0 | 3.7595e-05 | 0.00011416 | 0 | 0.021486 | 0.0001 | 0.12303 | 0.4305 | 0.0001 | 0
7733 | 1 | 8.0227e-05 | 0.00027679 | 0 | 9.3987e-05 | 0.00011416 | 0 | 0.021486 | 0.0001 | 0.12277 | 0.4302 | 0.0001 | 0
7734 | 1 | 8.0197e-05 | 0.00028839 | 0 | 0.0001821 | 0.00011416 | 0 | 0.021486 | 0.0001 | 0.12252 | 0.42989 | 0.0001 | 0
7735 | 1 | 8.5697e-05 | 0.00024919 | 0 | 0.0001586 | 0.00011416 | 0 | 0.021486 | 0.0001 | 0.12225 | 0.42963 | 0.0001 | 0
7736 | 1 | 9.4077e-05 | 0.00019359 | 0 | 0.00014685 | 0.00011416 | 0.035097 | 0.021486 | 0.0001 | 0.122 | 0.42932 | 0.0001 | 0
7737 | 1 | 0.0001033 | 0.0001777 | 0 | 0.00016448 | 0.00011416 | 0.14039 | 0.035612 | 0.0001 | 0.12174 | 0.42903 | 0.0001 | 0
7738 | 1 | 0.0001102 | 0.0001607 | 0 | 0.00018797 | 0.00011416 | 0.3071 | 0.028384 | 0.0001 | 0.12148 | 0.42873 | 0.0001 | 0.017493
7739 | 1 | 0.0001135 | 0.0001416 | 0 | 0.00020677 | 0.00011416 | 0.34219 | 0.0097445 | 0.0001 | 0.12122 | 0.42845 | 0.0001 | 0.071965
7740 | 1 | 0.0001152 | 0.0001276 | 0 | 0.00018797 | 0.00011416 | 0.38607 | 0.0068973 | 0.0001 | 0.12096 | 0.42816 | 0.0001 | 0.12962
7741 | 1 | 0.0001139 | 0.0001405 | 0 | 0.00019032 | 0.00011416 | 0.34219 | 0.0068973 | 0.0001 | 0.12071 | 0.42786 | 0.0001 | 0.13581
7742 | 1 | 0.0001145 | 0.0001143 | 0 | 0.00021382 | 0.00011416 | 0.3071 | 0.0097445 | 0.0001 | 0.12044 | 0.42758 | 0.0001 | 0.097903
7743 | 1 | 0.0001106 | 0.0001209 | 0 | 0.00022322 | 0.00011416 | 0.17548 | 0.0097445 | 0.0001 | 0.12019 | 0.42729 | 0.0001 | 0.013705
7744 | 1 | 0.0001098 | 0.000123 | 0 | 0.00022322 | 0.00011416 | 0.061419 | 0.0097445 | 0.0001 | 0.11993 | 0.42699 | 0.0001 | 0
7745 | 1 | 0.0001133 | 0.0001331 | 0 | 0.00016448 | 0.00011416 | 0 | 0.020295 | 0.0001 | 0.11967 | 0.42669 | 0.0001 | 0
7746 | 1 | 0.0001256 | 0.0001404 | 0 | 0.00011748 | 0.00011416 | 0 | 0.030039 | 0.0001 | 0.11941 | 0.42642 | 0.0001 | 0
7747 | 1 | 0.0001274 | 0.0001291 | 0 | 8.8113e-05 | 0.00011416 | 0 | 0.045831 | 0.0001 | 0.11915 | 0.42611 | 0.0001 | 0
7748 | 1 | 0.0001213 | 0.0001268 | 0 | 5.8742e-05 | 0.00011416 | 0 | 0.066523 | 0.0001 | 0.1189 | 0.42582 | 0.0001 | 0
7749 | 1 | 0.0001127 | 0.0001289 | 0 | 3.7595e-05 | 0.00011416 | 0 | 0.093715 | 0.0001 | 0.11863 | 0.42555 | 0.0001 | 0
7750 | 1 | 0.0001049 | 0.0001638 | 0 | 2.3497e-05 | 0.00011416 | 0 | 0.10061 | 0.0001 | 0.11838 | 0.42525 | 0.0001 | 0
7751 | 1 | 0.0001024 | 0.00019399 | 0 | 9.3987e-06 | 0.00011416 | 0 | 0.1083 | 0.0001 | 0.11812 | 0.42495 | 0.0001 | 0
7752 | 1 | 9.3397e-05 | 0.00024279 | 0 | 5.8742e-06 | 0.00011416 | 0 | 0.067251 | 0.0001 | 0.11786 | 0.42465 | 0.0001 | 0
7753 | 1 | 8.9177e-05 | 0.00024979 | 0 | 2.3497e-06 | 0.00011416 | 0 | 0.042973 | 0.0001 | 0.1176 | 0.42438 | 0.0001 | 0
7754 | 1 | 8.3977e-05 | 0.00026369 | 0 | 1.1748e-06 | 0.00011416 | 0 | 0.040126 | 0.0001 | 0.11734 | 0.42408 | 0.0001 | 0
7755 | 1 | 8.5447e-05 | 0.00022659 | 0 | 1.4098e-05 | 0.00011416 | 0 | 0.021486 | 0.0001 | 0.11709 | 0.42379 | 0.0001 | 0
7756 | 1 | 8.2207e-05 | 0.00023149 | 0 | 3.7595e-05 | 0.00011416 | 0 | 0.021486 | 0.0001 | 0.11682 | 0.42351 | 0.0001 | 0
7757 | 1 | 7.7198e-05 | 0.00025629 | 0 | 9.3987e-05 | 0.00011416 | 0 | 0.021486 | 0.0001 | 0.11656 | 0.42321 | 0.0001 | 0
7758 | 1 | 7.6138e-05 | 0.00026799 | 0 | 0.0001821 | 0.00011416 | 0 | 0.021486 | 0.0001 | 0.11631 | 0.42291 | 0.0001 | 0
7759 | 1 | 7.6538e-05 | 0.00023479 | 0 | 0.0001586 | 0.00011416 | 0 | 0.021486 | 0.0001 | 0.11605 | 0.42261 | 0.0001 | 0
7760 | 1 | 7.9817e-05 | 0.0001871 | 0 | 0.00014685 | 0.00011416 | 0.017548 | 0.035612 | 0.0001 | 0.11579 | 0.42234 | 0.0001 | 0
7761 | 1 | 8.5227e-05 | 0.0001747 | 0 | 0.00016448 | 0.00011416 | 0.12284 | 0.028384 | 0.0001 | 0.11553 | 0.42204 | 0.0001 | 0
7762 | 1 | 9.2237e-05 | 0.0001588 | 0 | 0.00018797 | 0.00011416 | 0.24568 | 0.0097445 | 0.0001 | 0.11527 | 0.42174 | 0.0001 | 0.029899
7763 | 1 | 9.8237e-05 | 0.0001372 | 0 | 0.00020677 | 0.00011416 | 0.28077 | 0.0068973 | 0.0001 | 0.11501 | 0.42147 | 0.0001 | 0.099772
7764 | 1 | 0.0001026 | 0.0001163 | 0 | 0.00018797 | 0.00011416 | 0.28955 | 0.0068973 | 0.0001 | 0.11475 | 0.42117 | 0.0001 | 0.10467
7765 | 1 | 0.0001039 | 0.0001315 | 0 | 0.00019032 | 0.00011416 | 0.28077 | 0.0097445 | 0.0001 | 0.1145 | 0.42087 | 0.0001 | 0.10963
7766 | 1 | 0.0001013 | 0.0001137 | 0 | 0.00021382 | 0.00011416 | 0.25445 | 0.0097445 | 0.0001 | 0.11424 | 0.42058 | 0.0001 | 0.14533
7767 | 1 | 9.6407e-05 | 0.0001151 | 0 | 0.00022322 | 0.00011416 | 0.13161 | 0.0097445 | 0.0001 | 0.11398 | 0.4203 | 0.0001 | 0.045398
7768 | 1 | 9.6267e-05 | 0.000114 | 0 | 0.00022322 | 0.00011416 | 0.043871 | 0.020295 | 0.0001 | 0.11372 | 0.42001 | 0.0001 | 0
7769 | 1 | 0.0001024 | 0.0001261 | 0 | 0.00016448 | 0.00011416 | 0 | 0.030039 | 0.0001 | 0.11346 | 0.41971 | 0.0001 | 0
7770 | 1 | 0.0001185 | 0.0001391 | 0 | 0.00011748 | 0.00011416 | 0 | 0.045831 | 0.0001 | 0.1132 | 0.41943 | 0.0001 | 0
7771 | 1 | 0.000124 | 0.0001301 | 0 | 8.8113e-05 | 0.00011416 | 0 | 0.066523 | 0.0001 | 0.11294 | 0.41914 | 0.0001 | 0
7772 | 1 | 0.0001206 | 0.000134 | 0 | 5.8742e-05 | 0.00011416 | 0 | 0.093715 | 0.0001 | 0.11269 | 0.41883 | 0.0001 | 0
7773 | 1 | 0.0001137 | 0.0001381 | 0 | 3.7595e-05 | 0.00011416 | 0 | 0.10061 | 0.0001 | 0.11243 | 0.41854 | 0.0001 | 0
7774 | 1 | 0.0001057 | 0.0001774 | 0 | 2.3497e-05 | 0.00011416 | 0 | 0.1083 | 0.0001 | 0.11216 | 0.41827 | 0.0001 | 0
7775 | 1 | 0.0001001 | 0.00022019 | 0 | 9.3987e-06 | 0.00011416 | 0 | 0.12037 | 0.0001 | 0.11191 | 0.41796 | 0.0001 | 0
7776 | 1 | 8.7877e-05 | 0.00028139 | 0 | 5.8742e-06 | 0.00011416 | 0 | 0.06042 | 0.0001 | 0.11165 | 0.41767 | 0.0001 | 0
7777 | 1 | 8.4797e-05 | 0.00028759 | 0 | 2.3497e-06 | 0.00011416 | 0 | 0.06042 | 0.0001 | 0.082757 | 0.41739 | 0.0001 | 0
7778 | 1 | 8.1657e-05 | 0.00029969 | 0 | 1.1748e-06 | 0.00011416 | 0 | 0.051934 | 0.0001 | 0.0825 | 0.4171 | 0.0001 | 0
7779 | 1 | 8.5097e-05 | 0.00025689 | 0 | 1.4098e-05 | 0.00011416 | 0 | 0.049076 | 0.0001 | 0.082241 | 0.4168 | 0.0001 | 0
7780 | 1 | 8.3997e-05 | 0.00025949 | 0 | 3.7595e-05 | 0.00011416 | 0 | 0.044231 | 0.0001 | 0.081983 | 0.4165 | 0.0001 | 0
7781 | 1 | 8.0777e-05 | 0.00028869 | 0 | 9.3987e-05 | 0.00011416 | 0 | 0.045897 | 0.0001 | 0.081724 | 0.41623 | 0.0001 | 0
7782 | 1 | 9.1627e-05 | 0.00029069 | 0 | 0.0001821 | 0.00011416 | 0 | 0.068509 | 0.0001 | 0.081465 | 0.41593 | 0.0001 | 0
7783 | 1 | 0.0001127 | 0.00025039 | 0 | 0.0001586 | 0.00011416 | 0 | 0.075009 | 0.0001 | 0.081206 | 0.41563 | 0.0001 | 0
7784 | 1 | 0.0001345 | 0.00019929 | 0 | 0.00014685 | 0.00011416 | 0.017548 | 0.088804 | 0.0001 | 0.080947 | 0.41536 | 0.0001 | 0
7785 | 1 | 0.000143 | 0.000188 | 0 | 0.00016448 | 0.00011416 | 0.12284 | 0.083496 | 0.0001 | 0.080688 | 0.41506 | 0.0001 | 0
7786 | 1 | 0.0001456 | 0.0001723 | 0 | 0.00018797 | 0.00011416 | 0.21936 | 0.024003 | 0.0001 | 0.080431 | 0.41476 | 0.0001 | 0.008032
7787 | 1 | 0.0001491 | 0.0001519 | 0 | 0.00020677 | 0.00011416 | 0.24568 | 0.035744 | 0.0001 | 0.080171 | 0.41446 | 0.0001 | 0.047577
7788 | 1 | 0.0001524 | 0.0001353 | 0 | 0.00018797 | 0.00011416 | 0.25445 | 0.038603 | 0.0001 | 0.079912 | 0.41418 | 0.0001 | 0.075951
7789 | 1 | 0.000142 | 0.0001529 | 0 | 0.00019032 | 0.00011416 | 0.24568 | 0.032897 | 0.0001 | 0.079653 | 0.41389 | 0.0001 | 0.13014
7790 | 1 | 0.000145 | 0.0001295 | 0 | 0.00021382 | 0.00011416 | 0.21936 | 0.036936 | 0.0001 | 0.079394 | 0.41359 | 0.0001 | 0.12294
7791 | 1 | 0.0001422 | 0.0001362 | 0 | 0.00022322 | 0.00011416 | 0.10529 | 0.056436 | 0.0001 | 0.079135 | 0.41332 | 0.0001 | 0.045352
7792 | 1 | 0.0001414 | 0.0001389 | 0 | 0.00022322 | 0.00011416 | 0.035097 | 0.090724 | 0.0001 | 0.078877 | 0.41302 | 0.0001 | 0
7793 | 1 | 0.0001428 | 0.000151 | 0 | 0.00016448 | 0.00011416 | 0 | 0.10651 | 0.0001 | 0.078619 | 0.41272 | 0.0001 | 0
7794 | 1 | 0.0001483 | 0.000154 | 0 | 0.00011748 | 0.00011416 | 0 | 0.14372 | 0.0001 | 0.07836 | 0.41243 | 0.0001 | 0
7795 | 1 | 0.0001489 | 0.0001403 | 0 | 8.8113e-05 | 0.00011416 | 0 | 0.17157 | 0.0001 | 0.078101 | 0.41215 | 0.0001 | 0
7796 | 1 | 0.0001418 | 0.0001369 | 0 | 5.8742e-05 | 0.00011416 | 0 | 0.20148 | 0.0001 | 0.077842 | 0.41186 | 0.0001 | 0
7797 | 1 | 0.0001315 | 0.0001385 | 0 | 3.7595e-05 | 0.00011416 | 0 | 0.22171 | 0.0001 | 0.077583 | 0.41155 | 0.0001 | 0
7798 | 1 | 0.0001219 | 0.0001749 | 0 | 2.3497e-05 | 0.00011416 | 0 | 0.24028 | 0.0001 | 0.077325 | 0.41128 | 0.0001 | 0
7799 | 1 | 0.0001141 | 0.00021379 | 0 | 9.3987e-06 | 0.00011416 | 0 | 0.23623 | 0.0001 | 0.077066 | 0.41098 | 0.0001 | 0
7800 | 1 | 0.0001012 | 0.00027039 | 0 | 5.8742e-06 | 0.00011416 | 0 | 0.20632 | 0.0001 | 0.076807 | 0.41068 | 0.0001 | 0
7801 | 1 | 0.0001036 | 0.00020949 | 0 | 2.3497e-06 | 0.00011416 | 0 | 0.19346 | 0.0001 | 0.076549 | 0.41039 | 0.0001 | 0
7802 | 1 | 9.8827e-05 | 0.00024619 | 0 | 1.1748e-06 | 0.00011416 | 0 | 0.16109 | 0.0001 | 0.07629 | 0.41011 | 0.0001 | 0
7803 | 1 | 9.6667e-05 | 0.00024069 | 0 | 1.4098e-05 | 0.00011416 | 0 | 0.13277 | 0.0001 | 0.076032 | 0.40981 | 0.0001 | 0
7804 | 1 | 9.6817e-05 | 0.00021699 | 0 | 3.7595e-05 | 0.00011416 | 0 | 0.12269 | 0.0001 | 0.075773 | 0.40952 | 0.0001 | 0
7805 | 1 | 9.7887e-05 | 0.0001832 | 0 | 9.3987e-05 | 0.00011416 | 0 | 0.11864 | 0.0001 | 0.075514 | 0.40924 | 0.0001 | 0
7806 | 1 | 0.0001016 | 0.00023539 | 0 | 0.0001821 | 0.00011416 | 0 | 0.1158 | 0.0001 | 0.075255 | 0.40895 | 0.0001 | 0
7807 | 1 | 0.0001222 | 0.0001858 | 0 | 0.0001586 | 0.00011416 | 0 | 0.11175 | 0.0001 | 0.074996 | 0.40865 | 0.0001 | 0
7808 | 1 | 0.0001383 | 0.00019529 | 0 | 0.00014685 | 0.00011416 | 0 | 0.10406 | 0.0001 | 0.074737 | 0.40834 | 0.0001 | 0
7809 | 1 | 0.0001467 | 0.0001857 | 0 | 0.00016448 | 0.00011416 | 0.12284 | 0.080913 | 0.0001 | 0.07448 | 0.40808 | 0.0001 | 0
7810 | 1 | 0.0001478 | 0.0001828 | 0 | 0.00018797 | 0.00011416 | 0.21936 | 0.040126 | 0.0001 | 0.074221 | 0.40778 | 0.0001 | 0
7811 | 1 | 0.0001494 | 0.0001749 | 0 | 0.00020677 | 0.00011416 | 0.25445 | 0.012603 | 0.0001 | 0.073961 | 0.40748 | 0.0001 | 0.022749
7812 | 1 | 0.0001532 | 0.0001501 | 0 | 0.00018797 | 0.00011416 | 0.272 | 0.012603 | 0.0001 | 0.073702 | 0.40721 | 0.0001 | 0.05694
7813 | 1 | 0.0001439 | 0.0001599 | 0 | 0.00019032 | 0.00011416 | 0.28955 | 0.012603 | 0.0001 | 0.073443 | 0.4069 | 0.0001 | 0.066426
7814 | 1 | 0.0001465 | 0.000142 | 0 | 0.00021382 | 0.00011416 | 0.24568 | 0.012603 | 0.0001 | 0.073184 | 0.40661 | 0.0001 | 0.040977
7815 | 1 | 0.0001436 | 0.0001528 | 0 | 0.00022322 | 0.00011416 | 0.13161 | 0.016642 | 0.0001 | 0.072926 | 0.40631 | 0.0001 | 0
7816 | 1 | 0.0001399 | 0.0001837 | 0 | 0.00022322 | 0.00011416 | 0.043871 | 0.0097445 | 0.0001 | 0.072668 | 0.40603 | 0.0001 | 0
7817 | 1 | 0.0001388 | 0.00022509 | 0 | 0.00016448 | 0.00011416 | 0 | 0 | 0.0001 | 0.072409 | 0.40574 | 0.0001 | 0
7818 | 1 | 0.0001479 | 0.0001785 | 0 | 0.00011748 | 0.00011416 | 0 | 0 | 0.0001 | 0.07215 | 0.40544 | 0.0001 | 0
7819 | 1 | 0.0001489 | 0.0001635 | 0 | 8.8113e-05 | 0.00011416 | 0 | 0.0028472 | 0.0001 | 0.071891 | 0.40517 | 0.0001 | 0
7820 | 1 | 0.000142 | 0.0001491 | 0 | 5.8742e-05 | 0.00011416 | 0 | 0.014258 | 0.0001 | 0.071632 | 0.40487 | 0.0001 | 0
7821 | 1 | 0.0001314 | 0.0001598 | 0 | 3.7595e-05 | 0.00011416 | 0 | 0.017105 | 0.0001 | 0.071374 | 0.40457 | 0.0001 | 0
7822 | 1 | 0.0001176 | 0.00024029 | 0 | 2.3497e-05 | 0.00011416 | 0 | 0.017105 | 0.0001 | 0.071115 | 0.40427 | 0.0001 | 0
7823 | 1 | 0.0001157 | 0.00021619 | 0 | 9.3987e-06 | 0.00011416 | 0 | 0.014258 | 0.0001 | 0.070856 | 0.404 | 0.0001 | 0
7824 | 1 | 0.0001027 | 0.00027749 | 0 | 5.8742e-06 | 0.00011416 | 0 | 0.014258 | 0.0001 | 0.070598 | 0.4037 | 0.0001 | 0
7825 | 1 | 9.9577e-05 | 0.00026799 | 0 | 2.3497e-06 | 0.00011416 | 0 | 0.0085526 | 0.0001 | 0.070644 | 0.4034 | 0.0001 | 0
7826 | 1 | 9.5137e-05 | 0.00030059 | 0 | 1.1748e-06 | 0.00011416 | 0 | 0 | 0.0001 | 0.071196 | 0.40313 | 0.0001 | 0
7827 | 1 | 9.5127e-05 | 0.00026259 | 0 | 1.4098e-05 | 0.00011416 | 0 | 0 | 0.0001 | 0.071749 | 0.40283 | 0.0001 | 0
7828 | 1 | 9.5337e-05 | 0.00023819 | 0 | 3.7595e-05 | 0.00011416 | 0 | 0 | 0.0001 | 0.072303 | 0.40253 | 0.0001 | 0
7829 | 1 | 9.6247e-05 | 0.00020809 | 0 | 9.3987e-05 | 0.00011416 | 0 | 0 | 0.0001 | 0.072855 | 0.40224 | 0.0001 | 0
7830 | 1 | 0.0001091 | 0.0001569 | 0 | 0.0001821 | 0.00011416 | 0 | 0 | 0.0001 | 0.073409 | 0.40196 | 0.0001 | 0
7831 | 1 | 0.0001254 | 0.0001544 | 0 | 0.0001586 | 0.00011416 | 0 | 0 | 0.0001 | 0.073961 | 0.40166 | 0.0001 | 0
7832 | 1 | 0.0001393 | 0.0001743 | 0 | 0.00014685 | 0.00011416 | 0 | 0.0085526 | 0.0001 | 0.074514 | 0.40137 | 0.0001 | 0
7833 | 1 | 0.000146 | 0.0001905 | 0 | 0.00016448 | 0.00011416 | 0.061419 | 0.0085526 | 0.0001 | 0.075067 | 0.40109 | 0.0001 | 0
7834 | 1 | 0.0001482 | 0.0001749 | 0 | 0.00018797 | 0.00011416 | 0.17548 | 0 | 0.0001 | 0.07562 | 0.40079 | 0.0001 | 0
7835 | 1 | 0.000151 | 0.0001621 | 0 | 0.00020677 | 0.00011416 | 0.2369 | 0 | 0.0001 | 0.076173 | 0.4005 | 0.0001 | 0.047549
7836 | 1 | 0.0001528 | 0.0001488 | 0 | 0.00018797 | 0.00011416 | 0.2369 | 0 | 0.0001 | 0.076726 | 0.40019 | 0.0001 | 0.084058
7837 | 1 | 0.0001459 | 0.0001504 | 0 | 0.00019032 | 0.00011416 | 0.22813 | 0 | 0.0001 | 0.077279 | 0.39993 | 0.0001 | 0.13679
7838 | 1 | 0.0001458 | 0.0001492 | 0 | 0.00021382 | 0.00011416 | 0.15794 | 0 | 0.0001 | 0.077832 | 0.39962 | 0.0001 | 0.064055
7839 | 1 | 0.0001406 | 0.0001774 | 0 | 0.00022322 | 0.00011416 | 0.070194 | 0 | 0.0001 | 0.078385 | 0.39932 | 0.0001 | 0
7840 | 1 | 0.0001382 | 0.0001866 | 0 | 0.00022322 | 0.00011416 | 0.017548 | 0.0028472 | 0.0001 | 0.078938 | 0.39905 | 0.0001 | 0
7841 | 1 | 0.000141 | 0.00019659 | 0 | 0.00016448 | 0.00011416 | 0 | 0.0028472 | 0.0001 | 0.079492 | 0.39875 | 0.0001 | 0
7842 | 1 | 0.0001498 | 0.0001621 | 0 | 0.00011748 | 0.00011416 | 0 | 0.024003 | 0.0001 | 0.080044 | 0.39846 | 0.0001 | 0
7843 | 1 | 0.0001508 | 0.0001447 | 0 | 8.8113e-05 | 0.00011416 | 0 | 0.03495 | 0.0001 | 0.080597 | 0.39816 | 0.0001 | 0
7844 | 1 | 0.0001452 | 0.0001211 | 0 | 5.8742e-05 | 0.00011416 | 0 | 0.042642 | 0.0001 | 0.081151 | 0.39788 | 0.0001 | 0
7845 | 1 | 0.0001311 | 0.0001599 | 0 | 3.7595e-05 | 0.00011416 | 0 | 0.0455 | 0.0001 | 0.081703 | 0.39759 | 0.0001 | 0
7846 | 1 | 0.0001223 | 0.0001886 | 0 | 2.3497e-05 | 0.00011416 | 0 | 0.036605 | 0.0001 | 0.082256 | 0.39729 | 0.0001 | 0
7847 | 1 | 0.0001207 | 0.0001586 | 0 | 9.3987e-06 | 0.00011416 | 0 | 0.029708 | 0.0001 | 0.082806 | 0.39702 | 0.0001 | 0
7848 | 1 | 0.0001062 | 0.00023199 | 0 | 5.8742e-06 | 0.00011416 | 0 | 0.029708 | 0.0001 | 0.083361 | 0.39672 | 0.0001 | 0
7849 | 1 | 9.9417e-05 | 0.00024519 | 0 | 2.3497e-06 | 0.00011416 | 0 | 0.034089 | 0.0001 | 0.083915 | 0.39652 | 0.0001 | 0
7850 | 1 | 9.7007e-05 | 0.00024929 | 0 | 1.1748e-06 | 0.00011416 | 0 | 0.035744 | 0.0001 | 0.084469 | 0.39652 | 0.0001 | 0
7851 | 1 | 9.7707e-05 | 0.00020789 | 0 | 1.4098e-05 | 0.00011416 | 0 | 0.035744 | 0.0001 | 0.085023 | 0.39652 | 0.0001 | 0
7852 | 1 | 9.5177e-05 | 0.00020609 | 0 | 3.7595e-05 | 0.00011416 | 0 | 0.040523 | 0.0001 | 0.085577 | 0.39652 | 0.0001 | 0
7853 | 1 | 9.1177e-05 | 0.00022489 | 0 | 9.3987e-05 | 0.00011416 | 0 | 0.044562 | 0.0001 | 0.086131 | 0.39649 | 0.0001 | 0
7854 | 1 | 9.8587e-05 | 0.00022999 | 0 | 0.0001821 | 0.00011416 | 0 | 0.044562 | 0.0001 | 0.086677 | 0.39649 | 0.0001 | 0
7855 | 1 | 0.000117 | 0.00019829 | 0 | 0.0001586 | 0.00011416 | 0 | 0.055112 | 0.0001 | 0.087231 | 0.39649 | 0.0001 | 0
7856 | 1 | 0.0001376 | 0.0001567 | 0 | 0.00014685 | 0.00011416 | 0 | 0.085813 | 0.0001 | 0.087785 | 0.39649 | 0.0001 | 0
7857 | 1 | 0.0001463 | 0.0001486 | 0 | 0.00016448 | 0.00011416 | 0.11406 | 0.076135 | 0.0001 | 0.088339 | 0.39647 | 0.0001 | 0
7858 | 1 | 0.0001484 | 0.0001355 | 0 | 0.00018797 | 0.00011416 | 0.28077 | 0.040126 | 0.0001 | 0.088893 | 0.39647 | 0.0001 | 0
7859 | 1 | 0.0001514 | 0.0001254 | 0 | 0.00020677 | 0.00011416 | 0.33342 | 0.016642 | 0.0001 | 0.089447 | 0.39647 | 0.0001 | 0
7860 | 1 | 0.0001531 | 0.0001195 | 0 | 0.00018797 | 0.00011416 | 0.36852 | 0.0097445 | 0.0001 | 0.090001 | 0.39647 | 0.0001 | 0.0041113
7861 | 1 | 0.0001429 | 0.000135 | 0 | 0.00019032 | 0.00011416 | 0.36852 | 0.012603 | 0.0001 | 0.090555 | 0.39644 | 0.0001 | 0.060036
7862 | 1 | 0.0001466 | 9.9787e-05 | 0 | 0.00021382 | 0.00011416 | 0.28077 | 0.012603 | 0.0001 | 0.091101 | 0.39644 | 0.0001 | 0.055299
7863 | 1 | 0.0001448 | 0.0001041 | 0 | 0.00022322 | 0.00011416 | 0.11406 | 0.020295 | 0.0001 | 0.091655 | 0.39644 | 0.0001 | 0
7864 | 1 | 0.0001439 | 0.0001025 | 0 | 0.00022322 | 0.00011416 | 0.026323 | 0.018308 | 0.0001 | 0.092209 | 0.39644 | 0.0001 | 0
7865 | 1 | 0.0001468 | 0.000112 | 0 | 0.00016448 | 0.00011416 | 0 | 0.0057054 | 0.0001 | 0.092763 | 0.39641 | 0.0001 | 0
7866 | 1 | 0.0001518 | 0.0001146 | 0 | 0.00011748 | 0.00011416 | 0 | 0.0028472 | 0.0001 | 0.093317 | 0.39641 | 0.0001 | 0
7867 | 1 | 0.0001517 | 0.0001012 | 0 | 8.8113e-05 | 0.00011416 | 0 | 0.0057054 | 0.0001 | 0.093872 | 0.39641 | 0.0001 | 0
7868 | 1 | 0.0001444 | 0.0001012 | 0 | 5.8742e-05 | 0.00011416 | 0 | 0.018639 | 0.0001 | 0.094426 | 0.39641 | 0.0001 | 0
7869 | 1 | 0.0001348 | 0.0001027 | 0 | 3.7595e-05 | 0.00011416 | 0 | 0.031573 | 0.0001 | 0.094971 | 0.39639 | 0.0001 | 0
7870 | 1 | 0.000126 | 0.0001281 | 0 | 2.3497e-05 | 0.00011416 | 0 | 0.049407 | 0.0001 | 0.095526 | 0.39639 | 0.0001 | 0
7871 | 1 | 0.000119 | 0.0001608 | 0 | 9.3987e-06 | 0.00011416 | 0 | 0.066788 | 0.0001 | 0.09608 | 0.39639 | 0.0001 | 0
7872 | 1 | 0.0001067 | 0.00020609 | 0 | 5.8742e-06 | 0.00011416 | 0 | 0.07534 | 0.0001 | 0.096634 | 0.39639 | 0.0001 | 0
7873 | 1 | 0.0001004 | 0.00021549 | 0 | 2.3497e-06 | 0.00011416 | 0 | 0.076996 | 0.0001 | 0.097188 | 0.39637 | 0.0001 | 0
7874 | 1 | 9.6627e-05 | 0.00022319 | 0 | 1.1748e-06 | 0.00011416 | 0 | 0.070562 | 0.0001 | 0.097742 | 0.39637 | 0.0001 | 0
7875 | 1 | 9.6517e-05 | 0.00019629 | 0 | 1.4098e-05 | 0.00011416 | 0 | 0.068178 | 0.0001 | 0.098296 | 0.39637 | 0.0001 | 0
7876 | 1 | 9.5087e-05 | 0.00019839 | 0 | 3.7595e-05 | 0.00011416 | 0 | 0.051934 | 0.0001 | 0.09885 | 0.39637 | 0.0001 | 0
7877 | 1 | 9.1177e-05 | 0.00023599 | 0 | 9.3987e-05 | 0.00011416 | 0 | 0.048678 | 0.0001 | 0.099396 | 0.39635 | 0.0001 | 0
7878 | 1 | 9.9227e-05 | 0.00024929 | 0 | 0.0001821 | 0.00011416 | 0 | 0.056767 | 0.0001 | 0.09995 | 0.39635 | 0.0001 | 0
7879 | 1 | 0.0001178 | 0.00021849 | 0 | 0.0001586 | 0.00011416 | 0 | 0.083959 | 0.0001 | 0.1005 | 0.39635 | 0.0001 | 0
7880 | 1 | 0.0001379 | 0.0001722 | 0 | 0.00014685 | 0.00011416 | 0 | 0.1215 | 0.0001 | 0.10106 | 0.39635 | 0.0001 | 0
7881 | 1 | 0.0001464 | 0.0001592 | 0 | 0.00016448 | 0.00011416 | 0.13161 | 0.12866 | 0.0001 | 0.10161 | 0.39632 | 0.0001 | 0
7882 | 1 | 0.0001477 | 0.0001445 | 0 | 0.00018797 | 0.00011416 | 0.26323 | 0.071621 | 0.0001 | 0.10217 | 0.39632 | 0.0001 | 0.088753
7883 | 1 | 0.00015 | 0.0001204 | 0 | 0.00020677 | 0.00011416 | 0.35097 | 0.062804 | 0.0001 | 0.10271 | 0.39632 | 0.0001 | 0.15766
7884 | 1 | 0.0001526 | 9.9347e-05 | 0 | 0.00018797 | 0.00011416 | 0.35974 | 0.070893 | 0.0001 | 0.10327 | 0.39632 | 0.0001 | 0.2225
7885 | 1 | 0.0001436 | 0.0001049 | 0 | 0.00019032 | 0.00011416 | 0.32465 | 0.080251 | 0.0001 | 0.10382 | 0.39629 | 0.0001 | 0.19619
7886 | 1 | 0.0001443 | 7.6798e-05 | 0 | 0.00021382 | 0.00011416 | 0.21058 | 0.078254 | 0.0001 | 0.10437 | 0.39629 | 0.0001 | 0.10838
7887 | 1 | 0.000141 | 7.8278e-05 | 0 | 0.00022322 | 0.00011416 | 0.087742 | 0.078717 | 0.0001 | 0.10493 | 0.39629 | 0.0001 | 0.023801
7888 | 1 | 0.0001389 | 8.2038e-05 | 0 | 0.00022322 | 0.00011416 | 0.017548 | 0.079115 | 0.0001 | 0.10548 | 0.39629 | 0.0001 | 0
7889 | 1 | 0.0001407 | 0.0001013 | 0 | 0.00016448 | 0.00011416 | 0 | 0.079788 | 0.0001 | 0.10603 | 0.39627 | 0.0001 | 0
7890 | 1 | 0.0001471 | 0.0001077 | 0 | 0.00011748 | 0.00011416 | 0 | 0.12794 | 0.0001 | 0.10658 | 0.39627 | 0.0001 | 0
7891 | 1 | 0.0001479 | 9.7487e-05 | 0 | 8.8113e-05 | 0.00011416 | 0 | 0.16109 | 0.0001 | 0.10714 | 0.39627 | 0.0001 | 0
7892 | 1 | 0.0001403 | 9.9577e-05 | 0 | 5.8742e-05 | 0.00011416 | 0 | 0.16998 | 0.0001 | 0.10769 | 0.39627 | 0.0001 | 0
7893 | 1 | 0.0001314 | 0.0001005 | 0 | 3.7595e-05 | 0.00011416 | 0 | 0.18975 | 0.0001 | 0.10824 | 0.39624 | 0.0001 | 0
7894 | 1 | 0.0001225 | 0.0001297 | 0 | 2.3497e-05 | 0.00011416 | 0 | 0.17887 | 0.0001 | 0.10881 | 0.39624 | 0.0001 | 0
7895 | 1 | 0.0001168 | 0.0001594 | 0 | 9.3987e-06 | 0.00011416 | 0 | 0.14982 | 0.0001 | 0.10936 | 0.39624 | 0.0001 | 0
7896 | 1 | 0.0001074 | 0.00020509 | 0 | 5.8742e-06 | 0.00011416 | 0 | 0.14339 | 0.0001 | 0.10991 | 0.39624 | 0.0001 | 0
7897 | 1 | 0.0001013 | 0.00021749 | 0 | 2.3497e-06 | 0.00011416 | 0 | 0.12959 | 0.0001 | 0.11046 | 0.39622 | 0.0001 | 0
7898 | 1 | 9.5907e-05 | 0.00023589 | 0 | 1.1748e-06 | 0.00011416 | 0 | 0.11944 | 0.0001 | 0.11102 | 0.39622 | 0.0001 | 0
7899 | 1 | 9.5507e-05 | 0.00020289 | 0 | 1.4098e-05 | 0.00011416 | 0 | 0.10604 | 0.0001 | 0.11157 | 0.39622 | 0.0001 | 0
7900 | 1 | 9.1847e-05 | 0.00020759 | 0 | 3.7595e-05 | 0.00011416 | 0 | 0.090261 | 0.0001 | 0.11212 | 0.39622 | 0.0001 | 0
7901 | 1 | 8.6507e-05 | 0.00022689 | 0 | 9.3987e-05 | 0.00011416 | 0 | 0.090261 | 0.0001 | 0.11268 | 0.39619 | 0.0001 | 0
7902 | 1 | 8.6617e-05 | 0.00023709 | 0 | 0.0001821 | 0.00011416 | 0 | 0.094311 | 0.0001 | 0.11322 | 0.39619 | 0.0001 | 0
7903 | 1 | 9.0757e-05 | 0.00020339 | 0 | 0.0001586 | 0.00011416 | 0 | 0.087413 | 0.0001 | 0.11378 | 0.39619 | 0.0001 | 0
7904 | 1 | 9.8637e-05 | 0.0001566 | 0 | 0.00014685 | 0.00011416 | 0 | 0.075672 | 0.0001 | 0.11433 | 0.39619 | 0.0001 | 0
7905 | 1 | 0.0001062 | 0.0001462 | 0 | 0.00016448 | 0.00011416 | 0.096516 | 0.067582 | 0.0001 | 0.11489 | 0.39617 | 0.0001 | 0
7906 | 1 | 0.0001126 | 0.0001261 | 0 | 0.00018797 | 0.00011416 | 0.16671 | 0.028715 | 0.0001 | 0.11544 | 0.39617 | 0.0001 | 0.072121
7907 | 1 | 0.0001157 | 0.0001023 | 0 | 0.00020677 | 0.00011416 | 0.15794 | 0.011411 | 0.0001 | 0.11599 | 0.39617 | 0.0001 | 0.14637
7908 | 1 | 0.0001175 | 8.5828e-05 | 0 | 0.00018797 | 0.00011416 | 0.14916 | 0.022811 | 0.0001 | 0.11654 | 0.39617 | 0.0001 | 0.18593
7909 | 1 | 0.0001177 | 8.6298e-05 | 0 | 0.00019032 | 0.00011416 | 0.17548 | 0.025669 | 0.0001 | 0.11709 | 0.39615 | 0.0001 | 0.10365
7910 | 1 | 0.0001178 | 7.1598e-05 | 0 | 0.00021382 | 0.00011416 | 0.15794 | 0.018308 | 0.0001 | 0.11765 | 0.39615 | 0.0001 | 0.075815
7911 | 1 | 0.0001152 | 7.5688e-05 | 0 | 0.00022322 | 0.00011416 | 0.061419 | 0.01545 | 0.0001 | 0.1182 | 0.39615 | 0.0001 | 0.0053737
7912 | 1 | 0.0001152 | 7.7718e-05 | 0 | 0.00022322 | 0.00011416 | 0.0087742 | 0.01545 | 0.0001 | 0.11876 | 0.39615 | 0.0001 | 0
7913 | 1 | 0.0001199 | 9.1448e-05 | 0 | 0.00016448 | 0.00011416 | 0 | 0.011411 | 0.0001 | 0.1193 | 0.39612 | 0.0001 | 0
7914 | 1 | 0.0001301 | 9.8717e-05 | 0 | 0.00011748 | 0.00011416 | 0 | 0.019964 | 0.0001 | 0.11986 | 0.39612 | 0.0001 | 0
7915 | 1 | 0.0001306 | 8.9548e-05 | 0 | 8.8113e-05 | 0.00011416 | 0 | 0.065861 | 0.0001 | 0.12041 | 0.39612 | 0.0001 | 0
7916 | 1 | 0.0001237 | 8.9268e-05 | 0 | 5.8742e-05 | 0.00011416 | 0 | 0.11274 | 0.0001 | 0.12096 | 0.39612 | 0.0001 | 0
7917 | 1 | 0.0001154 | 9.7147e-05 | 0 | 3.7595e-05 | 0.00011416 | 0 | 0.15114 | 0.0001 | 0.12152 | 0.3961 | 0.0001 | 0
7918 | 1 | 0.0001095 | 0.0001253 | 0 | 2.3497e-05 | 0.00011416 | 0 | 0.16448 | 0.0001 | 0.12207 | 0.3961 | 0.0001 | 0
7919 | 1 | 0.0001058 | 0.0001524 | 0 | 9.3987e-06 | 0.00011416 | 0 | 0.2117 | 0.0001 | 0.12262 | 0.3961 | 0.0001 | 0
7920 | 1 | 9.6987e-05 | 0.00019309 | 0 | 5.8742e-06 | 0.00011416 | 0 | 0.26415 | 0.0001 | 0.12317 | 0.3961 | 0.0001 | 0
7921 | 1 | 9.1917e-05 | 0.00020349 | 0 | 2.3497e-06 | 0.00011416 | 0 | 0.30461 | 0.0001 | 0.12373 | 0.39607 | 0.0001 | 0
7922 | 1 | 8.7767e-05 | 0.00019239 | 0 | 1.1748e-06 | 0.00011416 | 0 | 0.34175 | 0.0001 | 0.12429 | 0.39607 | 0.0001 | 0
7923 | 1 | 8.9747e-05 | 0.0001512 | 0 | 1.4098e-05 | 0.00011416 | 0 | 0.37889 | 0.0001 | 0.12484 | 0.39607 | 0.0001 | 0
7924 | 1 | 8.8527e-05 | 0.0001444 | 0 | 3.7595e-05 | 0.00011416 | 0 | 0.39626 | 0.0001 | 0.1254 | 0.39607 | 0.0001 | 0
7925 | 1 | 8.5107e-05 | 0.0001517 | 0 | 9.3987e-05 | 0.00011416 | 0 | 0.39182 | 0.0001 | 0.12595 | 0.39604 | 0.0001 | 0
7926 | 1 | 8.5827e-05 | 0.0001575 | 0 | 0.0001821 | 0.00011416 | 0 | 0.35992 | 0.0001 | 0.1265 | 0.39604 | 0.0001 | 0
7927 | 1 | 8.5947e-05 | 0.0001295 | 0 | 0.0001586 | 0.00011416 | 0 | 0.35548 | 0.0001 | 0.12705 | 0.39604 | 0.0001 | 0
7928 | 1 | 8.7057e-05 | 0.0001042 | 0 | 0.00014685 | 0.00011416 | 0 | 0.33087 | 0.0001 | 0.1276 | 0.39604 | 0.0001 | 0
7929 | 1 | 9.1347e-05 | 9.8697e-05 | 0 | 0.00016448 | 0.00011416 | 0.026323 | 0.26952 | 0.0001 | 0.12816 | 0.39602 | 0.0001 | 0
7930 | 1 | 9.8497e-05 | 8.3608e-05 | 0 | 0.00018797 | 0.00011416 | 0.078968 | 0.20407 | 0.0001 | 0.12871 | 0.39602 | 0.0001 | 0
7931 | 1 | 0.0001038 | 6.8558e-05 | 0 | 0.00020677 | 0.00011416 | 0.096516 | 0.25401 | 0.0001 | 0.12926 | 0.39602 | 0.0001 | 0.027548
7932 | 1 | 0.0001085 | 5.8368e-05 | 0 | 0.00018797 | 0.00011416 | 0.10529 | 0.33431 | 0.0001 | 0.12981 | 0.39602 | 0.0001 | 0.065999
7933 | 1 | 0.0001109 | 6.1978e-05 | 0 | 0.00019032 | 0.00011416 | 0.11406 | 0.33438 | 0.0001 | 0.13037 | 0.39599 | 0.0001 | 0.074125
7934 | 1 | 0.0001085 | 5.0029e-05 | 0 | 0.00021382 | 0.00011416 | 0.096516 | 0.34048 | 0.0001 | 0.13092 | 0.39599 | 0.0001 | 0.0091298
7935 | 1 | 0.0001045 | 5.7238e-05 | 0 | 0.00022322 | 0.00011416 | 0.052645 | 0.34944 | 0.0001 | 0.13147 | 0.39599 | 0.0001 | 0
7936 | 1 | 0.000104 | 6.4328e-05 | 0 | 0.00022322 | 0.00011416 | 0.0087742 | 0.45284 | 0.0001 | 0.13203 | 0.39599 | 0.0001 | 0
7937 | 1 | 0.0001108 | 7.3398e-05 | 0 | 0.00016448 | 0.00011416 | 0 | 0.50855 | 0.0001 | 0.13257 | 0.39598 | 0.0001 | 0
7938 | 1 | 0.0001233 | 7.7678e-05 | 0 | 0.00011748 | 0.00011416 | 0 | 0.55251 | 0.0001 | 0.13313 | 0.39598 | 0.0001 | 0
7939 | 1 | 0.0001264 | 7.2228e-05 | 0 | 8.8113e-05 | 0.00011416 | 0 | 0.61181 | 0.0001 | 0.13368 | 0.39598 | 0.0001 | 0
7940 | 1 | 0.0001233 | 7.1388e-05 | 0 | 5.8742e-05 | 0.00011416 | 0 | 0.63197 | 0.0001 | 0.13424 | 0.39598 | 0.0001 | 0
7941 | 1 | 0.000117 | 7.4408e-05 | 0 | 3.7595e-05 | 0.00011416 | 0 | 0.65412 | 0.0001 | 0.13479 | 0.39595 | 0.0001 | 0
7942 | 1 | 0.000111 | 9.1528e-05 | 0 | 2.3497e-05 | 0.00011416 | 0 | 0.66586 | 0.0001 | 0.13535 | 0.39595 | 0.0001 | 0
7943 | 1 | 0.0001073 | 0.0001151 | 0 | 9.3987e-06 | 0.00011416 | 0 | 0.66466 | 0.0001 | 0.13589 | 0.39595 | 0.0001 | 0
7944 | 1 | 9.6167e-05 | 0.0001498 | 0 | 5.8742e-06 | 0.00011416 | 0 | 0.30461 | 0.0001 | 0.13645 | 0.39595 | 0.0001 | 0
7945 | 1 | 9.0907e-05 | 0.0001598 | 0 | 2.3497e-06 | 0.00011416 | 0 | 0.34175 | 0.0001 | 0.11325 | 0.39592 | 0.0001 | 0
7946 | 1 | 8.5927e-05 | 0.000169 | 0 | 1.1748e-06 | 0.00011416 | 0 | 0.37889 | 0.0001 | 0.1138 | 0.39592 | 0.0001 | 0
7947 | 1 | 8.7167e-05 | 0.0001443 | 0 | 1.4098e-05 | 0.00011416 | 0 | 0.39626 | 0.0001 | 0.11435 | 0.39592 | 0.0001 | 0
7948 | 1 | 8.7177e-05 | 0.0001448 | 0 | 3.7595e-05 | 0.00011416 | 0 | 0.39182 | 0.0001 | 0.1149 | 0.39592 | 0.0001 | 0
7949 | 1 | 8.7907e-05 | 0.0001635 | 0 | 9.3987e-05 | 0.00011416 | 0 | 0.35992 | 0.0001 | 0.11546 | 0.3959 | 0.0001 | 0
7950 | 1 | 9.8447e-05 | 0.0001674 | 0 | 0.0001821 | 0.00011416 | 0 | 0.35548 | 0.0001 | 0.11601 | 0.3959 | 0.0001 | 0
7951 | 1 | 0.0001182 | 0.000144 | 0 | 0.0001586 | 0.00011416 | 0 | 0.33087 | 0.0001 | 0.11656 | 0.3959 | 0.0001 | 0
7952 | 1 | 0.0001387 | 0.0001134 | 0 | 0.00014685 | 0.00011416 | 0 | 0.26952 | 0.0001 | 0.11712 | 0.3959 | 0.0001 | 0
7953 | 1 | 0.000147 | 0.0001059 | 0 | 0.00016448 | 0.00011416 | 0.035097 | 0.20407 | 0.0001 | 0.11766 | 0.39587 | 0.0001 | 0
7954 | 1 | 0.0001499 | 9.5387e-05 | 0 | 0.00018797 | 0.00011416 | 0.087742 | 0.25401 | 0.0001 | 0.11822 | 0.39587 | 0.0001 | 0
7955 | 1 | 0.0001544 | 8.4868e-05 | 0 | 0.00020677 | 0.00011416 | 0.10529 | 0.33431 | 0.0001 | 0.11877 | 0.39587 | 0.0001 | 0
7956 | 1 | 0.00015869 | 7.6708e-05 | 0 | 0.00018797 | 0.00011416 | 0.096516 | 0.33438 | 0.0001 | 0.11933 | 0.39587 | 0.0001 | 0.001832
7957 | 1 | 0.0001487 | 9.0878e-05 | 0 | 0.00019032 | 0.00011416 | 0.087742 | 0.34048 | 0.0001 | 0.11988 | 0.39585 | 0.0001 | 0
7958 | 1 | 0.0001512 | 7.9558e-05 | 0 | 0.00021382 | 0.00011416 | 0.070194 | 0.34944 | 0.0001 | 0.12043 | 0.39585 | 0.0001 | 0
7959 | 1 | 0.0001483 | 8.7498e-05 | 0 | 0.00022322 | 0.00011416 | 0.026323 | 0.45284 | 0.0001 | 0.12098 | 0.39585 | 0.0001 | 0
7960 | 1 | 0.0001469 | 8.6228e-05 | 0 | 0.00022322 | 0.00011416 | 0 | 0.50855 | 0.0001 | 0.12154 | 0.39585 | 0.0001 | 0
7961 | 1 | 0.0001497 | 9.0668e-05 | 0 | 0.00016448 | 0.00011416 | 0 | 0.55251 | 0.0001 | 0.1221 | 0.39582 | 0.0001 | 0
7962 | 1 | 0.0001529 | 9.1488e-05 | 0 | 0.00011748 | 0.00011416 | 0 | 0.61181 | 0.0001 | 0.12265 | 0.39582 | 0.0001 | 0
7963 | 1 | 0.0001522 | 8.1828e-05 | 0 | 8.8113e-05 | 0.00011416 | 0 | 0.63197 | 0.0001 | 0.1232 | 0.39582 | 0.0001 | 0
7964 | 1 | 0.000144 | 8.2868e-05 | 0 | 5.8742e-05 | 0.00011416 | 0 | 0.65412 | 0.0001 | 0.12376 | 0.39582 | 0.0001 | 0
7965 | 1 | 0.000134 | 8.9638e-05 | 0 | 3.7595e-05 | 0.00011416 | 0 | 0.66586 | 0.0001 | 0.12431 | 0.39579 | 0.0001 | 0
7966 | 1 | 0.0001257 | 0.000115 | 0 | 2.3497e-05 | 0.00011416 | 0 | 0.66466 | 0.0001 | 0.12486 | 0.39579 | 0.0001 | 0
7967 | 1 | 0.0001186 | 0.0001483 | 0 | 9.3987e-06 | 0.00011416 | 0 | 0.65299 | 0.0001 | 0.12541 | 0.39579 | 0.0001 | 0
7968 | 1 | 0.0001055 | 0.00019509 | 0 | 5.8742e-06 | 0.00011416 | 0 | 0.57512 | 0.0001 | 0.12597 | 0.39579 | 0.0001 | 0
7969 | 1 | 0.0001034 | 0.0001528 | 0 | 2.3497e-06 | 0.00011416 | 0 | 0.57512 | 0.0001 | 0.12652 | 0.39577 | 0.0001 | 0
7970 | 1 | 9.8567e-05 | 0.0001822 | 0 | 1.1748e-06 | 0.00011416 | 0 | 0.57155 | 0.0001 | 0.12708 | 0.39577 | 0.0001 | 0
7971 | 1 | 9.6777e-05 | 0.0001763 | 0 | 1.4098e-05 | 0.00011416 | 0 | 0.57089 | 0.0001 | 0.12762 | 0.39577 | 0.0001 | 0
7972 | 1 | 9.7257e-05 | 0.0001609 | 0 | 3.7595e-05 | 0.00011416 | 0 | 0.58382 | 0.0001 | 0.12818 | 0.39577 | 0.0001 | 0
7973 | 1 | 9.8757e-05 | 0.0001383 | 0 | 9.3987e-05 | 0.00011416 | 0 | 0.60597 | 0.0001 | 0.12873 | 0.39575 | 0.0001 | 0
7974 | 1 | 0.0001039 | 0.000179 | 0 | 0.0001821 | 0.00011416 | 0 | 0.62168 | 0.0001 | 0.12928 | 0.39575 | 0.0001 | 0
7975 | 1 | 0.0001231 | 0.0001444 | 0 | 0.0001586 | 0.00011416 | 0 | 0.60756 | 0.0001 | 0.12984 | 0.39575 | 0.0001 | 0
7976 | 1 | 0.0001392 | 0.0001553 | 0 | 0.00014685 | 0.00011416 | 0 | 0.5874 | 0.0001 | 0.13039 | 0.39575 | 0.0001 | 0
7977 | 1 | 0.0001473 | 0.0001523 | 0 | 0.00016448 | 0.00011416 | 0.0087742 | 0.55397 | 0.0001 | 0.13094 | 0.39573 | 0.0001 | 0
7978 | 1 | 0.0001481 | 0.0001552 | 0 | 0.00018797 | 0.00011416 | 0.035097 | 0.52492 | 0.0001 | 0.13149 | 0.39573 | 0.0001 | 0
7979 | 1 | 0.0001514 | 0.0001497 | 0 | 0.00020677 | 0.00011416 | 0.043871 | 0.51232 | 0.0001 | 0.13205 | 0.39573 | 0.0001 | 0
7980 | 1 | 0.00015599 | 0.0001334 | 0 | 0.00018797 | 0.00011416 | 0.052645 | 0.54826 | 0.0001 | 0.1326 | 0.39573 | 0.0001 | 0.0038899
7981 | 1 | 0.000147 | 0.0001497 | 0 | 0.00019032 | 0.00011416 | 0.052645 | 0.57699 | 0.0001 | 0.13315 | 0.3957 | 0.0001 | 0
7982 | 1 | 0.0001495 | 0.0001417 | 0 | 0.00021382 | 0.00011416 | 0.043871 | 0.57499 | 0.0001 | 0.13371 | 0.3957 | 0.0001 | 0
7983 | 1 | 0.0001469 | 0.0001578 | 0 | 0.00022322 | 0.00011416 | 0.017548 | 0.6315 | 0.0001 | 0.13425 | 0.3957 | 0.0001 | 0
7984 | 1 | 0.0001435 | 0.0001854 | 0 | 0.00022322 | 0.00011416 | 0 | 0.61778 | 0.0001 | 0.13481 | 0.3957 | 0.0001 | 0
7985 | 1 | 0.0001443 | 0.00021719 | 0 | 0.00016448 | 0.00011416 | 0 | 0.55875 | 0.0001 | 0.13536 | 0.39567 | 0.0001 | 0
7986 | 1 | 0.0001516 | 0.0001619 | 0 | 0.00011748 | 0.00011416 | 0 | 0.5037 | 0.0001 | 0.13592 | 0.39567 | 0.0001 | 0
7987 | 1 | 0.0001513 | 0.0001462 | 0 | 8.8113e-05 | 0.00011416 | 0 | 0.45323 | 0.0001 | 0.13648 | 0.39567 | 0.0001 | 0
7988 | 1 | 0.0001446 | 0.0001328 | 0 | 5.8742e-05 | 0.00011416 | 0 | 0.38949 | 0.0001 | 0.13703 | 0.39567 | 0.0001 | 0
7989 | 1 | 0.0001339 | 0.0001414 | 0 | 3.7595e-05 | 0.00011416 | 0 | 0.395 | 0.0001 | 0.13759 | 0.39565 | 0.0001 | 0
7990 | 1 | 0.0001208 | 0.00021179 | 0 | 2.3497e-05 | 0.00011416 | 0 | 0.40024 | 0.0001 | 0.13813 | 0.39565 | 0.0001 | 0
7991 | 1 | 0.0001188 | 0.0001884 | 0 | 9.3987e-06 | 0.00011416 | 0 | 0.39739 | 0.0001 | 0.13869 | 0.39565 | 0.0001 | 0
7992 | 1 | 0.000106 | 0.00023719 | 0 | 5.8742e-06 | 0.00011416 | 0 | 0.38645 | 0.0001 | 0.13924 | 0.39565 | 0.0001 | 0
7993 | 1 | 0.0001019 | 0.00022809 | 0 | 2.3497e-06 | 0.00011416 | 0 | 0.37723 | 0.0001 | 0.13942 | 0.39562 | 0.0001 | 0
7994 | 1 | 9.7477e-05 | 0.00025469 | 0 | 1.1748e-06 | 0.00011416 | 0 | 0.33995 | 0.0001 | 0.13902 | 0.39562 | 0.0001 | 0
7995 | 1 | 9.7177e-05 | 0.00022829 | 0 | 1.4098e-05 | 0.00011416 | 0 | 0.25912 | 0.0001 | 0.1386 | 0.39562 | 0.0001 | 0
7996 | 1 | 9.7107e-05 | 0.00020459 | 0 | 3.7595e-05 | 0.00011416 | 0 | 0.24458 | 0.0001 | 0.13819 | 0.39562 | 0.0001 | 0
7997 | 1 | 9.8377e-05 | 0.0001761 | 0 | 9.3987e-05 | 0.00011416 | 0 | 0.24028 | 0.0001 | 0.13777 | 0.3956 | 0.0001 | 0
7998 | 1 | 0.0001106 | 0.0001315 | 0 | 0.0001821 | 0.00011416 | 0 | 0.26468 | 0.0001 | 0.13735 | 0.3956 | 0.0001 | 0
7999 | 1 | 0.0001264 | 0.0001273 | 0 | 0.0001586 | 0.00011416 | 0 | 0.32199 | 0.0001 | 0.13694 | 0.3956 | 0.0001 | 0
8000 | 1 | 0.0001428 | 0.0001395 | 0 | 0.00014685 | 0.00011416 | 0 | 0.36238 | 0.0001 | 0.13653 | 0.3956 | 0.0001 | 0
8001 | 1 | 0.0001511 | 0.0001534 | 0 | 0.00016448 | 0.00011416 | 0.017548 | 0.41483 | 0.0001 | 0.13611 | 0.39557 | 0.0001 | 0
8002 | 1 | 0.0001539 | 0.0001457 | 0 | 0.00018797 | 0.00011416 | 0.087742 | 0.38253 | 0.0001 | 0.1357 | 0.39557 | 0.0001 | 0
8003 | 1 | 0.00015759 | 0.000141 | 0 | 0.00020677 | 0.00011416 | 0.096516 | 0.39619 | 0.0001 | 0.13528 | 0.39557 | 0.0001 | 0
8004 | 1 | 0.00016019 | 0.0001391 | 0 | 0.00018797 | 0.00011416 | 0.070194 | 0.43572 | 0.0001 | 0.13486 | 0.39557 | 0.0001 | 0
8005 | 1 | 0.000153 | 0.0001526 | 0 | 0.00019032 | 0.00011416 | 0.070194 | 0.47929 | 0.0001 | 0.13445 | 0.39555 | 0.0001 | 0
8006 | 1 | 0.0001523 | 0.0001625 | 0 | 0.00021382 | 0.00011416 | 0.052645 | 0.50476 | 0.0001 | 0.13403 | 0.39555 | 0.0001 | 0
8007 | 1 | 0.0001466 | 0.00019889 | 0 | 0.00022322 | 0.00011416 | 0.017548 | 0.54197 | 0.0001 | 0.13362 | 0.39555 | 0.0001 | 0
8008 | 1 | 0.0001448 | 0.00020369 | 0 | 0.00022322 | 0.00011416 | 0 | 0.64497 | 0.0001 | 0.1332 | 0.39555 | 0.0001 | 0
8009 | 1 | 0.0001469 | 0.00020939 | 0 | 0.00016448 | 0.00011416 | 0 | 0.68907 | 0.0001 | 0.13279 | 0.39553 | 0.0001 | 0
8010 | 1 | 0.0001535 | 0.0001676 | 0 | 0.00011748 | 0.00011416 | 0 | 0.67454 | 0.0001 | 0.13238 | 0.39553 | 0.0001 | 0
8011 | 1 | 0.000154 | 0.0001455 | 0 | 8.8113e-05 | 0.00011416 | 0 | 0.67613 | 0.0001 | 0.13196 | 0.39553 | 0.0001 | 0
8012 | 1 | 0.0001474 | 0.0001231 | 0 | 5.8742e-05 | 0.00011416 | 0 | 0.67129 | 0.0001 | 0.13154 | 0.39553 | 0.0001 | 0
8013 | 1 | 0.0001335 | 0.0001644 | 0 | 3.7595e-05 | 0.00011416 | 0 | 0.67335 | 0.0001 | 0.13114 | 0.3955 | 0.0001 | 0
8014 | 1 | 0.0001249 | 0.00019629 | 0 | 2.3497e-05 | 0.00011416 | 0 | 0.65518 | 0.0001 | 0.13071 | 0.3955 | 0.0001 | 0
8015 | 1 | 0.0001238 | 0.0001683 | 0 | 9.3987e-06 | 0.00011416 | 0 | 0.64224 | 0.0001 | 0.13031 | 0.3955 | 0.0001 | 0
8016 | 1 | 0.0001077 | 0.00025479 | 0 | 5.8742e-06 | 0.00011416 | 0 | 0.61234 | 0.0001 | 0.12989 | 0.3955 | 0.0001 | 0
8017 | 1 | 0.0001149 | 0.00028419 | 0 | 2.3497e-06 | 0.00011416 | 0 | 0.57805 | 0.0001 | 0.092226 | 0.36068 | 0.0001 | 0
8018 | 1 | 0.0001022 | 0.00040169 | 0 | 1.1748e-06 | 0.00011416 | 0 | 0.51796 | 0.0001 | 0.092036 | 0.36059 | 0.0001 | 0
8019 | 1 | 0.0001039 | 0.00033549 | 0 | 1.4098e-05 | 0.00011416 | 0 | 0.45376 | 0.0001 | 0.091845 | 0.36051 | 0.0001 | 0
8020 | 1 | 0.0001007 | 0.00032979 | 0 | 3.7595e-05 | 0.00011416 | 0 | 0.44971 | 0.0001 | 0.091655 | 0.36043 | 0.0001 | 0
8021 | 1 | 9.5097e-05 | 0.00036189 | 0 | 9.3987e-05 | 0.00011416 | 0 | 0.45901 | 0.0001 | 0.091465 | 0.36036 | 0.0001 | 0
8022 | 1 | 0.0001019 | 0.00037149 | 0 | 0.0001821 | 0.00011416 | 0 | 0.41695 | 0.0001 | 0.091275 | 0.36028 | 0.0001 | 0
8023 | 1 | 0.0001219 | 0.00032059 | 0 | 0.0001586 | 0.00011416 | 0 | 0.37657 | 0.0001 | 0.091076 | 0.36019 | 0.0001 | 0
8024 | 1 | 0.0001441 | 0.00025399 | 0 | 0.00014685 | 0.00011416 | 0 | 0.31403 | 0.0001 | 0.090886 | 0.36011 | 0.0001 | 0
8025 | 1 | 0.0001524 | 0.00023829 | 0 | 0.00016448 | 0.00011416 | 0.026323 | 0.27204 | 0.0001 | 0.090696 | 0.36003 | 0.0001 | 0
8026 | 1 | 0.0001539 | 0.00022109 | 0 | 0.00018797 | 0.00011416 | 0.078968 | 0.23722 | 0.0001 | 0.090506 | 0.35997 | 0.0001 | 0
8027 | 1 | 0.00015589 | 0.00019839 | 0 | 0.00020677 | 0.00011416 | 0.078968 | 0.23226 | 0.0001 | 0.090316 | 0.35986 | 0.0001 | 0.052118
8028 | 1 | 0.0001544 | 0.0001833 | 0 | 0.00018797 | 0.00011416 | 0.070194 | 0.19498 | 0.0001 | 0.090125 | 0.35978 | 0.0001 | 0.13204
8029 | 1 | 0.0001457 | 0.00020949 | 0 | 0.00019032 | 0.00011416 | 0.096516 | 0.19425 | 0.0001 | 0.089935 | 0.35972 | 0.0001 | 0.12309
8030 | 1 | 0.0001482 | 0.0001758 | 0 | 0.00021382 | 0.00011416 | 0.070194 | 0.15996 | 0.0001 | 0.089737 | 0.35964 | 0.0001 | 0.046442
8031 | 1 | 0.0001456 | 0.00019109 | 0 | 0.00022322 | 0.00011416 | 0.035097 | 0.15512 | 0.0001 | 0.089546 | 0.35957 | 0.0001 | 0
8032 | 1 | 0.000145 | 0.00019119 | 0 | 0.00022322 | 0.00011416 | 0.0087742 | 0.18828 | 0.0001 | 0.089356 | 0.35947 | 0.0001 | 0
8033 | 1 | 0.0001462 | 0.00020149 | 0 | 0.00016448 | 0.00011416 | 0 | 0.19067 | 0.0001 | 0.089166 | 0.35939 | 0.0001 | 0
8034 | 1 | 0.0001528 | 0.00019269 | 0 | 0.00011748 | 0.00011416 | 0 | 0.16388 | 0.0001 | 0.088976 | 0.35932 | 0.0001 | 0
8035 | 1 | 0.0001529 | 0.0001676 | 0 | 8.8113e-05 | 0.00011416 | 0 | 0.1392 | 0.0001 | 0.088786 | 0.35924 | 0.0001 | 0
8036 | 1 | 0.0001458 | 0.000163 | 0 | 5.8742e-05 | 0.00011416 | 0 | 0.11937 | 0.0001 | 0.088587 | 0.35917 | 0.0001 | 0
8037 | 1 | 0.0001372 | 0.0001639 | 0 | 3.7595e-05 | 0.00011416 | 0 | 0.11082 | 0.0001 | 0.088397 | 0.35907 | 0.0001 | 0
8038 | 1 | 0.0001278 | 0.00020999 | 0 | 2.3497e-05 | 0.00011416 | 0 | 0.11009 | 0.0001 | 0.088207 | 0.35899 | 0.0001 | 0
8039 | 1 | 0.0001213 | 0.00026139 | 0 | 9.3987e-06 | 0.00011416 | 0 | 0.11056 | 0.0001 | 0.088016 | 0.35893 | 0.0001 | 0
8040 | 1 | 0.000111 | 0.00031889 | 0 | 5.8742e-06 | 0.00011416 | 0 | 0.12528 | 0.0001 | 0.087826 | 0.35885 | 0.0001 | 0
8041 | 1 | 0.000107 | 0.00032129 | 0 | 2.3497e-06 | 0.00011416 | 0 | 0.1018 | 0.0001 | 0.087636 | 0.35877 | 0.0001 | 0
8042 | 1 | 0.0001024 | 0.00034209 | 0 | 1.1748e-06 | 0.00011416 | 0 | 0.10333 | 0.0001 | 0.087438 | 0.35868 | 0.0001 | 0
8043 | 1 | 0.0001021 | 0.00029599 | 0 | 1.4098e-05 | 0.00011416 | 0 | 0.12554 | 0.0001 | 0.087247 | 0.3586 | 0.0001 | 0
8044 | 1 | 9.8797e-05 | 0.00029449 | 0 | 3.7595e-05 | 0.00011416 | 0 | 0.11911 | 0.0001 | 0.087057 | 0.35852 | 0.0001 | 0
8045 | 1 | 9.1147e-05 | 0.00032679 | 0 | 9.3987e-05 | 0.00011416 | 0 | 0.10903 | 0.0001 | 0.086867 | 0.35845 | 0.0001 | 0
8046 | 1 | 9.2067e-05 | 0.00033499 | 0 | 0.0001821 | 0.00011416 | 0 | 0.11712 | 0.0001 | 0.086677 | 0.35835 | 0.0001 | 0
8047 | 1 | 9.6807e-05 | 0.00028829 | 0 | 0.0001586 | 0.00011416 | 0 | 0.12521 | 0.0001 | 0.086487 | 0.35828 | 0.0001 | 0
8048 | 1 | 0.0001051 | 0.00022929 | 0 | 0.00014685 | 0.00011416 | 0 | 0.14173 | 0.0001 | 0.086296 | 0.3582 | 0.0001 | 0
8049 | 1 | 0.0001139 | 0.00021759 | 0 | 0.00016448 | 0.00011416 | 0.017548 | 0.11148 | 0.0001 | 0.086098 | 0.35813 | 0.0001 | 0
8050 | 1 | 0.00012 | 0.00020199 | 0 | 0.00018797 | 0.00011416 | 0.096516 | 0.087149 | 0.0001 | 0.085908 | 0.35806 | 0.0001 | 0
8051 | 1 | 0.0001234 | 0.0001846 | 0 | 0.00020677 | 0.00011416 | 0.087742 | 0.082635 | 0.0001 | 0.085717 | 0.35795 | 0.0001 | 0.029853
8052 | 1 | 0.0001247 | 0.0001706 | 0 | 0.00018797 | 0.00011416 | 0.078968 | 0.098085 | 0.0001 | 0.085527 | 0.35789 | 0.0001 | 0.096085
8053 | 1 | 0.0001239 | 0.00019989 | 0 | 0.00019032 | 0.00011416 | 0.061419 | 0.098085 | 0.0001 | 0.085337 | 0.35781 | 0.0001 | 0.13267
8054 | 1 | 0.0001255 | 0.0001716 | 0 | 0.00021382 | 0.00011416 | 0.061419 | 0.072151 | 0.0001 | 0.085147 | 0.35773 | 0.0001 | 0.097683
8055 | 1 | 0.0001213 | 0.0001841 | 0 | 0.00022322 | 0.00011416 | 0.035097 | 0.058831 | 0.0001 | 0.084948 | 0.35766 | 0.0001 | 0.03367
8056 | 1 | 0.0001205 | 0.0001884 | 0 | 0.00022322 | 0.00011416 | 0.0087742 | 0.040986 | 0.0001 | 0.084758 | 0.35756 | 0.0001 | 0
8057 | 1 | 0.0001243 | 0.00020799 | 0 | 0.00016448 | 0.00011416 | 0 | 0.035281 | 0.0001 | 0.084568 | 0.35748 | 0.0001 | 0
8058 | 1 | 0.0001362 | 0.00020259 | 0 | 0.00011748 | 0.00011416 | 0 | 0.032434 | 0.0001 | 0.084378 | 0.35741 | 0.0001 | 0
8059 | 1 | 0.000138 | 0.0001798 | 0 | 8.8113e-05 | 0.00011416 | 0 | 0.028384 | 0.0001 | 0.084188 | 0.35734 | 0.0001 | 0
8060 | 1 | 0.0001326 | 0.0001819 | 0 | 5.8742e-05 | 0.00011416 | 0 | 0.0195 | 0.0001 | 0.083997 | 0.35727 | 0.0001 | 0
8061 | 1 | 0.0001247 | 0.000186 | 0 | 3.7595e-05 | 0.00011416 | 0 | 0.023539 | 0.0001 | 0.083807 | 0.35716 | 0.0001 | 0
8062 | 1 | 0.0001174 | 0.00023169 | 0 | 2.3497e-05 | 0.00011416 | 0 | 0.025205 | 0.0001 | 0.083609 | 0.35709 | 0.0001 | 0
8063 | 1 | 0.0001126 | 0.00028169 | 0 | 9.3987e-06 | 0.00011416 | 0 | 0.021155 | 0.0001 | 0.083418 | 0.35702 | 0.0001 | 0
8064 | 1 | 0.0001027 | 0.00035829 | 0 | 5.8742e-06 | 0.00011416 | 0 | 0.028516 | 0.0001 | 0.083228 | 0.35694 | 0.0001 | 0
8065 | 1 | 9.8537e-05 | 0.00037299 | 0 | 2.3497e-06 | 0.00011416 | 0 | 0.032566 | 0.0001 | 0.083038 | 0.35685 | 0.0001 | 0
8066 | 1 | 9.2317e-05 | 0.00038649 | 0 | 1.1748e-06 | 0.00011416 | 0 | 0.055245 | 0.0001 | 0.082848 | 0.35677 | 0.0001 | 0
8067 | 1 | 9.4637e-05 | 0.00033229 | 0 | 1.4098e-05 | 0.00011416 | 0 | 0.089201 | 0.0001 | 0.082655 | 0.35669 | 0.0001 | 0
8068 | 1 | 9.0487e-05 | 0.00034059 | 0 | 3.7595e-05 | 0.00011416 | 0 | 0.14226 | 0.0001 | 0.082463 | 0.35662 | 0.0001 | 0
8069 | 1 | 8.4057e-05 | 0.00036999 | 0 | 9.3987e-05 | 0.00011416 | 0 | 0.16441 | 0.0001 | 0.082272 | 0.35655 | 0.0001 | 0
8070 | 1 | 8.3287e-05 | 0.00038359 | 0 | 0.0001821 | 0.00011416 | 0 | 0.1987 | 0.0001 | 0.08208 | 0.35644 | 0.0001 | 0
8071 | 1 | 8.4517e-05 | 0.00033909 | 0 | 0.0001586 | 0.00011416 | 0 | 0.22655 | 0.0001 | 0.081889 | 0.35637 | 0.0001 | 0
8072 | 1 | 8.9257e-05 | 0.00027049 | 0 | 0.00014685 | 0.00011416 | 0 | 0.21362 | 0.0001 | 0.081697 | 0.3563 | 0.0001 | 0
8073 | 1 | 9.5227e-05 | 0.00025409 | 0 | 0.00016448 | 0.00011416 | 0.0087742 | 0.17488 | 0.0001 | 0.081506 | 0.35622 | 0.0001 | 0
8074 | 1 | 0.0001031 | 0.00023569 | 0 | 0.00018797 | 0.00011416 | 0.035097 | 0.13164 | 0.0001 | 0.081315 | 0.35615 | 0.0001 | 0.038724
8075 | 1 | 0.0001076 | 0.00020999 | 0 | 0.00020677 | 0.00011416 | 0.052645 | 0.13702 | 0.0001 | 0.081123 | 0.35605 | 0.0001 | 0.10191
8076 | 1 | 0.0001099 | 0.00019069 | 0 | 0.00018797 | 0.00011416 | 0.061419 | 0.28246 | 0.0001 | 0.080932 | 0.35598 | 0.0001 | 0.16279
8077 | 1 | 0.0001107 | 0.00021769 | 0 | 0.00019032 | 0.00011416 | 0.096516 | 0.34911 | 0.0001 | 0.08074 | 0.3559 | 0.0001 | 0.15313
8078 | 1 | 0.0001097 | 0.0001855 | 0 | 0.00021382 | 0.00011416 | 0.070194 | 0.40879 | 0.0001 | 0.080549 | 0.35582 | 0.0001 | 0.13132
8079 | 1 | 0.0001048 | 0.00019429 | 0 | 0.00022322 | 0.00011416 | 0.035097 | 0.52711 | 0.0001 | 0.080358 | 0.35576 | 0.0001 | 0.061896
8080 | 1 | 0.0001056 | 0.00019519 | 0 | 0.00022322 | 0.00011416 | 0 | 0.69868 | 0.0001 | 0.080165 | 0.35565 | 0.0001 | 0
8081 | 1 | 0.0001122 | 0.00021239 | 0 | 0.00016448 | 0.00011416 | 0 | 0.75174 | 0.0001 | 0.079974 | 0.35558 | 0.0001 | 0
8082 | 1 | 0.0001274 | 0.00021099 | 0 | 0.00011748 | 0.00011416 | 0 | 0.7211 | 0.0001 | 0.079782 | 0.35551 | 0.0001 | 0
8083 | 1 | 0.0001334 | 0.0001797 | 0 | 8.8113e-05 | 0.00011416 | 0 | 0.73277 | 0.0001 | 0.079591 | 0.35543 | 0.0001 | 0
8084 | 1 | 0.0001306 | 0.0001786 | 0 | 5.8742e-05 | 0.00011416 | 0 | 0.75492 | 0.0001 | 0.079399 | 0.35533 | 0.0001 | 0
8085 | 1 | 0.0001245 | 0.000183 | 0 | 3.7595e-05 | 0.00011416 | 0 | 0.76732 | 0.0001 | 0.079208 | 0.35526 | 0.0001 | 0
8086 | 1 | 0.0001164 | 0.00022649 | 0 | 2.3497e-05 | 0.00011416 | 0 | 0.71407 | 0.0001 | 0.079017 | 0.35518 | 0.0001 | 0
8087 | 1 | 0.0001119 | 0.00027259 | 0 | 9.3987e-06 | 0.00011416 | 0 | 0.66996 | 0.0001 | 0.078825 | 0.35511 | 0.0001 | 0
8088 | 1 | 0.0001002 | 0.00033589 | 0 | 5.8742e-06 | 0.00011416 | 0 | 0.62871 | 0.0001 | 0.078634 | 0.35503 | 0.0001 | 0
8089 | 1 | 9.6517e-05 | 0.00034159 | 0 | 2.3497e-06 | 0.00011416 | 0 | 0.63083 | 0.0001 | 0.1022 | 0.35494 | 0.0001 | 0
8090 | 1 | 9.2497e-05 | 0.00035509 | 0 | 1.1748e-06 | 0.00011416 | 0 | 0.65916 | 0.0001 | 0.10201 | 0.35486 | 0.0001 | 0
8091 | 1 | 9.5737e-05 | 0.00029909 | 0 | 1.4098e-05 | 0.00011416 | 0 | 0.6689 | 0.0001 | 0.10182 | 0.35478 | 0.0001 | 0
8092 | 1 | 9.4397e-05 | 0.00029479 | 0 | 3.7595e-05 | 0.00011416 | 0 | 0.62454 | 0.0001 | 0.10163 | 0.35472 | 0.0001 | 0
8093 | 1 | 9.1427e-05 | 0.00032899 | 0 | 9.3987e-05 | 0.00011416 | 0 | 0.576 | 0.0001 | 0.10143 | 0.35464 | 0.0001 | 0
8094 | 1 | 0.0001006 | 0.00033829 | 0 | 0.0001821 | 0.00011416 | 0 | 0.50642 | 0.0001 | 0.10124 | 0.35454 | 0.0001 | 0
8095 | 1 | 0.0001214 | 0.00029169 | 0 | 0.0001586 | 0.00011416 | 0 | 0.4773 | 0.0001 | 0.10105 | 0.35447 | 0.0001 | 0
8096 | 1 | 0.0001436 | 0.00023429 | 0 | 0.00014685 | 0.00011416 | 0 | 0.46278 | 0.0001 | 0.10086 | 0.35439 | 0.0001 | 0
8097 | 1 | 0.0001519 | 0.00022299 | 0 | 0.00016448 | 0.00011416 | 0.0087742 | 0.32715 | 0.0001 | 0.10067 | 0.35432 | 0.0001 | 0
8098 | 1 | 0.0001531 | 0.00020819 | 0 | 0.00018797 | 0.00011416 | 0.087742 | 0.19246 | 0.0001 | 0.10048 | 0.35424 | 0.0001 | 0.011372
8099 | 1 | 0.00015529 | 0.000185 | 0 | 0.00020677 | 0.00011416 | 0.10529 | 0.089731 | 0.0001 | 0.10028 | 0.35414 | 0.0001 | 0.080024
8100 | 1 | 0.00015589 | 0.0001656 | 0 | 0.00018797 | 0.00011416 | 0.078968 | 0.0764 | 0.0001 | 0.10009 | 0.35407 | 0.0001 | 0.13997
8101 | 1 | 0.0001467 | 0.00019289 | 0 | 0.00019032 | 0.00011416 | 0.10529 | 0.10028 | 0.0001 | 0.0999 | 0.35399 | 0.0001 | 0.16499
8102 | 1 | 0.0001498 | 0.000159 | 0 | 0.00021382 | 0.00011416 | 0.070194 | 0.1398 | 0.0001 | 0.09971 | 0.35392 | 0.0001 | 0.12508
8103 | 1 | 0.0001469 | 0.000166 | 0 | 0.00022322 | 0.00011416 | 0.035097 | 0.25646 | 0.0001 | 0.09952 | 0.35385 | 0.0001 | 0.066085
8104 | 1 | 0.0001471 | 0.0001702 | 0 | 0.00022322 | 0.00011416 | 0 | 0.32073 | 0.0001 | 0.09933 | 0.35374 | 0.0001 | 0
8105 | 1 | 0.0001502 | 0.0001888 | 0 | 0.00016448 | 0.00011416 | 0 | 0.42034 | 0.0001 | 0.09914 | 0.35368 | 0.0001 | 0
8106 | 1 | 0.00015719 | 0.00019619 | 0 | 0.00011748 | 0.00011416 | 0 | 0.43008 | 0.0001 | 0.098941 | 0.3536 | 0.0001 | 0
8107 | 1 | 0.00015899 | 0.0001797 | 0 | 8.8113e-05 | 0.00011416 | 0 | 0.43221 | 0.0001 | 0.098751 | 0.35352 | 0.0001 | 0
8108 | 1 | 0.0001518 | 0.0001849 | 0 | 5.8742e-05 | 0.00011416 | 0 | 0.37146 | 0.0001 | 0.098561 | 0.35343 | 0.0001 | 0
8109 | 1 | 0.0001418 | 0.0001903 | 0 | 3.7595e-05 | 0.00011416 | 0 | 0.29804 | 0.0001 | 0.09837 | 0.35335 | 0.0001 | 0
8110 | 1 | 0.0001301 | 0.00024579 | 0 | 2.3497e-05 | 0.00011416 | 0 | 0.292 | 0.0001 | 0.09818 | 0.35328 | 0.0001 | 0
8111 | 1 | 0.0001208 | 0.00030599 | 0 | 9.3987e-06 | 0.00011416 | 0 | 0.29002 | 0.0001 | 0.09799 | 0.3532 | 0.0001 | 0
8112 | 1 | 0.0001069 | 0.00039019 | 0 | 5.8742e-06 | 0.00011416 | 0 | 0.30985 | 0.0001 | 0.0978 | 0.35313 | 0.0001 | 0
8113 | 1 | 0.0001119 | 0.00030479 | 0 | 2.3497e-06 | 0.00011416 | 0 | 0.35667 | 0.0001 | 0.097601 | 0.35303 | 0.0001 | 0
8114 | 1 | 0.0001052 | 0.00035969 | 0 | 1.1748e-06 | 0.00011416 | 0 | 0.36071 | 0.0001 | 0.097411 | 0.35295 | 0.0001 | 0
8115 | 1 | 0.0001036 | 0.00034539 | 0 | 1.4098e-05 | 0.00011416 | 0 | 0.38413 | 0.0001 | 0.097221 | 0.35288 | 0.0001 | 0
8116 | 1 | 0.000104 | 0.00030779 | 0 | 3.7595e-05 | 0.00011416 | 0 | 0.40668 | 0.0001 | 0.097031 | 0.35281 | 0.0001 | 0
8117 | 1 | 0.0001047 | 0.00026209 | 0 | 9.3987e-05 | 0.00011416 | 0 | 0.42604 | 0.0001 | 0.09684 | 0.35273 | 0.0001 | 0
8118 | 1 | 0.0001065 | 0.00033009 | 0 | 0.0001821 | 0.00011416 | 0 | 0.42651 | 0.0001 | 0.09665 | 0.35264 | 0.0001 | 0
8119 | 1 | 0.0001296 | 0.00025889 | 0 | 0.0001586 | 0.00011416 | 0 | 0.40628 | 0.0001 | 0.096452 | 0.35256 | 0.0001 | 0
8120 | 1 | 0.0001454 | 0.00026769 | 0 | 0.00014685 | 0.00011416 | 0 | 0.40588 | 0.0001 | 0.096262 | 0.35248 | 0.0001 | 0
8121 | 1 | 0.000152 | 0.00025579 | 0 | 0.00016448 | 0.00011416 | 0.017548 | 0.40024 | 0.0001 | 0.096071 | 0.35241 | 0.0001 | 0
8122 | 1 | 0.0001513 | 0.00025269 | 0 | 0.00018797 | 0.00011416 | 0.096516 | 0.2877 | 0.0001 | 0.095881 | 0.35233 | 0.0001 | 0.052935
8123 | 1 | 0.000153 | 0.00023059 | 0 | 0.00020677 | 0.00011416 | 0.078968 | 0.25732 | 0.0001 | 0.095691 | 0.35224 | 0.0001 | 0.11796
8124 | 1 | 0.00015529 | 0.00019649 | 0 | 0.00018797 | 0.00011416 | 0.061419 | 0.30447 | 0.0001 | 0.095501 | 0.35216 | 0.0001 | 0.17275
8125 | 1 | 0.0001475 | 0.00021299 | 0 | 0.00019032 | 0.00011416 | 0.087742 | 0.30839 | 0.0001 | 0.095302 | 0.35209 | 0.0001 | 0.20383
8126 | 1 | 0.0001508 | 0.0001844 | 0 | 0.00021382 | 0.00011416 | 0.061419 | 0.28054 | 0.0001 | 0.095112 | 0.35202 | 0.0001 | 0.11472
8127 | 1 | 0.000148 | 0.00019219 | 0 | 0.00022322 | 0.00011416 | 0.026323 | 0.32052 | 0.0001 | 0.094922 | 0.35191 | 0.0001 | 0.064982
8128 | 1 | 0.0001446 | 0.00022249 | 0 | 0.00022322 | 0.00011416 | 0 | 0.38598 | 0.0001 | 0.094732 | 0.35184 | 0.0001 | 0
8129 | 1 | 0.0001436 | 0.00027889 | 0 | 0.00016448 | 0.00011416 | 0 | 0.4446 | 0.0001 | 0.094541 | 0.35177 | 0.0001 | 0
8130 | 1 | 0.00015539 | 0.00022549 | 0 | 0.00011748 | 0.00011416 | 0 | 0.52466 | 0.0001 | 0.094351 | 0.35169 | 0.0001 | 0
8131 | 1 | 0.00015599 | 0.00021219 | 0 | 8.8113e-05 | 0.00011416 | 0 | 0.63482 | 0.0001 | 0.094161 | 0.35162 | 0.0001 | 0
8132 | 1 | 0.0001506 | 0.00019699 | 0 | 5.8742e-05 | 0.00011416 | 0 | 0.68323 | 0.0001 | 0.093963 | 0.35152 | 0.0001 | 0
8133 | 1 | 0.00014 | 0.00021339 | 0 | 3.7595e-05 | 0.00011416 | 0 | 0.5933 | 0.0001 | 0.093772 | 0.35144 | 0.0001 | 0
8134 | 1 | 0.0001231 | 0.00032719 | 0 | 2.3497e-05 | 0.00011416 | 0 | 0.49713 | 0.0001 | 0.093582 | 0.35137 | 0.0001 | 0
8135 | 1 | 0.0001231 | 0.00029839 | 0 | 9.3987e-06 | 0.00011416 | 0 | 0.41968 | 0.0001 | 0.093392 | 0.3513 | 0.0001 | 0
8136 | 1 | 0.000109 | 0.00037999 | 0 | 5.8742e-06 | 0.00011416 | 0 | 0.33378 | 0.0001 | 0.093202 | 0.35122 | 0.0001 | 0
8137 | 1 | 0.0001056 | 0.00037149 | 0 | 2.3497e-06 | 0.00011416 | 0 | 0.33545 | 0.0001 | 0.093202 | 0.35112 | 0.0001 | 0
8138 | 1 | 0.0001001 | 0.00041739 | 0 | 1.1748e-06 | 0.00011416 | 0 | 0.30507 | 0.0001 | 0.093524 | 0.35105 | 0.0001 | 0
8139 | 1 | 0.0001006 | 0.00037569 | 0 | 1.4098e-05 | 0.00011416 | 0 | 0.27549 | 0.0001 | 0.093847 | 0.35098 | 0.0001 | 0
8140 | 1 | 0.0001006 | 0.00033479 | 0 | 3.7595e-05 | 0.00011416 | 0 | 0.25022 | 0.0001 | 0.094178 | 0.3509 | 0.0001 | 0
8141 | 1 | 0.0001018 | 0.00028819 | 0 | 9.3987e-05 | 0.00011416 | 0 | 0.25705 | 0.0001 | 0.0945 | 0.35082 | 0.0001 | 0
8142 | 1 | 0.0001164 | 0.00021629 | 0 | 0.0001821 | 0.00011416 | 0 | 0.25467 | 0.0001 | 0.094823 | 0.35073 | 0.0001 | 0
8143 | 1 | 0.0001332 | 0.00020809 | 0 | 0.0001586 | 0.00011416 | 0 | 0.23451 | 0.0001 | 0.095145 | 0.35065 | 0.0001 | 0
8144 | 1 | 0.0001474 | 0.00023209 | 0 | 0.00014685 | 0.00011416 | 0 | 0.2168 | 0.0001 | 0.095468 | 0.35057 | 0.0001 | 0
8145 | 1 | 0.0001509 | 0.00026119 | 0 | 0.00016448 | 0.00011416 | 0.0087742 | 0.17362 | 0.0001 | 0.095798 | 0.3505 | 0.0001 | 0
8146 | 1 | 0.0001516 | 0.00024179 | 0 | 0.00018797 | 0.00011416 | 0.061419 | 0.15512 | 0.0001 | 0.096121 | 0.3504 | 0.0001 | 0.0010375
8147 | 1 | 0.0001532 | 0.00021949 | 0 | 0.00020677 | 0.00011416 | 0.087742 | 0.11102 | 0.0001 | 0.096444 | 0.35033 | 0.0001 | 0.059587
8148 | 1 | 0.0001536 | 0.00020439 | 0 | 0.00018797 | 0.00011416 | 0.11406 | 0.16201 | 0.0001 | 0.096766 | 0.35026 | 0.0001 | 0.1263
8149 | 1 | 0.0001462 | 0.00019719 | 0 | 0.00019032 | 0.00011416 | 0.11406 | 0.16036 | 0.0001 | 0.097089 | 0.35018 | 0.0001 | 0.12869
8150 | 1 | 0.0001475 | 0.0001843 | 0 | 0.00021382 | 0.00011416 | 0.096516 | 0.11474 | 0.0001 | 0.097419 | 0.35011 | 0.0001 | 0.094658
8151 | 1 | 0.0001425 | 0.00020869 | 0 | 0.00022322 | 0.00011416 | 0.052645 | 0.12528 | 0.0001 | 0.097742 | 0.35001 | 0.0001 | 0.028353
8152 | 1 | 0.0001416 | 0.00021739 | 0 | 0.00022322 | 0.00011416 | 0.0087742 | 0.087281 | 0.0001 | 0.098064 | 0.34994 | 0.0001 | 0
8153 | 1 | 0.0001447 | 0.00024079 | 0 | 0.00016448 | 0.00011416 | 0 | 0.038272 | 0.0001 | 0.098387 | 0.34986 | 0.0001 | 0
8154 | 1 | 0.00015569 | 0.00021019 | 0 | 0.00011748 | 0.00011416 | 0 | 0.026 | 0.0001 | 0.098709 | 0.34978 | 0.0001 | 0
8155 | 1 | 0.00015799 | 0.0001852 | 0 | 8.8113e-05 | 0.00011416 | 0 | 0.040986 | 0.0001 | 0.09904 | 0.34971 | 0.0001 | 0
8156 | 1 | 0.0001528 | 0.0001616 | 0 | 5.8742e-05 | 0.00011416 | 0 | 0.075804 | 0.0001 | 0.099363 | 0.34961 | 0.0001 | 0
8157 | 1 | 0.000138 | 0.00021989 | 0 | 3.7595e-05 | 0.00011416 | 0 | 0.11752 | 0.0001 | 0.099685 | 0.34953 | 0.0001 | 0
8158 | 1 | 0.0001269 | 0.00026309 | 0 | 2.3497e-05 | 0.00011416 | 0 | 0.16434 | 0.0001 | 0.10001 | 0.34947 | 0.0001 | 0
8159 | 1 | 0.0001268 | 0.00022769 | 0 | 9.3987e-06 | 0.00011416 | 0 | 0.19711 | 0.0001 | 0.10033 | 0.34939 | 0.0001 | 0
8160 | 1 | 0.0001098 | 0.00033549 | 0 | 5.8742e-06 | 0.00011416 | 0 | 0.20996 | 0.0001 | 0.10066 | 0.34932 | 0.0001 | 0
8161 | 1 | 0.0001046 | 0.00034699 | 0 | 2.3497e-06 | 0.00011416 | 0 | 0.20712 | 0.0001 | 0.10098 | 0.34922 | 0.0001 | 0
8162 | 1 | 0.0001018 | 0.00035789 | 0 | 1.1748e-06 | 0.00011416 | 0 | 0.21401 | 0.0001 | 0.10131 | 0.34911 | 0.0001 | 0
8163 | 1 | 0.0001033 | 0.00030669 | 0 | 1.4098e-05 | 0.00011416 | 0 | 0.20712 | 0.0001 | 0.10163 | 0.34902 | 0.0001 | 0
8164 | 1 | 0.0001009 | 0.00030389 | 0 | 3.7595e-05 | 0.00011416 | 0 | 0.15784 | 0.0001 | 0.10195 | 0.3489 | 0.0001 | 0
8165 | 1 | 9.5087e-05 | 0.00034059 | 0 | 9.3987e-05 | 0.00011416 | 0 | 0.14286 | 0.0001 | 0.10228 | 0.34879 | 0.0001 | 0
8166 | 1 | 0.000102 | 0.00035549 | 0 | 0.0001821 | 0.00011416 | 0 | 0.15738 | 0.0001 | 0.1026 | 0.34869 | 0.0001 | 0
8167 | 1 | 0.0001212 | 0.00031429 | 0 | 0.0001586 | 0.00011416 | 0 | 0.2099 | 0.0001 | 0.10293 | 0.3486 | 0.0001 | 0
8168 | 1 | 0.0001442 | 0.00025159 | 0 | 0.00014685 | 0.00011416 | 0 | 0.36151 | 0.0001 | 0.10325 | 0.34849 | 0.0001 | 0
8169 | 1 | 0.0001519 | 0.00023809 | 0 | 0.00016448 | 0.00011416 | 0.017548 | 0.47618 | 0.0001 | 0.10357 | 0.34837 | 0.0001 | 0
8170 | 1 | 0.0001534 | 0.00021519 | 0 | 0.00018797 | 0.00011416 | 0.070194 | 0.49502 | 0.0001 | 0.1039 | 0.34827 | 0.0001 | 0.00085001
8171 | 1 | 0.00015569 | 0.0001869 | 0 | 0.00020677 | 0.00011416 | 0.078968 | 0.54641 | 0.0001 | 0.10422 | 0.34818 | 0.0001 | 0.04859
8172 | 1 | 0.00015599 | 0.0001691 | 0 | 0.00018797 | 0.00011416 | 0.078968 | 0.67766 | 0.0001 | 0.10455 | 0.34807 | 0.0001 | 0.095762
8173 | 1 | 0.0001461 | 0.00019759 | 0 | 0.00019032 | 0.00011416 | 0.070194 | 0.71161 | 0.0001 | 0.10488 | 0.34798 | 0.0001 | 0.10906
8174 | 1 | 0.0001487 | 0.0001671 | 0 | 0.00021382 | 0.00011416 | 0.070194 | 0.69138 | 0.0001 | 0.10519 | 0.34785 | 0.0001 | 0.1026
8175 | 1 | 0.000146 | 0.0001777 | 0 | 0.00022322 | 0.00011416 | 0.035097 | 0.66068 | 0.0001 | 0.10552 | 0.34775 | 0.0001 | 0.024832
8176 | 1 | 0.0001463 | 0.0001762 | 0 | 0.00022322 | 0.00011416 | 0 | 0.73788 | 0.0001 | 0.10585 | 0.34765 | 0.0001 | 0
8177 | 1 | 0.0001504 | 0.0001873 | 0 | 0.00016448 | 0.00011416 | 0 | 0.74597 | 0.0001 | 0.10617 | 0.34756 | 0.0001 | 0
8178 | 1 | 0.00015779 | 0.0001865 | 0 | 0.00011748 | 0.00011416 | 0 | 0.68662 | 0.0001 | 0.10649 | 0.34745 | 0.0001 | 0
8179 | 1 | 0.00015849 | 0.0001625 | 0 | 8.8113e-05 | 0.00011416 | 0 | 0.57957 | 0.0001 | 0.10682 | 0.34733 | 0.0001 | 0
8180 | 1 | 0.0001517 | 0.0001638 | 0 | 5.8742e-05 | 0.00011416 | 0 | 0.47446 | 0.0001 | 0.10714 | 0.34723 | 0.0001 | 0
8181 | 1 | 0.0001425 | 0.0001663 | 0 | 3.7595e-05 | 0.00011416 | 0 | 0.39202 | 0.0001 | 0.10747 | 0.34714 | 0.0001 | 0
8182 | 1 | 0.0001321 | 0.00020459 | 0 | 2.3497e-05 | 0.00011416 | 0 | 0.30527 | 0.0001 | 0.10779 | 0.34703 | 0.0001 | 0
8183 | 1 | 0.0001243 | 0.00024629 | 0 | 9.3987e-06 | 0.00011416 | 0 | 0.21296 | 0.0001 | 0.10812 | 0.34694 | 0.0001 | 0
8184 | 1 | 0.000111 | 0.00030889 | 0 | 5.8742e-06 | 0.00011416 | 0 | 0.17708 | 0.0001 | 0.10843 | 0.34681 | 0.0001 | 0
8185 | 1 | 0.0001064 | 0.00031639 | 0 | 2.3497e-06 | 0.00011416 | 0 | 0.18145 | 0.0001 | 0.10877 | 0.34671 | 0.0001 | 0
8186 | 1 | 0.0001024 | 0.00033129 | 0 | 1.1748e-06 | 0.00011416 | 0 | 0.21932 | 0.0001 | 0.10909 | 0.34661 | 0.0001 | 0
8187 | 1 | 0.0001043 | 0.00027339 | 0 | 1.4098e-05 | 0.00011416 | 0 | 0.25155 | 0.0001 | 0.10941 | 0.34652 | 0.0001 | 0
8188 | 1 | 0.0001009 | 0.00027589 | 0 | 3.7595e-05 | 0.00011416 | 0 | 0.31005 | 0.0001 | 0.10973 | 0.34641 | 0.0001 | 0
8189 | 1 | 9.5507e-05 | 0.00030639 | 0 | 9.3987e-05 | 0.00011416 | 0 | 0.34281 | 0.0001 | 0.11006 | 0.34629 | 0.0001 | 0
8190 | 1 | 0.000103 | 0.00031499 | 0 | 0.0001821 | 0.00011416 | 0 | 0.37431 | 0.0001 | 0.11038 | 0.34619 | 0.0001 | 0
8191 | 1 | 0.0001225 | 0.00026749 | 0 | 0.0001586 | 0.00011416 | 0 | 0.40429 | 0.0001 | 0.11071 | 0.3461 | 0.0001 | 0
8192 | 1 | 0.0001452 | 0.00020839 | 0 | 0.00014685 | 0.00011416 | 0 | 0.43984 | 0.0001 | 0.11104 | 0.34599 | 0.0001 | 0
8193 | 1 | 0.0001538 | 0.00019899 | 0 | 0.00016448 | 0.00011416 | 0 | 0.43825 | 0.0001 | 0.11135 | 0.3459 | 0.0001 | 0
8194 | 1 | 0.0001542 | 0.0001872 | 0 | 0.00018797 | 0.00011416 | 0.061419 | 0.37809 | 0.0001 | 0.11168 | 0.34577 | 0.0001 | 0
8195 | 1 | 0.00015679 | 0.0001634 | 0 | 0.00020677 | 0.00011416 | 0.087742 | 0.41921 | 0.0001 | 0.11201 | 0.34568 | 0.0001 | 0.088968
8196 | 1 | 0.00015779 | 0.0001455 | 0 | 0.00018797 | 0.00011416 | 0.13161 | 0.46318 | 0.0001 | 0.11232 | 0.34557 | 0.0001 | 0.091331
8197 | 1 | 0.0001499 | 0.0001726 | 0 | 0.00019032 | 0.00011416 | 0.11406 | 0.40628 | 0.0001 | 0.11265 | 0.34548 | 0.0001 | 0.095874
8198 | 1 | 0.0001518 | 0.0001533 | 0 | 0.00021382 | 0.00011416 | 0.078968 | 0.40064 | 0.0001 | 0.11298 | 0.34537 | 0.0001 | 0.061487
8199 | 1 | 0.0001475 | 0.000164 | 0 | 0.00022322 | 0.00011416 | 0.017548 | 0.36516 | 0.0001 | 0.1133 | 0.34525 | 0.0001 | 0.074531
8200 | 1 | 0.0001452 | 0.0001634 | 0 | 0.00022322 | 0.00011416 | 0 | 0.35667 | 0.0001 | 0.11363 | 0.34515 | 0.0001 | 0
8201 | 1 | 0.0001458 | 0.0001817 | 0 | 0.00016448 | 0.00011416 | 0 | 0.29088 | 0.0001 | 0.11395 | 0.34506 | 0.0001 | 0
8202 | 1 | 0.0001532 | 0.0001834 | 0 | 0.00011748 | 0.00011416 | 0 | 0.19751 | 0.0001 | 0.11427 | 0.34495 | 0.0001 | 0
8203 | 1 | 0.000153 | 0.0001654 | 0 | 8.8113e-05 | 0.00011416 | 0 | 0.14173 | 0.0001 | 0.1146 | 0.34486 | 0.0001 | 0
8204 | 1 | 0.0001456 | 0.0001677 | 0 | 5.8742e-05 | 0.00011416 | 0 | 0.046692 | 0.0001 | 0.11493 | 0.34473 | 0.0001 | 0
8205 | 1 | 0.0001367 | 0.000167 | 0 | 3.7595e-05 | 0.00011416 | 0 | 0.026 | 0.0001 | 0.11524 | 0.34464 | 0.0001 | 0
8206 | 1 | 0.0001273 | 0.00020659 | 0 | 2.3497e-05 | 0.00011416 | 0 | 0.042642 | 0.0001 | 0.11557 | 0.34453 | 0.0001 | 0
8207 | 1 | 0.0001215 | 0.00025349 | 0 | 9.3987e-06 | 0.00011416 | 0 | 0.096628 | 0.0001 | 0.11589 | 0.34444 | 0.0001 | 0
8208 | 1 | 0.0001116 | 0.00031899 | 0 | 5.8742e-06 | 0.00011416 | 0 | 0.1593 | 0.0001 | 0.11623 | 0.34433 | 0.0001 | 0
8209 | 1 | 0.0001059 | 0.00034559 | 0 | 2.3497e-06 | 0.00011416 | 0 | 0.192 | 0.0001 | 0.11654 | 0.34421 | 0.0001 | 0
8210 | 1 | 0.000101 | 0.00037209 | 0 | 1.1748e-06 | 0.00011416 | 0 | 0.18424 | 0.0001 | 0.11687 | 0.34411 | 0.0001 | 0
8211 | 1 | 0.0001014 | 0.00032349 | 0 | 1.4098e-05 | 0.00011416 | 0 | 0.18092 | 0.0001 | 0.1172 | 0.34402 | 0.0001 | 0
8212 | 1 | 9.8307e-05 | 0.00032199 | 0 | 3.7595e-05 | 0.00011416 | 0 | 0.21408 | 0.0001 | 0.11752 | 0.34391 | 0.0001 | 0
8213 | 1 | 8.8917e-05 | 0.00036819 | 0 | 9.3987e-05 | 0.00011416 | 0 | 0.24068 | 0.0001 | 0.11784 | 0.34382 | 0.0001 | 0
8214 | 1 | 8.9557e-05 | 0.00037979 | 0 | 0.0001821 | 0.00011416 | 0 | 0.31296 | 0.0001 | 0.11817 | 0.34369 | 0.0001 | 0
8215 | 1 | 9.4087e-05 | 0.00033449 | 0 | 0.0001586 | 0.00011416 | 0 | 0.40548 | 0.0001 | 0.11848 | 0.3436 | 0.0001 | 0
8216 | 1 | 0.0001034 | 0.00026479 | 0 | 0.00014685 | 0.00011416 | 0 | 0.52611 | 0.0001 | 0.11881 | 0.34349 | 0.0001 | 0
8217 | 1 | 0.0001115 | 0.00023829 | 0 | 0.00016448 | 0.00011416 | 0.017548 | 0.52572 | 0.0001 | 0.11914 | 0.3434 | 0.0001 | 0
8218 | 1 | 0.0001182 | 0.00020889 | 0 | 0.00018797 | 0.00011416 | 0.087742 | 0.46232 | 0.0001 | 0.11946 | 0.34329 | 0.0001 | 0.084109
8219 | 1 | 0.0001211 | 0.0001736 | 0 | 0.00020677 | 0.00011416 | 0.096516 | 0.58687 | 0.0001 | 0.11979 | 0.3432 | 0.0001 | 0.19756
8220 | 1 | 0.000122 | 0.000153 | 0 | 0.00018797 | 0.00011416 | 0.078968 | 0.6382 | 0.0001 | 0.12011 | 0.34307 | 0.0001 | 0.20258
8221 | 1 | 0.0001202 | 0.0001804 | 0 | 0.00019032 | 0.00011416 | 0.070194 | 0.62732 | 0.0001 | 0.12043 | 0.34298 | 0.0001 | 0.22341
8222 | 1 | 0.0001228 | 0.0001487 | 0 | 0.00021382 | 0.00011416 | 0.070194 | 0.59993 | 0.0001 | 0.12076 | 0.34287 | 0.0001 | 0.098381
8223 | 1 | 0.0001193 | 0.0001568 | 0 | 0.00022322 | 0.00011416 | 0.026323 | 0.56969 | 0.0001 | 0.12109 | 0.34278 | 0.0001 | 0.056965
8224 | 1 | 0.0001192 | 0.0001592 | 0 | 0.00022322 | 0.00011416 | 0.0087742 | 0.56485 | 0.0001 | 0.1214 | 0.34268 | 0.0001 | 0
8225 | 1 | 0.0001235 | 0.0001767 | 0 | 0.00016448 | 0.00011416 | 0 | 0.53693 | 0.0001 | 0.12173 | 0.34256 | 0.0001 | 0
8226 | 1 | 0.0001338 | 0.00019599 | 0 | 0.00011748 | 0.00011416 | 0 | 0.48023 | 0.0001 | 0.12206 | 0.34245 | 0.0001 | 0
8227 | 1 | 0.0001354 | 0.0001847 | 0 | 8.8113e-05 | 0.00011416 | 0 | 0.41835 | 0.0001 | 0.12238 | 0.34236 | 0.0001 | 0
8228 | 1 | 0.00013 | 0.0001892 | 0 | 5.8742e-05 | 0.00011416 | 0 | 0.39612 | 0.0001 | 0.1227 | 0.34225 | 0.0001 | 0
8229 | 1 | 0.0001234 | 0.00019519 | 0 | 3.7595e-05 | 0.00011416 | 0 | 0.38439 | 0.0001 | 0.12303 | 0.34216 | 0.0001 | 0
8230 | 1 | 0.0001151 | 0.00025189 | 0 | 2.3497e-05 | 0.00011416 | 0 | 0.42518 | 0.0001 | 0.12335 | 0.34203 | 0.0001 | 0
8231 | 1 | 0.0001108 | 0.00030339 | 0 | 9.3987e-06 | 0.00011416 | 0 | 0.46066 | 0.0001 | 0.12368 | 0.34194 | 0.0001 | 0
8232 | 1 | 0.0001003 | 0.00038289 | 0 | 5.8742e-06 | 0.00011416 | 0 | 0.192 | 0.0001 | 0.124 | 0.34183 | 0.0001 | 0
8233 | 1 | 9.5817e-05 | 0.00040459 | 0 | 2.3497e-06 | 0.00011416 | 0 | 0.18424 | 0.0001 | 0.12432 | 0.34174 | 0.0001 | 0
8234 | 1 | 8.9547e-05 | 0.00041759 | 0 | 1.1748e-06 | 0.00011416 | 0 | 0.18092 | 0.0001 | 0.12464 | 0.34164 | 0.0001 | 0
8235 | 1 | 9.1627e-05 | 0.00036119 | 0 | 1.4098e-05 | 0.00011416 | 0 | 0.21408 | 0.0001 | 0.12497 | 0.34152 | 0.0001 | 0
8236 | 1 | 8.8077e-05 | 0.00036469 | 0 | 3.7595e-05 | 0.00011416 | 0 | 0.24068 | 0.0001 | 0.12531 | 0.34141 | 0.0001 | 0
8237 | 1 | 8.0067e-05 | 0.00040339 | 0 | 9.3987e-05 | 0.00011416 | 0 | 0.31296 | 0.0001 | 0.12562 | 0.34132 | 0.0001 | 0
8238 | 1 | 8.0127e-05 | 0.00041479 | 0 | 0.0001821 | 0.00011416 | 0 | 0.40548 | 0.0001 | 0.12595 | 0.34121 | 0.0001 | 0
8239 | 1 | 8.2667e-05 | 0.00035969 | 0 | 0.0001586 | 0.00011416 | 0 | 0.52611 | 0.0001 | 0.12627 | 0.34112 | 0.0001 | 0
8240 | 1 | 8.8227e-05 | 0.00028809 | 0 | 0.00014685 | 0.00011416 | 0 | 0.52572 | 0.0001 | 0.1266 | 0.34099 | 0.0001 | 0
8241 | 1 | 9.3597e-05 | 0.00027359 | 0 | 0.00016448 | 0.00011416 | 0.0087742 | 0.46232 | 0.0001 | 0.12692 | 0.3409 | 0.0001 | 0
8242 | 1 | 9.9897e-05 | 0.00024819 | 0 | 0.00018797 | 0.00011416 | 0.061419 | 0.58687 | 0.0001 | 0.12725 | 0.34079 | 0.0001 | 0.08522
8243 | 1 | 0.0001071 | 0.00020469 | 0 | 0.00020677 | 0.00011416 | 0.078968 | 0.6382 | 0.0001 | 0.12756 | 0.3407 | 0.0001 | 0.17961
8244 | 1 | 0.0001095 | 0.0001768 | 0 | 0.00018797 | 0.00011416 | 0.087742 | 0.62732 | 0.0001 | 0.12789 | 0.3406 | 0.0001 | 0.22516
8245 | 1 | 0.0001105 | 0.00019699 | 0 | 0.00019032 | 0.00011416 | 0.087742 | 0.59993 | 0.0001 | 0.12822 | 0.34048 | 0.0001 | 0.21116
8246 | 1 | 0.0001094 | 0.0001586 | 0 | 0.00021382 | 0.00011416 | 0.070194 | 0.56969 | 0.0001 | 0.12854 | 0.34037 | 0.0001 | 0.099381
8247 | 1 | 0.0001048 | 0.0001659 | 0 | 0.00022322 | 0.00011416 | 0.017548 | 0.56485 | 0.0001 | 0.12886 | 0.34028 | 0.0001 | 0.046143
8248 | 1 | 0.0001052 | 0.0001647 | 0 | 0.00022322 | 0.00011416 | 0 | 0.53693 | 0.0001 | 0.12919 | 0.34017 | 0.0001 | 0
8249 | 1 | 0.0001123 | 0.0001878 | 0 | 0.00016448 | 0.00011416 | 0 | 0.48023 | 0.0001 | 0.12951 | 0.34008 | 0.0001 | 0
8250 | 1 | 0.0001275 | 0.00020399 | 0 | 0.00011748 | 0.00011416 | 0 | 0.41835 | 0.0001 | 0.12984 | 0.33995 | 0.0001 | 0
8251 | 1 | 0.0001325 | 0.0001848 | 0 | 8.8113e-05 | 0.00011416 | 0 | 0.39612 | 0.0001 | 0.13016 | 0.33986 | 0.0001 | 0
8252 | 1 | 0.0001295 | 0.000187 | 0 | 5.8742e-05 | 0.00011416 | 0 | 0.38439 | 0.0001 | 0.13048 | 0.33975 | 0.0001 | 0
8253 | 1 | 0.0001233 | 0.00019129 | 0 | 3.7595e-05 | 0.00011416 | 0 | 0.42518 | 0.0001 | 0.1308 | 0.33966 | 0.0001 | 0
8254 | 1 | 0.0001155 | 0.00024729 | 0 | 2.3497e-05 | 0.00011416 | 0 | 0.46066 | 0.0001 | 0.13114 | 0.33956 | 0.0001 | 0
8255 | 1 | 0.0001098 | 0.00030109 | 0 | 9.3987e-06 | 0.00011416 | 0 | 0.45868 | 0.0001 | 0.13145 | 0.33944 | 0.0001 | 0
8256 | 1 | 9.7027e-05 | 0.00038289 | 0 | 5.8742e-06 | 0.00011416 | 0 | 0.28557 | 0.0001 | 0.13178 | 0.33933 | 0.0001 | 0
8257 | 1 | 9.2407e-05 | 0.00039619 | 0 | 2.3497e-06 | 0.00011416 | 0 | 0.28557 | 0.0001 | 0.080328 | 0.33924 | 0.0001 | 0
8258 | 1 | 8.8237e-05 | 0.00041929 | 0 | 1.1748e-06 | 0.00011416 | 0 | 0.32311 | 0.0001 | 0.080651 | 0.33914 | 0.0001 | 0
8259 | 1 | 9.1777e-05 | 0.00035529 | 0 | 1.4098e-05 | 0.00011416 | 0 | 0.32073 | 0.0001 | 0.080976 | 0.33904 | 0.0001 | 0
8260 | 1 | 9.0467e-05 | 0.00035609 | 0 | 3.7595e-05 | 0.00011416 | 0 | 0.31309 | 0.0001 | 0.0813 | 0.33891 | 0.0001 | 0
8261 | 1 | 8.6087e-05 | 0.00039649 | 0 | 9.3987e-05 | 0.00011416 | 0 | 0.30183 | 0.0001 | 0.081625 | 0.33882 | 0.0001 | 0
8262 | 1 | 9.4837e-05 | 0.00040879 | 0 | 0.0001821 | 0.00011416 | 0 | 0.33691 | 0.0001 | 0.081949 | 0.33871 | 0.0001 | 0
8263 | 1 | 0.0001168 | 0.00035129 | 0 | 0.0001586 | 0.00011416 | 0 | 0.39096 | 0.0001 | 0.082272 | 0.33862 | 0.0001 | 0
8264 | 1 | 0.0001415 | 0.00028039 | 0 | 0.00014685 | 0.00011416 | 0 | 0.4466 | 0.0001 | 0.082596 | 0.33852 | 0.0001 | 0
8265 | 1 | 0.0001493 | 0.00026449 | 0 | 0.00016448 | 0.00011416 | 0.0087742 | 0.49992 | 0.0001 | 0.082922 | 0.3384 | 0.0001 | 0
8266 | 1 | 0.0001492 | 0.00024049 | 0 | 0.00018797 | 0.00011416 | 0.043871 | 0.42439 | 0.0001 | 0.083245 | 0.33829 | 0.0001 | 0.042319
8267 | 1 | 0.0001529 | 0.00020409 | 0 | 0.00020677 | 0.00011416 | 0.052645 | 0.45064 | 0.0001 | 0.083567 | 0.3382 | 0.0001 | 0.11632
8268 | 1 | 0.0001543 | 0.0001761 | 0 | 0.00018797 | 0.00011416 | 0.061419 | 0.50118 | 0.0001 | 0.08389 | 0.3381 | 0.0001 | 0.14715
8269 | 1 | 0.0001449 | 0.00019199 | 0 | 0.00019032 | 0.00011416 | 0.043871 | 0.54037 | 0.0001 | 0.084221 | 0.338 | 0.0001 | 0.17786
8270 | 1 | 0.0001491 | 0.0001572 | 0 | 0.00021382 | 0.00011416 | 0.035097 | 0.61956 | 0.0001 | 0.084543 | 0.33787 | 0.0001 | 0.080558
8271 | 1 | 0.0001464 | 0.0001637 | 0 | 0.00022322 | 0.00011416 | 0.0087742 | 0.73058 | 0.0001 | 0.084866 | 0.33778 | 0.0001 | 0.052166
8272 | 1 | 0.0001461 | 0.0001632 | 0 | 0.00022322 | 0.00011416 | 0 | 0.75233 | 0.0001 | 0.085188 | 0.33767 | 0.0001 | 0
8273 | 1 | 0.0001495 | 0.000187 | 0 | 0.00016448 | 0.00011416 | 0 | 0.77263 | 0.0001 | 0.085511 | 0.33758 | 0.0001 | 0
8274 | 1 | 0.00015659 | 0.00020109 | 0 | 0.00011748 | 0.00011416 | 0 | 0.80048 | 0.0001 | 0.085842 | 0.33748 | 0.0001 | 0
8275 | 1 | 0.00015769 | 0.0001833 | 0 | 8.8113e-05 | 0.00011416 | 0 | 0.81262 | 0.0001 | 0.086164 | 0.33736 | 0.0001 | 0
8276 | 1 | 0.0001502 | 0.0001879 | 0 | 5.8742e-05 | 0.00011416 | 0 | 0.81626 | 0.0001 | 0.086487 | 0.33725 | 0.0001 | 0
8277 | 1 | 0.0001409 | 0.00019329 | 0 | 3.7595e-05 | 0.00011416 | 0 | 0.78914 | 0.0001 | 0.086809 | 0.33716 | 0.0001 | 0
8278 | 1 | 0.0001294 | 0.00024339 | 0 | 2.3497e-05 | 0.00011416 | 0 | 0.75877 | 0.0001 | 0.087132 | 0.33706 | 0.0001 | 0
8279 | 1 | 0.0001206 | 0.00029989 | 0 | 9.3987e-06 | 0.00011416 | 0 | 0.71016 | 0.0001 | 0.087462 | 0.33696 | 0.0001 | 0
8280 | 1 | 0.0001062 | 0.00038369 | 0 | 5.8742e-06 | 0.00011416 | 0 | 0.67056 | 0.0001 | 0.087785 | 0.33683 | 0.0001 | 0
8281 | 1 | 0.0001118 | 0.00029559 | 0 | 2.3497e-06 | 0.00011416 | 0 | 0.6496 | 0.0001 | 0.088107 | 0.33674 | 0.0001 | 0
8282 | 1 | 0.0001046 | 0.00034949 | 0 | 1.1748e-06 | 0.00011416 | 0 | 0.64722 | 0.0001 | 0.08843 | 0.33663 | 0.0001 | 0
8283 | 1 | 0.0001023 | 0.00033849 | 0 | 1.4098e-05 | 0.00011416 | 0 | 0.66055 | 0.0001 | 0.088753 | 0.33654 | 0.0001 | 0
8284 | 1 | 0.0001024 | 0.00030369 | 0 | 3.7595e-05 | 0.00011416 | 0 | 0.66419 | 0.0001 | 0.089083 | 0.33644 | 0.0001 | 0
8285 | 1 | 0.0001039 | 0.00025929 | 0 | 9.3987e-05 | 0.00011416 | 0 | 0.65855 | 0.0001 | 0.089406 | 0.33632 | 0.0001 | 0
8286 | 1 | 0.000106 | 0.00032759 | 0 | 0.0001821 | 0.00011416 | 0 | 0.67428 | 0.0001 | 0.089728 | 0.33621 | 0.0001 | 0
8287 | 1 | 0.0001277 | 0.00025929 | 0 | 0.0001586 | 0.00011416 | 0 | 0.68801 | 0.0001 | 0.090051 | 0.33612 | 0.0001 | 0
8288 | 1 | 0.0001439 | 0.00027019 | 0 | 0.00014685 | 0.00011416 | 0 | 0.72767 | 0.0001 | 0.090373 | 0.33602 | 0.0001 | 0
8289 | 1 | 0.000151 | 0.00025539 | 0 | 0.00016448 | 0.00011416 | 0.0087742 | 0.7016 | 0.0001 | 0.090704 | 0.33592 | 0.0001 | 0
8290 | 1 | 0.0001485 | 0.00024769 | 0 | 0.00018797 | 0.00011416 | 0.087742 | 0.64616 | 0.0001 | 0.091027 | 0.33579 | 0.0001 | 0.059407
8291 | 1 | 0.0001501 | 0.00022209 | 0 | 0.00020677 | 0.00011416 | 0.096516 | 0.63243 | 0.0001 | 0.091349 | 0.3357 | 0.0001 | 0.1262
8292 | 1 | 0.0001525 | 0.0001825 | 0 | 0.00018797 | 0.00011416 | 0.096516 | 0.67607 | 0.0001 | 0.091672 | 0.33559 | 0.0001 | 0.18124
8293 | 1 | 0.0001448 | 0.0001866 | 0 | 0.00019032 | 0.00011416 | 0.096516 | 0.63687 | 0.0001 | 0.091994 | 0.3355 | 0.0001 | 0.16878
8294 | 1 | 0.0001479 | 0.0001595 | 0 | 0.00021382 | 0.00011416 | 0.078968 | 0.59171 | 0.0001 | 0.092325 | 0.3354 | 0.0001 | 0.094666
8295 | 1 | 0.0001455 | 0.0001635 | 0 | 0.00022322 | 0.00011416 | 0.026323 | 0.56796 | 0.0001 | 0.092648 | 0.3353 | 0.0001 | 0.050229
8296 | 1 | 0.0001427 | 0.00019439 | 0 | 0.00022322 | 0.00011416 | 0 | 0.64026 | 0.0001 | 0.09297 | 0.33517 | 0.0001 | 0
8297 | 1 | 0.0001436 | 0.00024829 | 0 | 0.00016448 | 0.00011416 | 0 | 0.60716 | 0.0001 | 0.093293 | 0.33508 | 0.0001 | 0
8298 | 1 | 0.0001552 | 0.00021139 | 0 | 0.00011748 | 0.00011416 | 0 | 0.57327 | 0.0001 | 0.093623 | 0.33498 | 0.0001 | 0
8299 | 1 | 0.00015569 | 0.00019959 | 0 | 8.8113e-05 | 0.00011416 | 0 | 0.51756 | 0.0001 | 0.093946 | 0.33488 | 0.0001 | 0
8300 | 1 | 0.0001501 | 0.0001839 | 0 | 5.8742e-05 | 0.00011416 | 0 | 0.48407 | 0.0001 | 0.094269 | 0.33478 | 0.0001 | 0
8301 | 1 | 0.0001392 | 0.00019709 | 0 | 3.7595e-05 | 0.00011416 | 0 | 0.43195 | 0.0001 | 0.094591 | 0.33466 | 0.0001 | 0
8302 | 1 | 0.0001233 | 0.00030629 | 0 | 2.3497e-05 | 0.00011416 | 0 | 0.38949 | 0.0001 | 0.094914 | 0.33455 | 0.0001 | 0
8303 | 1 | 0.0001235 | 0.00027829 | 0 | 9.3987e-06 | 0.00011416 | 0 | 0.37371 | 0.0001 | 0.095244 | 0.33446 | 0.0001 | 0
8304 | 1 | 0.0001106 | 0.00035319 | 0 | 5.8742e-06 | 0.00011416 | 0 | 0.36317 | 0.0001 | 0.095567 | 0.33436 | 0.0001 | 0
8305 | 1 | 0.0001074 | 0.00034039 | 0 | 2.3497e-06 | 0.00011416 | 0 | 0.32636 | 0.0001 | 0.095559 | 0.33425 | 0.0001 | 0
8306 | 1 | 0.0001017 | 0.00038359 | 0 | 1.1748e-06 | 0.00011416 | 0 | 0.29486 | 0.0001 | 0.095013 | 0.33413 | 0.0001 | 0
8307 | 1 | 0.0001018 | 0.00034649 | 0 | 1.4098e-05 | 0.00011416 | 0 | 0.28193 | 0.0001 | 0.094459 | 0.33404 | 0.0001 | 0
8308 | 1 | 0.0001022 | 0.00031369 | 0 | 3.7595e-05 | 0.00011416 | 0 | 0.27669 | 0.0001 | 0.093905 | 0.33394 | 0.0001 | 0
8309 | 1 | 0.0001026 | 0.00027449 | 0 | 9.3987e-05 | 0.00011416 | 0 | 0.28193 | 0.0001 | 0.093359 | 0.33383 | 0.0001 | 0
8310 | 1 | 0.000117 | 0.00020819 | 0 | 0.0001821 | 0.00011416 | 0 | 0.29041 | 0.0001 | 0.092805 | 0.33374 | 0.0001 | 0
8311 | 1 | 0.0001325 | 0.00020619 | 0 | 0.0001586 | 0.00011416 | 0 | 0.30295 | 0.0001 | 0.092251 | 0.33362 | 0.0001 | 0
8312 | 1 | 0.0001468 | 0.00023479 | 0 | 0.00014685 | 0.00011416 | 0 | 0.30899 | 0.0001 | 0.091705 | 0.33352 | 0.0001 | 0
8313 | 1 | 0.0001508 | 0.00026109 | 0 | 0.00016448 | 0.00011416 | 0.017548 | 0.25315 | 0.0001 | 0.091151 | 0.33341 | 0.0001 | 0
8314 | 1 | 0.0001512 | 0.00024269 | 0 | 0.00018797 | 0.00011416 | 0.096516 | 0.14903 | 0.0001 | 0.090597 | 0.33332 | 0.0001 | 0.03104
8315 | 1 | 0.0001539 | 0.00021619 | 0 | 0.00020677 | 0.00011416 | 0.11406 | 0.057959 | 0.0001 | 0.090051 | 0.33321 | 0.0001 | 0.083174
8316 | 1 | 0.0001536 | 0.00020009 | 0 | 0.00018797 | 0.00011416 | 0.11406 | 0.024345 | 0.0001 | 0.089497 | 0.33309 | 0.0001 | 0.12174
8317 | 1 | 0.000147 | 0.00020289 | 0 | 0.00019032 | 0.00011416 | 0.11406 | 0.0195 | 0.0001 | 0.088943 | 0.333 | 0.0001 | 0.11809
8318 | 1 | 0.0001474 | 0.00020169 | 0 | 0.00021382 | 0.00011416 | 0.11406 | 0.041318 | 0.0001 | 0.088397 | 0.3329 | 0.0001 | 0.072145
8319 | 1 | 0.0001424 | 0.00023669 | 0 | 0.00022322 | 0.00011416 | 0.043871 | 0.051868 | 0.0001 | 0.087843 | 0.33279 | 0.0001 | 0.0071671
8320 | 1 | 0.0001421 | 0.00024199 | 0 | 0.00022322 | 0.00011416 | 0.0087742 | 0.042973 | 0.0001 | 0.087297 | 0.3327 | 0.0001 | 0
8321 | 1 | 0.0001445 | 0.00026609 | 0 | 0.00016448 | 0.00011416 | 0 | 0.045831 | 0.0001 | 0.086743 | 0.33258 | 0.0001 | 0
8322 | 1 | 0.00015559 | 0.00022919 | 0 | 0.00011748 | 0.00011416 | 0 | 0.09484 | 0.0001 | 0.086189 | 0.33248 | 0.0001 | 0
8323 | 1 | 0.00015639 | 0.00021039 | 0 | 8.8113e-05 | 0.00011416 | 0 | 0.14418 | 0.0001 | 0.085643 | 0.33237 | 0.0001 | 0
8324 | 1 | 0.0001515 | 0.0001794 | 0 | 5.8742e-05 | 0.00011416 | 0 | 0.18662 | 0.0001 | 0.085089 | 0.33228 | 0.0001 | 0
8325 | 1 | 0.0001366 | 0.00024269 | 0 | 3.7595e-05 | 0.00011416 | 0 | 0.23186 | 0.0001 | 0.084535 | 0.33217 | 0.0001 | 0
8326 | 1 | 0.0001249 | 0.00029649 | 0 | 2.3497e-05 | 0.00011416 | 0 | 0.24718 | 0.0001 | 0.083989 | 0.33205 | 0.0001 | 0
8327 | 1 | 0.0001259 | 0.00025459 | 0 | 9.3987e-06 | 0.00011416 | 0 | 0.27304 | 0.0001 | 0.083435 | 0.33195 | 0.0001 | 0
8328 | 1 | 0.0001075 | 0.00038079 | 0 | 5.8742e-06 | 0.00011416 | 0 | 0.2924 | 0.0001 | 0.082881 | 0.33186 | 0.0001 | 0
8329 | 1 | 0.0001012 | 0.00040749 | 0 | 2.3497e-06 | 0.00011416 | 0 | 0.31217 | 0.0001 | 0.082332 | 0.33171 | 0.0001 | 0
8330 | 1 | 9.7397e-05 | 0.00043019 | 0 | 1.1748e-06 | 0.00011416 | 0 | 0.3255 | 0.0001 | 0.081781 | 0.33151 | 0.0001 | 0
8331 | 1 | 9.9747e-05 | 0.00036999 | 0 | 1.4098e-05 | 0.00011416 | 0 | 0.33519 | 0.0001 | 0.081229 | 0.33129 | 0.0001 | 0
8332 | 1 | 9.6847e-05 | 0.00036969 | 0 | 3.7595e-05 | 0.00011416 | 0 | 0.34931 | 0.0001 | 0.080679 | 0.33109 | 0.0001 | 0
8333 | 1 | 8.9437e-05 | 0.00041299 | 0 | 9.3987e-05 | 0.00011416 | 0 | 0.36748 | 0.0001 | 0.080127 | 0.33089 | 0.0001 | 0
8334 | 1 | 9.5537e-05 | 0.00043119 | 0 | 0.0001821 | 0.00011416 | 0 | 0.34971 | 0.0001 | 0.079575 | 0.33067 | 0.0001 | 0
8335 | 1 | 0.0001169 | 0.00037229 | 0 | 0.0001586 | 0.00011416 | 0 | 0.34566 | 0.0001 | 0.079025 | 0.33047 | 0.0001 | 0
8336 | 1 | 0.000142 | 0.00029299 | 0 | 0.00014685 | 0.00011416 | 0 | 0.35614 | 0.0001 | 0.078473 | 0.33025 | 0.0001 | 0
8337 | 1 | 0.0001503 | 0.00027439 | 0 | 0.00016448 | 0.00011416 | 0.0087742 | 0.29917 | 0.0001 | 0.077923 | 0.33005 | 0.0001 | 0
8338 | 1 | 0.0001521 | 0.00025439 | 0 | 0.00018797 | 0.00011416 | 0.12284 | 0.22509 | 0.0001 | 0.077371 | 0.32985 | 0.0001 | 0
8339 | 1 | 0.00015589 | 0.00022759 | 0 | 0.00020677 | 0.00011416 | 0.18426 | 0.14815 | 0.0001 | 0.07682 | 0.32963 | 0.0001 | 0.00032395
8340 | 1 | 0.00015589 | 0.00021319 | 0 | 0.00018797 | 0.00011416 | 0.21936 | 0.12913 | 0.0001 | 0.076269 | 0.32943 | 0.0001 | 0.037752
8341 | 1 | 0.0001462 | 0.00025029 | 0 | 0.00019032 | 0.00011416 | 0.13161 | 0.13801 | 0.0001 | 0.075718 | 0.32921 | 0.0001 | 0.045523
8342 | 1 | 0.0001509 | 0.00021129 | 0 | 0.00021382 | 0.00011416 | 0.096516 | 0.15738 | 0.0001 | 0.075167 | 0.32901 | 0.0001 | 0.01963
8343 | 1 | 0.0001479 | 0.00022359 | 0 | 0.00022322 | 0.00011416 | 0.035097 | 0.1857 | 0.0001 | 0.074615 | 0.32881 | 0.0001 | 0
8344 | 1 | 0.0001474 | 0.00022819 | 0 | 0.00022322 | 0.00011416 | 0 | 0.21879 | 0.0001 | 0.074064 | 0.32859 | 0.0001 | 0
8345 | 1 | 0.0001499 | 0.00024249 | 0 | 0.00016448 | 0.00011416 | 0 | 0.23862 | 0.0001 | 0.073513 | 0.32839 | 0.0001 | 0
8346 | 1 | 0.00015529 | 0.00023459 | 0 | 0.00011748 | 0.00011416 | 0 | 0.24598 | 0.0001 | 0.072961 | 0.32819 | 0.0001 | 0
8347 | 1 | 0.00015669 | 0.00020359 | 0 | 8.8113e-05 | 0.00011416 | 0 | 0.27278 | 0.0001 | 0.072411 | 0.32797 | 0.0001 | 0
8348 | 1 | 0.0001504 | 0.00020189 | 0 | 5.8742e-05 | 0.00011416 | 0 | 0.32086 | 0.0001 | 0.07186 | 0.32777 | 0.0001 | 0
8349 | 1 | 0.0001408 | 0.00020419 | 0 | 3.7595e-05 | 0.00011416 | 0 | 0.33744 | 0.0001 | 0.071308 | 0.32755 | 0.0001 | 0
8350 | 1 | 0.0001295 | 0.00025589 | 0 | 2.3497e-05 | 0.00011416 | 0 | 0.36648 | 0.0001 | 0.070757 | 0.32735 | 0.0001 | 0
8351 | 1 | 0.0001208 | 0.00031089 | 0 | 9.3987e-06 | 0.00011416 | 0 | 0.37657 | 0.0001 | 0.070206 | 0.32715 | 0.0001 | 0
8352 | 1 | 0.0001085 | 0.00038989 | 0 | 5.8742e-06 | 0.00011416 | 0 | 0.31217 | 0.0001 | 0.069655 | 0.32693 | 0.0001 | 0
8353 | 1 | 0.0001047 | 0.00040219 | 0 | 2.3497e-06 | 0.00011416 | 0 | 0.3255 | 0.0001 | 0.069103 | 0.32673 | 0.0001 | 0
8354 | 1 | 0.0001012 | 0.00042189 | 0 | 1.1748e-06 | 0.00011416 | 0 | 0.33519 | 0.0001 | 0.068552 | 0.32651 | 0.0001 | 0
8355 | 1 | 0.0001031 | 0.00035789 | 0 | 1.4098e-05 | 0.00011416 | 0 | 0.34931 | 0.0001 | 0.068001 | 0.3263 | 0.0001 | 0
8356 | 1 | 9.9147e-05 | 0.00035939 | 0 | 3.7595e-05 | 0.00011416 | 0 | 0.36748 | 0.0001 | 0.067449 | 0.32611 | 0.0001 | 0
8357 | 1 | 9.2107e-05 | 0.00040079 | 0 | 9.3987e-05 | 0.00011416 | 0 | 0.34971 | 0.0001 | 0.066899 | 0.32588 | 0.0001 | 0
8358 | 1 | 9.8907e-05 | 0.00041039 | 0 | 0.0001821 | 0.00011416 | 0 | 0.34566 | 0.0001 | 0.066348 | 0.32569 | 0.0001 | 0
8359 | 1 | 0.0001197 | 0.00035659 | 0 | 0.0001586 | 0.00011416 | 0 | 0.35614 | 0.0001 | 0.065796 | 0.32546 | 0.0001 | 0
8360 | 1 | 0.0001444 | 0.00028349 | 0 | 0.00014685 | 0.00011416 | 0 | 0.29917 | 0.0001 | 0.065245 | 0.32526 | 0.0001 | 0
8361 | 1 | 0.0001538 | 0.00026729 | 0 | 0.00016448 | 0.00011416 | 0.0087742 | 0.22509 | 0.0001 | 0.064694 | 0.32507 | 0.0001 | 0
8362 | 1 | 0.00015539 | 0.00024919 | 0 | 0.00018797 | 0.00011416 | 0.087742 | 0.14815 | 0.0001 | 0.064142 | 0.32484 | 0.0001 | 0
8363 | 1 | 0.00015729 | 0.00022259 | 0 | 0.00020677 | 0.00011416 | 0.13161 | 0.12913 | 0.0001 | 0.063591 | 0.32465 | 0.0001 | 0.0043316
8364 | 1 | 0.00015589 | 0.00020729 | 0 | 0.00018797 | 0.00011416 | 0.14039 | 0.13801 | 0.0001 | 0.06304 | 0.32442 | 0.0001 | 0.027226
8365 | 1 | 0.0001464 | 0.00024469 | 0 | 0.00019032 | 0.00011416 | 0.16671 | 0.15738 | 0.0001 | 0.062489 | 0.32422 | 0.0001 | 0.042696
8366 | 1 | 0.0001492 | 0.00020779 | 0 | 0.00021382 | 0.00011416 | 0.12284 | 0.1857 | 0.0001 | 0.061937 | 0.32403 | 0.0001 | 0.034612
8367 | 1 | 0.0001455 | 0.00022209 | 0 | 0.00022322 | 0.00011416 | 0.026323 | 0.21879 | 0.0001 | 0.061386 | 0.3238 | 0.0001 | 0
8368 | 1 | 0.0001439 | 0.00022459 | 0 | 0.00022322 | 0.00011416 | 0 | 0.23862 | 0.0001 | 0.060836 | 0.32361 | 0.0001 | 0
8369 | 1 | 0.0001459 | 0.00024109 | 0 | 0.00016448 | 0.00011416 | 0 | 0.24598 | 0.0001 | 0.060284 | 0.32338 | 0.0001 | 0
8370 | 1 | 0.0001527 | 0.00023359 | 0 | 0.00011748 | 0.00011416 | 0 | 0.27278 | 0.0001 | 0.059733 | 0.32319 | 0.0001 | 0
8371 | 1 | 0.0001537 | 0.00020369 | 0 | 8.8113e-05 | 0.00011416 | 0 | 0.32086 | 0.0001 | 0.059182 | 0.32299 | 0.0001 | 0
8372 | 1 | 0.000147 | 0.00020069 | 0 | 5.8742e-05 | 0.00011416 | 0 | 0.33744 | 0.0001 | 0.05863 | 0.32276 | 0.0001 | 0
8373 | 1 | 0.0001379 | 0.00020149 | 0 | 3.7595e-05 | 0.00011416 | 0 | 0.36648 | 0.0001 | 0.058079 | 0.32257 | 0.0001 | 0
8374 | 1 | 0.0001273 | 0.00025279 | 0 | 2.3497e-05 | 0.00011416 | 0 | 0.37657 | 0.0001 | 0.057528 | 0.32234 | 0.0001 | 0
8375 | 1 | 0.0001217 | 0.00030929 | 0 | 9.3987e-06 | 0.00011416 | 0 | 0.36887 | 0.0001 | 0.056977 | 0.32215 | 0.0001 | 0
8376 | 1 | 0.0001108 | 0.00039329 | 0 | 5.8742e-06 | 0.00011416 | 0 | 0.47976 | 0.0001 | 0.056425 | 0.32195 | 0.0001 | 0
8377 | 1 | 0.0001069 | 0.00040429 | 0 | 2.3497e-06 | 0.00011416 | 0 | 0.47976 | 0.0001 | 0.055874 | 0.32172 | 0.0001 | 0
8378 | 1 | 0.0001014 | 0.00042469 | 0 | 1.1748e-06 | 0.00011416 | 0 | 0.47856 | 0.0001 | 0.055324 | 0.32153 | 0.0001 | 0
8379 | 1 | 0.0001023 | 0.00035559 | 0 | 1.4098e-05 | 0.00011416 | 0 | 0.46968 | 0.0001 | 0.054772 | 0.3213 | 0.0001 | 0
8380 | 1 | 9.7987e-05 | 0.00035119 | 0 | 3.7595e-05 | 0.00011416 | 0 | 0.49269 | 0.0001 | 0.054222 | 0.32111 | 0.0001 | 0
8381 | 1 | 8.9497e-05 | 0.00038719 | 0 | 9.3987e-05 | 0.00011416 | 0 | 0.49634 | 0.0001 | 0.05367 | 0.32091 | 0.0001 | 0
8382 | 1 | 9.0077e-05 | 0.00039589 | 0 | 0.0001821 | 0.00011416 | 0 | 0.51975 | 0.0001 | 0.053118 | 0.32068 | 0.0001 | 0
8383 | 1 | 9.5577e-05 | 0.00034289 | 0 | 0.0001586 | 0.00011416 | 0 | 0.50079 | 0.0001 | 0.052568 | 0.32049 | 0.0001 | 0
8384 | 1 | 0.0001061 | 0.00026729 | 0 | 0.00014685 | 0.00011416 | 0 | 0.43008 | 0.0001 | 0.052016 | 0.32026 | 0.0001 | 0
8385 | 1 | 0.0001139 | 0.00025019 | 0 | 0.00016448 | 0.00011416 | 0.0087742 | 0.31223 | 0.0001 | 0.051465 | 0.32007 | 0.0001 | 0
8386 | 1 | 0.0001214 | 0.00022699 | 0 | 0.00018797 | 0.00011416 | 0.078968 | 0.15108 | 0.0001 | 0.050914 | 0.31987 | 0.0001 | 0
8387 | 1 | 0.0001276 | 0.00020119 | 0 | 0.00020677 | 0.00011416 | 0.096516 | 0.057099 | 0.0001 | 0.050362 | 0.31964 | 0.0001 | 0
8388 | 1 | 0.0001295 | 0.0001837 | 0 | 0.00018797 | 0.00011416 | 0.12284 | 0.070893 | 0.0001 | 0.049812 | 0.31945 | 0.0001 | 0.050937
8389 | 1 | 0.0001286 | 0.00021319 | 0 | 0.00019032 | 0.00011416 | 0.10529 | 0.066391 | 0.0001 | 0.04926 | 0.31925 | 0.0001 | 0.064845
8390 | 1 | 0.0001299 | 0.0001784 | 0 | 0.00021382 | 0.00011416 | 0.078968 | 0.035744 | 0.0001 | 0.04871 | 0.31903 | 0.0001 | 0.024805
8391 | 1 | 0.0001262 | 0.0001859 | 0 | 0.00022322 | 0.00011416 | 0.026323 | 0.068576 | 0.0001 | 0.048158 | 0.31883 | 0.0001 | 0
8392 | 1 | 0.0001254 | 0.0001845 | 0 | 0.00022322 | 0.00011416 | 0 | 0.087215 | 0.0001 | 0.047606 | 0.3186 | 0.0001 | 0
8393 | 1 | 0.0001288 | 0.00020089 | 0 | 0.00016448 | 0.00011416 | 0 | 0.10624 | 0.0001 | 0.047056 | 0.31841 | 0.0001 | 0
8394 | 1 | 0.0001383 | 0.00019599 | 0 | 0.00011748 | 0.00011416 | 0 | 0.14949 | 0.0001 | 0.046504 | 0.31821 | 0.0001 | 0
8395 | 1 | 0.0001399 | 0.0001711 | 0 | 8.8113e-05 | 0.00011416 | 0 | 0.19273 | 0.0001 | 0.045953 | 0.31799 | 0.0001 | 0
8396 | 1 | 0.0001344 | 0.000169 | 0 | 5.8742e-05 | 0.00011416 | 0 | 0.18464 | 0.0001 | 0.045402 | 0.31779 | 0.0001 | 0
8397 | 1 | 0.0001259 | 0.00018 | 0 | 3.7595e-05 | 0.00011416 | 0 | 0.1652 | 0.0001 | 0.04485 | 0.31757 | 0.0001 | 0
8398 | 1 | 0.0001169 | 0.00023409 | 0 | 2.3497e-05 | 0.00011416 | 0 | 0.15798 | 0.0001 | 0.0443 | 0.31737 | 0.0001 | 0
8399 | 1 | 0.0001132 | 0.00028459 | 0 | 9.3987e-06 | 0.00011416 | 0 | 0.16845 | 0.0001 | 0.043749 | 0.31717 | 0.0001 | 0
8400 | 1 | 0.0001034 | 0.00036069 | 0 | 5.8742e-06 | 0.00011416 | 0 | 0.17535 | 0.0001 | 0.043198 | 0.31695 | 0.0001 | 0
8401 | 1 | 9.9527e-05 | 0.00036569 | 0 | 2.3497e-06 | 0.00011416 | 0 | 0.15798 | 0.0001 | 0.042646 | 0.31675 | 0.0001 | 0
8402 | 1 | 9.3277e-05 | 0.00037919 | 0 | 1.1748e-06 | 0.00011416 | 0 | 0.17728 | 0.0001 | 0.042095 | 0.31653 | 0.0001 | 0
8403 | 1 | 9.4997e-05 | 0.00032039 | 0 | 1.4098e-05 | 0.00011416 | 0 | 0.19101 | 0.0001 | 0.041544 | 0.31633 | 0.0001 | 0
8404 | 1 | 9.1677e-05 | 0.00031849 | 0 | 3.7595e-05 | 0.00011416 | 0 | 0.15943 | 0.0001 | 0.040992 | 0.31613 | 0.0001 | 0
8405 | 1 | 8.4757e-05 | 0.00035729 | 0 | 9.3987e-05 | 0.00011416 | 0 | 0.14173 | 0.0001 | 0.040441 | 0.31591 | 0.0001 | 0
8406 | 1 | 8.4047e-05 | 0.00036449 | 0 | 0.0001821 | 0.00011416 | 0 | 0.18457 | 0.0001 | 0.03989 | 0.31571 | 0.0001 | 0
8407 | 1 | 8.5417e-05 | 0.00031649 | 0 | 0.0001586 | 0.00011416 | 0 | 0.24883 | 0.0001 | 0.039338 | 0.31549 | 0.0001 | 0
8408 | 1 | 9.1207e-05 | 0.00024659 | 0 | 0.00014685 | 0.00011416 | 0 | 0.28272 | 0.0001 | 0.038788 | 0.31529 | 0.0001 | 0
8409 | 1 | 9.7267e-05 | 0.00023249 | 0 | 0.00016448 | 0.00011416 | 0.0087742 | 0.26335 | 0.0001 | 0.038237 | 0.31509 | 0.0001 | 0
8410 | 1 | 0.0001058 | 0.00021689 | 0 | 0.00018797 | 0.00011416 | 0.052645 | 0.18338 | 0.0001 | 0.037686 | 0.31487 | 0.0001 | 0
8411 | 1 | 0.0001121 | 0.00019399 | 0 | 0.00020677 | 0.00011416 | 0.087742 | 0.10339 | 0.0001 | 0.037134 | 0.31467 | 0.0001 | 0.03359
8412 | 1 | 0.0001143 | 0.0001766 | 0 | 0.00018797 | 0.00011416 | 0.11406 | 0.089135 | 0.0001 | 0.036583 | 0.31445 | 0.0001 | 0.059811
8413 | 1 | 0.0001154 | 0.00019939 | 0 | 0.00019032 | 0.00011416 | 0.10529 | 0.085085 | 0.0001 | 0.036032 | 0.31425 | 0.0001 | 0.055601
8414 | 1 | 0.0001147 | 0.0001663 | 0 | 0.00021382 | 0.00011416 | 0.13161 | 0.077393 | 0.0001 | 0.03548 | 0.31405 | 0.0001 | 0.039828
8415 | 1 | 0.00011 | 0.0001752 | 0 | 0.00022322 | 0.00011416 | 0.052645 | 0.064393 | 0.0001 | 0.03493 | 0.31383 | 0.0001 | 0
8416 | 1 | 0.0001092 | 0.0001767 | 0 | 0.00022322 | 0.00011416 | 0 | 0.045037 | 0.0001 | 0.034378 | 0.31363 | 0.0001 | 0
8417 | 1 | 0.0001149 | 0.00019269 | 0 | 0.00016448 | 0.00011416 | 0 | 0.019964 | 0.0001 | 0.033826 | 0.31341 | 0.0001 | 0
8418 | 1 | 0.0001292 | 0.00019299 | 0 | 0.00011748 | 0.00011416 | 0 | 0.026861 | 0.0001 | 0.033276 | 0.31321 | 0.0001 | 0
8419 | 1 | 0.0001341 | 0.0001721 | 0 | 8.8113e-05 | 0.00011416 | 0 | 0.026861 | 0.0001 | 0.032725 | 0.31301 | 0.0001 | 0
8420 | 1 | 0.0001309 | 0.0001753 | 0 | 5.8742e-05 | 0.00011416 | 0 | 0.042642 | 0.0001 | 0.032174 | 0.31279 | 0.0001 | 0
8421 | 1 | 0.0001244 | 0.0001825 | 0 | 3.7595e-05 | 0.00011416 | 0 | 0.10744 | 0.0001 | 0.031622 | 0.31259 | 0.0001 | 0
8422 | 1 | 0.0001161 | 0.00023249 | 0 | 2.3497e-05 | 0.00011416 | 0 | 0.16686 | 0.0001 | 0.031071 | 0.31237 | 0.0001 | 0
8423 | 1 | 0.000111 | 0.00028499 | 0 | 9.3987e-06 | 0.00011416 | 0 | 0.16195 | 0.0001 | 0.03052 | 0.31217 | 0.0001 | 0
8424 | 1 | 9.8627e-05 | 0.00035659 | 0 | 5.8742e-06 | 0.00011416 | 0 | 0.13728 | 0.0001 | 0.029968 | 0.31197 | 0.0001 | 0
8425 | 1 | 9.4927e-05 | 0.00036159 | 0 | 2.3497e-06 | 0.00011416 | 0 | 0.1345 | 0.0001 | 0.12201 | 0.31175 | 0.0001 | 0
8426 | 1 | 9.0697e-05 | 0.00037789 | 0 | 1.1748e-06 | 0.00011416 | 0 | 0.11353 | 0.0001 | 0.12145 | 0.31155 | 0.0001 | 0
8427 | 1 | 9.3637e-05 | 0.00032209 | 0 | 1.4098e-05 | 0.00011416 | 0 | 0.08237 | 0.0001 | 0.1209 | 0.31135 | 0.0001 | 0
8428 | 1 | 9.1147e-05 | 0.00032309 | 0 | 3.7595e-05 | 0.00011416 | 0 | 0.074281 | 0.0001 | 0.12036 | 0.31113 | 0.0001 | 0
8429 | 1 | 8.8447e-05 | 0.00035819 | 0 | 9.3987e-05 | 0.00011416 | 0 | 0.093715 | 0.0001 | 0.11981 | 0.31093 | 0.0001 | 0
8430 | 1 | 9.6757e-05 | 0.00037049 | 0 | 0.0001821 | 0.00011416 | 0 | 0.099674 | 0.0001 | 0.11925 | 0.31071 | 0.0001 | 0
8431 | 1 | 0.0001175 | 0.00032429 | 0 | 0.0001586 | 0.00011416 | 0 | 0.13483 | 0.0001 | 0.1187 | 0.31051 | 0.0001 | 0
8432 | 1 | 0.000142 | 0.00025889 | 0 | 0.00014685 | 0.00011416 | 0.043871 | 0.12084 | 0.0001 | 0.11815 | 0.31031 | 0.0001 | 0
8433 | 1 | 0.0001519 | 0.00024689 | 0 | 0.00016448 | 0.00011416 | 0.052645 | 0.081907 | 0.0001 | 0.1176 | 0.31009 | 0.0001 | 0
8434 | 1 | 0.0001519 | 0.00022789 | 0 | 0.00018797 | 0.00011416 | 0.061419 | 0.076532 | 0.0001 | 0.11704 | 0.30989 | 0.0001 | 0.036931
8435 | 1 | 0.0001534 | 0.00019719 | 0 | 0.00020677 | 0.00011416 | 0 | 0.085085 | 0.0001 | 0.1165 | 0.30967 | 0.0001 | 0.092701
8436 | 1 | 0.0001548 | 0.0001741 | 0 | 0.00018797 | 0.00011416 | 0.10529 | 0.077857 | 0.0001 | 0.11595 | 0.30947 | 0.0001 | 0.13263
8437 | 1 | 0.000147 | 0.0001905 | 0 | 0.00019032 | 0.00011416 | 0.096516 | 0.076334 | 0.0001 | 0.1154 | 0.30927 | 0.0001 | 0.12286
8438 | 1 | 0.0001504 | 0.0001533 | 0 | 0.00021382 | 0.00011416 | 0.078968 | 0.074281 | 0.0001 | 0.11484 | 0.30905 | 0.0001 | 0.07921
8439 | 1 | 0.0001469 | 0.0001587 | 0 | 0.00022322 | 0.00011416 | 0.026323 | 0.084026 | 0.0001 | 0.11429 | 0.30885 | 0.0001 | 0.019035
8440 | 1 | 0.0001454 | 0.0001602 | 0 | 0.00022322 | 0.00011416 | 0 | 0.057628 | 0.0001 | 0.11374 | 0.30863 | 0.0001 | 0
8441 | 1 | 0.0001493 | 0.0001774 | 0 | 0.00016448 | 0.00011416 | 0 | 0.086818 | 0.0001 | 0.11318 | 0.30843 | 0.0001 | 0
8442 | 1 | 0.00015669 | 0.0001841 | 0 | 0.00011748 | 0.00011416 | 0 | 0.11108 | 0.0001 | 0.11264 | 0.30823 | 0.0001 | 0
8443 | 1 | 0.00015819 | 0.0001639 | 0 | 8.8113e-05 | 0.00011416 | 0 | 0.1418 | 0.0001 | 0.11209 | 0.30801 | 0.0001 | 0
8444 | 1 | 0.0001509 | 0.0001654 | 0 | 5.8742e-05 | 0.00011416 | 0 | 0.20029 | 0.0001 | 0.11154 | 0.30781 | 0.0001 | 0
8445 | 1 | 0.0001422 | 0.0001689 | 0 | 3.7595e-05 | 0.00011416 | 0 | 0.23696 | 0.0001 | 0.11098 | 0.30759 | 0.0001 | 0
8446 | 1 | 0.0001308 | 0.00021919 | 0 | 2.3497e-05 | 0.00011416 | 0 | 0.26011 | 0.0001 | 0.11044 | 0.30739 | 0.0001 | 0
8447 | 1 | 0.0001224 | 0.00027089 | 0 | 9.3987e-06 | 0.00011416 | 0 | 0.22946 | 0.0001 | 0.10988 | 0.30719 | 0.0001 | 0
8448 | 1 | 0.0001099 | 0.00033629 | 0 | 5.8742e-06 | 0.00011416 | 0 | 0.19319 | 0.0001 | 0.10933 | 0.30697 | 0.0001 | 0
8449 | 1 | 0.000113 | 0.00026149 | 0 | 2.3497e-06 | 0.00011416 | 0 | 0.18398 | 0.0001 | 0.10878 | 0.30677 | 0.0001 | 0
8450 | 1 | 0.0001069 | 0.00031009 | 0 | 1.1748e-06 | 0.00011416 | 0 | 0.21183 | 0.0001 | 0.10823 | 0.30655 | 0.0001 | 0
8451 | 1 | 0.0001052 | 0.00029619 | 0 | 1.4098e-05 | 0.00011416 | 0 | 0.27078 | 0.0001 | 0.10768 | 0.30635 | 0.0001 | 0
8452 | 1 | 0.0001055 | 0.00026129 | 0 | 3.7595e-05 | 0.00011416 | 0 | 0.33744 | 0.0001 | 0.10713 | 0.30615 | 0.0001 | 0
8453 | 1 | 0.0001061 | 0.00022179 | 0 | 9.3987e-05 | 0.00011416 | 0 | 0.34951 | 0.0001 | 0.10657 | 0.30593 | 0.0001 | 0
8454 | 1 | 0.0001082 | 0.00028769 | 0 | 0.0001821 | 0.00011416 | 0 | 0.33783 | 0.0001 | 0.10602 | 0.30573 | 0.0001 | 0
8455 | 1 | 0.0001288 | 0.00022839 | 0 | 0.0001586 | 0.00011416 | 0 | 0.28252 | 0.0001 | 0.10547 | 0.30551 | 0.0001 | 0
8456 | 1 | 0.0001454 | 0.00024069 | 0 | 0.00014685 | 0.00011416 | 0 | 0.26873 | 0.0001 | 0.10493 | 0.30531 | 0.0001 | 0
8457 | 1 | 0.0001526 | 0.00023699 | 0 | 0.00016448 | 0.00011416 | 0.0087742 | 0.26064 | 0.0001 | 0.10437 | 0.30511 | 0.0001 | 0
8458 | 1 | 0.0001511 | 0.00023749 | 0 | 0.00018797 | 0.00011416 | 0.061419 | 0.24121 | 0.0001 | 0.10382 | 0.30489 | 0.0001 | 0.046246
8459 | 1 | 0.0001525 | 0.00021229 | 0 | 0.00020677 | 0.00011416 | 0.096516 | 0.18464 | 0.0001 | 0.10327 | 0.30469 | 0.0001 | 0.098589
8460 | 1 | 0.0001551 | 0.0001763 | 0 | 0.00018797 | 0.00011416 | 0.10529 | 0.15758 | 0.0001 | 0.10271 | 0.30447 | 0.0001 | 0.13116
8461 | 1 | 0.0001483 | 0.0001785 | 0 | 0.00019032 | 0.00011416 | 0.10529 | 0.16772 | 0.0001 | 0.10217 | 0.30427 | 0.0001 | 0.12383
8462 | 1 | 0.0001506 | 0.000148 | 0 | 0.00021382 | 0.00011416 | 0.052645 | 0.13303 | 0.0001 | 0.10161 | 0.30407 | 0.0001 | 0.078944
8463 | 1 | 0.0001476 | 0.0001577 | 0 | 0.00022322 | 0.00011416 | 0.017548 | 0.14033 | 0.0001 | 0.10107 | 0.30385 | 0.0001 | 0.020171
8464 | 1 | 0.000142 | 0.00019269 | 0 | 0.00022322 | 0.00011416 | 0 | 0.083628 | 0.0001 | 0.10051 | 0.30365 | 0.0001 | 0
8465 | 1 | 0.0001422 | 0.00024429 | 0 | 0.00016448 | 0.00011416 | 0 | 0.080318 | 0.0001 | 0.099958 | 0.30343 | 0.0001 | 0
8466 | 1 | 0.0001546 | 0.00020479 | 0 | 0.00011748 | 0.00011416 | 0 | 0.081509 | 0.0001 | 0.099412 | 0.30323 | 0.0001 | 0
8467 | 1 | 0.0001541 | 0.00019139 | 0 | 8.8113e-05 | 0.00011416 | 0 | 0.10088 | 0.0001 | 0.098858 | 0.30303 | 0.0001 | 0
8468 | 1 | 0.000149 | 0.0001742 | 0 | 5.8742e-05 | 0.00011416 | 0 | 0.13244 | 0.0001 | 0.098304 | 0.30281 | 0.0001 | 0
8469 | 1 | 0.0001392 | 0.0001889 | 0 | 3.7595e-05 | 0.00011416 | 0 | 0.15956 | 0.0001 | 0.097758 | 0.30261 | 0.0001 | 0
8470 | 1 | 0.0001244 | 0.00028799 | 0 | 2.3497e-05 | 0.00011416 | 0 | 0.1912 | 0.0001 | 0.097204 | 0.30242 | 0.0001 | 0
8471 | 1 | 0.0001234 | 0.00026779 | 0 | 9.3987e-06 | 0.00011416 | 0 | 0.2247 | 0.0001 | 0.09665 | 0.30219 | 0.0001 | 0
8472 | 1 | 0.0001105 | 0.00033849 | 0 | 5.8742e-06 | 0.00011416 | 0 | 0.18398 | 0.0001 | 0.096104 | 0.30199 | 0.0001 | 0
8473 | 1 | 0.0001077 | 0.00032889 | 0 | 2.3497e-06 | 0.00011416 | 0 | 0.21183 | 0.0001 | 0.095129 | 0.30177 | 0.0001 | 0
8474 | 1 | 0.0001022 | 0.00036579 | 0 | 1.1748e-06 | 0.00011416 | 0 | 0.27078 | 0.0001 | 0.093433 | 0.30157 | 0.0001 | 0
8475 | 1 | 0.0001028 | 0.00032239 | 0 | 1.4098e-05 | 0.00011416 | 0 | 0.33744 | 0.0001 | 0.091746 | 0.30138 | 0.0001 | 0
8476 | 1 | 0.0001021 | 0.00028579 | 0 | 3.7595e-05 | 0.00011416 | 0 | 0.34951 | 0.0001 | 0.090059 | 0.30115 | 0.0001 | 0
8477 | 1 | 0.0001031 | 0.00024529 | 0 | 9.3987e-05 | 0.00011416 | 0 | 0.33783 | 0.0001 | 0.088364 | 0.30095 | 0.0001 | 0
8478 | 1 | 0.0001154 | 0.0001816 | 0 | 0.0001821 | 0.00011416 | 0 | 0.28252 | 0.0001 | 0.086677 | 0.30073 | 0.0001 | 0
8479 | 1 | 0.0001314 | 0.0001745 | 0 | 0.0001586 | 0.00011416 | 0 | 0.26873 | 0.0001 | 0.08499 | 0.30053 | 0.0001 | 0
8480 | 1 | 0.0001468 | 0.00019519 | 0 | 0.00014685 | 0.00011416 | 0 | 0.26064 | 0.0001 | 0.083303 | 0.30034 | 0.0001 | 0
8481 | 1 | 0.0001528 | 0.00021519 | 0 | 0.00016448 | 0.00011416 | 0.017548 | 0.24121 | 0.0001 | 0.08161 | 0.30011 | 0.0001 | 0
8482 | 1 | 0.0001548 | 0.00019759 | 0 | 0.00018797 | 0.00011416 | 0.096516 | 0.18464 | 0.0001 | 0.07992 | 0.29991 | 0.0001 | 0.029424
8483 | 1 | 0.00015569 | 0.0001793 | 0 | 0.00020677 | 0.00011416 | 0.14916 | 0.15758 | 0.0001 | 0.078231 | 0.29969 | 0.0001 | 0.13091
8484 | 1 | 0.00015579 | 0.0001596 | 0 | 0.00018797 | 0.00011416 | 0.15794 | 0.16772 | 0.0001 | 0.076542 | 0.29949 | 0.0001 | 0.11096
8485 | 1 | 0.0001502 | 0.000162 | 0 | 0.00019032 | 0.00011416 | 0.15794 | 0.13303 | 0.0001 | 0.074852 | 0.2993 | 0.0001 | 0.17666
8486 | 1 | 0.0001485 | 0.000161 | 0 | 0.00021382 | 0.00011416 | 0.12284 | 0.14033 | 0.0001 | 0.073163 | 0.29907 | 0.0001 | 0.11732
8487 | 1 | 0.0001434 | 0.0001818 | 0 | 0.00022322 | 0.00011416 | 0.052645 | 0.083628 | 0.0001 | 0.071473 | 0.29888 | 0.0001 | 0.028521
8488 | 1 | 0.0001415 | 0.0001874 | 0 | 0.00022322 | 0.00011416 | 0.0087742 | 0.080318 | 0.0001 | 0.069785 | 0.29865 | 0.0001 | 0
8489 | 1 | 0.0001445 | 0.00021379 | 0 | 0.00016448 | 0.00011416 | 0 | 0.081509 | 0.0001 | 0.068095 | 0.29845 | 0.0001 | 0
8490 | 1 | 0.0001549 | 0.000188 | 0 | 0.00011748 | 0.00011416 | 0 | 0.10088 | 0.0001 | 0.066406 | 0.29826 | 0.0001 | 0
8491 | 1 | 0.00015569 | 0.00017 | 0 | 8.8113e-05 | 0.00011416 | 0 | 0.13244 | 0.0001 | 0.064716 | 0.29803 | 0.0001 | 0
8492 | 1 | 0.0001518 | 0.0001454 | 0 | 5.8742e-05 | 0.00011416 | 0 | 0.15956 | 0.0001 | 0.063027 | 0.29784 | 0.0001 | 0
8493 | 1 | 0.000138 | 0.00019689 | 0 | 3.7595e-05 | 0.00011416 | 0 | 0.1912 | 0.0001 | 0.061338 | 0.29761 | 0.0001 | 0
8494 | 1 | 0.0001286 | 0.00023789 | 0 | 2.3497e-05 | 0.00011416 | 0 | 0.2247 | 0.0001 | 0.059648 | 0.29741 | 0.0001 | 0
8495 | 1 | 0.0001285 | 0.00020639 | 0 | 9.3987e-06 | 0.00011416 | 0 | 0.25652 | 0.0001 | 0.05796 | 0.29722 | 0.0001 | 0
8496 | 1 | 0.0001115 | 0.00031289 | 0 | 5.8742e-06 | 0.00011416 | 0 | 0.22131 | 0.0001 | 0.05627 | 0.29699 | 0.0001 | 0
8497 | 1 | 0.0001056 | 0.00033759 | 0 | 2.3497e-06 | 0.00011416 | 0 | 0.22131 | 0.0001 | 0.05458 | 0.29684 | 0.0001 | 0
8498 | 1 | 0.0001014 | 0.00035259 | 0 | 1.1748e-06 | 0.00011416 | 0 | 0.26568 | 0.0001 | 0.052891 | 0.29677 | 0.0001 | 0
8499 | 1 | 0.000103 | 0.00029629 | 0 | 1.4098e-05 | 0.00011416 | 0 | 0.27171 | 0.0001 | 0.051202 | 0.29672 | 0.0001 | 0
8500 | 1 | 9.9967e-05 | 0.00028839 | 0 | 3.7595e-05 | 0.00011416 | 0 | 0.2818 | 0.0001 | 0.049513 | 0.29664 | 0.0001 | 0
8501 | 1 | 9.3807e-05 | 0.00032239 | 0 | 9.3987e-05 | 0.00011416 | 0 | 0.28823 | 0.0001 | 0.047823 | 0.29657 | 0.0001 | 0
8502 | 1 | 0.0001019 | 0.00031109 | 0 | 0.0001821 | 0.00011416 | 0 | 0.29227 | 0.0001 | 0.046134 | 0.29649 | 0.0001 | 0
8503 | 1 | 0.0001215 | 0.00025049 | 0 | 0.0001586 | 0.00011416 | 0 | 0.30639 | 0.0001 | 0.044445 | 0.29644 | 0.0001 | 0
8504 | 1 | 0.000144 | 0.00019159 | 0 | 0.00014685 | 0.00011416 | 0 | 0.31608 | 0.0001 | 0.042755 | 0.29637 | 0.0001 | 0
8505 | 1 | 0.0001534 | 0.0001812 | 0 | 0.00016448 | 0.00011416 | 0.0087742 | 0.29108 | 0.0001 | 0.041066 | 0.2963 | 0.0001 | 0
8506 | 1 | 0.00015639 | 0.0001575 | 0 | 0.00018797 | 0.00011416 | 0.10529 | 0.25315 | 0.0001 | 0.039376 | 0.29624 | 0.0001 | 0
8507 | 1 | 0.00016099 | 0.0001286 | 0 | 0.00020677 | 0.00011416 | 0.14916 | 0.21401 | 0.0001 | 0.037688 | 0.29617 | 0.0001 | 0
8508 | 1 | 0.00016099 | 0.0001185 | 0 | 0.00018797 | 0.00011416 | 0.13161 | 0.18775 | 0.0001 | 0.035998 | 0.2961 | 0.0001 | 0
8509 | 1 | 0.0001536 | 0.0001456 | 0 | 0.00019032 | 0.00011416 | 0.11406 | 0.13768 | 0.0001 | 0.034308 | 0.29602 | 0.0001 | 0
8510 | 1 | 0.000155 | 0.0001262 | 0 | 0.00021382 | 0.00011416 | 0.061419 | 0.10286 | 0.0001 | 0.032619 | 0.29597 | 0.0001 | 0
8511 | 1 | 0.000152 | 0.0001391 | 0 | 0.00022322 | 0.00011416 | 0.017548 | 0.09643 | 0.0001 | 0.03093 | 0.2959 | 0.0001 | 0
8512 | 1 | 0.0001501 | 0.0001452 | 0 | 0.00022322 | 0.00011416 | 0 | 0.086222 | 0.0001 | 0.029241 | 0.29582 | 0.0001 | 0
8513 | 1 | 0.0001529 | 0.0001562 | 0 | 0.00016448 | 0.00011416 | 0 | 0.091055 | 0.0001 | 0.027551 | 0.29577 | 0.0001 | 0
8514 | 1 | 0.00015579 | 0.0001486 | 0 | 0.00011748 | 0.00011416 | 0 | 0.083363 | 0.0001 | 0.025862 | 0.2957 | 0.0001 | 0
8515 | 1 | 0.0001552 | 0.0001287 | 0 | 8.8113e-05 | 0.00011416 | 0 | 0.091453 | 0.0001 | 0.024173 | 0.29563 | 0.0001 | 0
8516 | 1 | 0.0001491 | 0.0001261 | 0 | 5.8742e-05 | 0.00011416 | 0 | 0.083363 | 0.0001 | 0.022483 | 0.29555 | 0.0001 | 0
8517 | 1 | 0.0001398 | 0.0001273 | 0 | 3.7595e-05 | 0.00011416 | 0 | 0.079324 | 0.0001 | 0.020794 | 0.29551 | 0.0001 | 0
8518 | 1 | 0.0001315 | 0.0001581 | 0 | 2.3497e-05 | 0.00011416 | 0 | 0.076466 | 0.0001 | 0.019104 | 0.29543 | 0.0001 | 0
8519 | 1 | 0.0001248 | 0.00019089 | 0 | 9.3987e-06 | 0.00011416 | 0 | 0.071621 | 0.0001 | 0.017416 | 0.29535 | 0.0001 | 0
8520 | 1 | 0.0001131 | 0.00024209 | 0 | 5.8742e-06 | 0.00011416 | 0 | 0.074943 | 0.0001 | 0.015726 | 0.29531 | 0.0001 | 0
8521 | 1 | 0.0001079 | 0.00025019 | 0 | 2.3497e-06 | 0.00011416 | 0 | 0.06042 | 0.0001 | 0.014036 | 0.29523 | 0.0001 | 0
8522 | 1 | 0.0001035 | 0.00026589 | 0 | 1.1748e-06 | 0.00011416 | 0 | 0.044165 | 0.0001 | 0.012348 | 0.29515 | 0.0001 | 0
8523 | 1 | 0.0001033 | 0.00022769 | 0 | 1.4098e-05 | 0.00011416 | 0 | 0.047023 | 0.0001 | 0.010658 | 0.29509 | 0.0001 | 0
8524 | 1 | 0.0001006 | 0.00022989 | 0 | 3.7595e-05 | 0.00011416 | 0 | 0.049539 | 0.0001 | 0.0089687 | 0.29503 | 0.0001 | 0
8525 | 1 | 9.6697e-05 | 0.00024779 | 0 | 9.3987e-05 | 0.00011416 | 0 | 0.075473 | 0.0001 | 0.0072796 | 0.29496 | 0.0001 | 0
8526 | 1 | 0.0001035 | 0.00025439 | 0 | 0.0001821 | 0.00011416 | 0 | 0.12634 | 0.0001 | 0.0055903 | 0.29489 | 0.0001 | 0
8527 | 1 | 0.0001196 | 0.00021729 | 0 | 0.0001586 | 0.00011416 | 0 | 0.13887 | 0.0001 | 0.0039009 | 0.29484 | 0.0001 | 0
8528 | 1 | 0.0001396 | 0.0001725 | 0 | 0.00014685 | 0.00011416 | 0 | 0.15379 | 0.0001 | 0.0022116 | 0.29476 | 0.0001 | 0
8529 | 1 | 0.0001496 | 0.0001646 | 0 | 0.00016448 | 0.00011416 | 0.035097 | 0.12435 | 0.0001 | 0.00057788 | 0.29469 | 0.0001 | 0
8530 | 1 | 0.0001499 | 0.000156 | 0 | 0.00018797 | 0.00011416 | 0.12284 | 0.12847 | 0.0001 | 0.001167 | 0.29461 | 0.0001 | 0
8531 | 1 | 0.0001518 | 0.0001431 | 0 | 0.00020677 | 0.00011416 | 0.12284 | 0.1018 | 0.0001 | 0.0028563 | 0.29456 | 0.0001 | 0
8532 | 1 | 0.0001519 | 0.000137 | 0 | 0.00018797 | 0.00011416 | 0.20181 | 0.12634 | 0.0001 | 0.0045457 | 0.29449 | 0.0001 | 0
8533 | 1 | 0.0001453 | 0.0001664 | 0 | 0.00019032 | 0.00011416 | 0.21058 | 0.10698 | 0.0001 | 0.006235 | 0.29441 | 0.0001 | 0
8534 | 1 | 0.0001449 | 0.0001451 | 0 | 0.00021382 | 0.00011416 | 0.17548 | 0.066589 | 0.0001 | 0.0079244 | 0.29434 | 0.0001 | 0
8535 | 1 | 0.0001405 | 0.0001594 | 0 | 0.00022322 | 0.00011416 | 0.070194 | 0.087215 | 0.0001 | 0.0096138 | 0.29429 | 0.0001 | 0
8536 | 1 | 0.0001374 | 0.0001601 | 0 | 0.00022322 | 0.00011416 | 0.0087742 | 0.072626 | 0.0001 | 0.011303 | 0.29422 | 0.0001 | 0
8537 | 1 | 0.0001392 | 0.0001672 | 0 | 0.00016448 | 0.00011416 | 0 | 0.062142 | 0.0001 | 0.012993 | 0.29414 | 0.0001 | 0
8538 | 1 | 0.0001463 | 0.0001614 | 0 | 0.00011748 | 0.00011416 | 0 | 0.055642 | 0.0001 | 0.014682 | 0.29409 | 0.0001 | 0
8539 | 1 | 0.000147 | 0.0001448 | 0 | 8.8113e-05 | 0.00011416 | 0 | 0.077989 | 0.0001 | 0.016371 | 0.29402 | 0.0001 | 0
8540 | 1 | 0.00014 | 0.0001496 | 0 | 5.8742e-05 | 0.00011416 | 0 | 0.082834 | 0.0001 | 0.018061 | 0.29394 | 0.0001 | 0
8541 | 1 | 0.0001316 | 0.0001589 | 0 | 3.7595e-05 | 0.00011416 | 0 | 0.10346 | 0.0001 | 0.01975 | 0.29387 | 0.0001 | 0
8542 | 1 | 0.0001233 | 0.00019849 | 0 | 2.3497e-05 | 0.00011416 | 0 | 0.13622 | 0.0001 | 0.021439 | 0.29382 | 0.0001 | 0
8543 | 1 | 0.0001178 | 0.00024339 | 0 | 9.3987e-06 | 0.00011416 | 0 | 0.15923 | 0.0001 | 0.023128 | 0.29374 | 0.0001 | 0
8544 | 1 | 0.0001066 | 0.00031889 | 0 | 5.8742e-06 | 0.00011416 | 0 | 0.179 | 0.0001 | 0.024818 | 0.29367 | 0.0001 | 0
8545 | 1 | 0.0001032 | 0.00032899 | 0 | 2.3497e-06 | 0.00011416 | 0 | 0.19114 | 0.0001 | 0.026507 | 0.29362 | 0.0001 | 0
8546 | 1 | 9.9657e-05 | 0.00034149 | 0 | 1.1748e-06 | 0.00011416 | 0 | 0.21813 | 0.0001 | 0.028196 | 0.29355 | 0.0001 | 0
8547 | 1 | 9.9497e-05 | 0.00029629 | 0 | 1.4098e-05 | 0.00011416 | 0 | 0.26011 | 0.0001 | 0.029886 | 0.29347 | 0.0001 | 0
8548 | 1 | 9.5157e-05 | 0.00029629 | 0 | 3.7595e-05 | 0.00011416 | 0 | 0.28233 | 0.0001 | 0.031575 | 0.2934 | 0.0001 | 0
8549 | 1 | 8.7067e-05 | 0.00033019 | 0 | 9.3987e-05 | 0.00011416 | 0 | 0.33279 | 0.0001 | 0.033264 | 0.29335 | 0.0001 | 0
8550 | 1 | 8.7207e-05 | 0.00033709 | 0 | 0.0001821 | 0.00011416 | 0 | 0.34294 | 0.0001 | 0.034954 | 0.29327 | 0.0001 | 0
8551 | 1 | 9.1117e-05 | 0.00029049 | 0 | 0.0001586 | 0.00011416 | 0 | 0.32437 | 0.0001 | 0.036643 | 0.2932 | 0.0001 | 0
8552 | 1 | 0.0001005 | 0.00023009 | 0 | 0.00014685 | 0.00011416 | 0 | 0.29446 | 0.0001 | 0.038333 | 0.29315 | 0.0001 | 0
8553 | 1 | 0.0001088 | 0.00021599 | 0 | 0.00016448 | 0.00011416 | 0.017548 | 0.26256 | 0.0001 | 0.040021 | 0.29307 | 0.0001 | 0
8554 | 1 | 0.0001158 | 0.00019729 | 0 | 0.00018797 | 0.00011416 | 0.087742 | 0.20313 | 0.0001 | 0.041711 | 0.29301 | 0.0001 | 0
8555 | 1 | 0.0001197 | 0.0001735 | 0 | 0.00020677 | 0.00011416 | 0.12284 | 0.072493 | 0.0001 | 0.0434 | 0.29293 | 0.0001 | 0.033149
8556 | 1 | 0.0001205 | 0.0001613 | 0 | 0.00018797 | 0.00011416 | 0.10529 | 0.07534 | 0.0001 | 0.04509 | 0.29288 | 0.0001 | 0.11197
8557 | 1 | 0.0001203 | 0.0001882 | 0 | 0.00019032 | 0.00011416 | 0.087742 | 0.075804 | 0.0001 | 0.046779 | 0.29281 | 0.0001 | 0.13582
8558 | 1 | 0.0001223 | 0.0001553 | 0 | 0.00021382 | 0.00011416 | 0.052645 | 0.1085 | 0.0001 | 0.048468 | 0.29273 | 0.0001 | 0.092464
8559 | 1 | 0.0001197 | 0.000158 | 0 | 0.00022322 | 0.00011416 | 0.0087742 | 0.11659 | 0.0001 | 0.050158 | 0.29268 | 0.0001 | 0.04359
8560 | 1 | 0.000118 | 0.0001604 | 0 | 0.00022322 | 0.00011416 | 0 | 0.10055 | 0.0001 | 0.051847 | 0.29261 | 0.0001 | 0
8561 | 1 | 0.0001217 | 0.0001766 | 0 | 0.00016448 | 0.00011416 | 0 | 0.11553 | 0.0001 | 0.053536 | 0.29253 | 0.0001 | 0
8562 | 1 | 0.0001321 | 0.0001787 | 0 | 0.00011748 | 0.00011416 | 0 | 0.15718 | 0.0001 | 0.055226 | 0.29245 | 0.0001 | 0
8563 | 1 | 0.0001338 | 0.000163 | 0 | 8.8113e-05 | 0.00011416 | 0 | 0.22224 | 0.0001 | 0.056915 | 0.2924 | 0.0001 | 0
8564 | 1 | 0.0001283 | 0.0001645 | 0 | 5.8742e-05 | 0.00011416 | 0 | 0.29253 | 0.0001 | 0.058605 | 0.29234 | 0.0001 | 0
8565 | 1 | 0.0001206 | 0.000167 | 0 | 3.7595e-05 | 0.00011416 | 0 | 0.35183 | 0.0001 | 0.060293 | 0.29226 | 0.0001 | 0
8566 | 1 | 0.0001134 | 0.00020929 | 0 | 2.3497e-05 | 0.00011416 | 0 | 0.35575 | 0.0001 | 0.061983 | 0.29221 | 0.0001 | 0
8567 | 1 | 0.0001089 | 0.00024999 | 0 | 9.3987e-06 | 0.00011416 | 0 | 0.34281 | 0.0001 | 0.063672 | 0.29214 | 0.0001 | 0
8568 | 1 | 9.9387e-05 | 0.00031489 | 0 | 5.8742e-06 | 0.00011416 | 0 | 0.3125 | 0.0001 | 0.065362 | 0.29206 | 0.0001 | 0
8569 | 1 | 9.4947e-05 | 0.00032339 | 0 | 2.3497e-06 | 0.00011416 | 0 | 0.33903 | 0.0001 | 0.067051 | 0.29199 | 0.0001 | 0
8570 | 1 | 9.0137e-05 | 0.00032839 | 0 | 1.1748e-06 | 0.00011416 | 0 | 0.37252 | 0.0001 | 0.06874 | 0.29194 | 0.0001 | 0
8571 | 1 | 9.1267e-05 | 0.00027549 | 0 | 1.4098e-05 | 0.00011416 | 0 | 0.40229 | 0.0001 | 0.07043 | 0.29186 | 0.0001 | 0
8572 | 1 | 8.7737e-05 | 0.00027269 | 0 | 3.7595e-05 | 0.00011416 | 0 | 0.39374 | 0.0001 | 0.072118 | 0.29178 | 0.0001 | 0
8573 | 1 | 8.1927e-05 | 0.00028809 | 0 | 9.3987e-05 | 0.00011416 | 0 | 0.37756 | 0.0001 | 0.073808 | 0.29174 | 0.0001 | 0
8574 | 1 | 8.1667e-05 | 0.00030309 | 0 | 0.0001821 | 0.00011416 | 0 | 0.34526 | 0.0001 | 0.075498 | 0.29166 | 0.0001 | 0
8575 | 1 | 8.3187e-05 | 0.00025969 | 0 | 0.0001586 | 0.00011416 | 0 | 0.35694 | 0.0001 | 0.077187 | 0.29159 | 0.0001 | 0
8576 | 1 | 8.7417e-05 | 0.00020099 | 0 | 0.00014685 | 0.00011416 | 0 | 0.31741 | 0.0001 | 0.078876 | 0.29152 | 0.0001 | 0
8577 | 1 | 9.5097e-05 | 0.0001767 | 0 | 0.00016448 | 0.00011416 | 0.017548 | 0.31097 | 0.0001 | 0.080565 | 0.29147 | 0.0001 | 0
8578 | 1 | 0.0001039 | 0.0001565 | 0 | 0.00018797 | 0.00011416 | 0.13161 | 0.30361 | 0.0001 | 0.082255 | 0.29139 | 0.0001 | 0.066981
8579 | 1 | 0.0001105 | 0.0001223 | 0 | 0.00020677 | 0.00011416 | 0.11406 | 0.32172 | 0.0001 | 0.083948 | 0.29132 | 0.0001 | 0.1024
8580 | 1 | 0.0001142 | 0.0001014 | 0 | 0.00018797 | 0.00011416 | 0.11406 | 0.3192 | 0.0001 | 0.085635 | 0.29127 | 0.0001 | 0.075936
8581 | 1 | 0.0001163 | 0.0001122 | 0 | 0.00019032 | 0.00011416 | 0.14916 | 0.30143 | 0.0001 | 0.087322 | 0.29119 | 0.0001 | 0.074446
8582 | 1 | 0.0001146 | 8.9398e-05 | 0 | 0.00021382 | 0.00011416 | 0.12284 | 0.29141 | 0.0001 | 0.089009 | 0.29112 | 0.0001 | 0.034481
8583 | 1 | 0.0001115 | 8.7778e-05 | 0 | 0.00022322 | 0.00011416 | 0.052645 | 0.32497 | 0.0001 | 0.090704 | 0.29105 | 0.0001 | 0
8584 | 1 | 0.0001115 | 8.5268e-05 | 0 | 0.00022322 | 0.00011416 | 0.0087742 | 0.31774 | 0.0001 | 0.092391 | 0.29099 | 0.0001 | 0
8585 | 1 | 0.0001191 | 8.9558e-05 | 0 | 0.00016448 | 0.00011416 | 0 | 0.31483 | 0.0001 | 0.094078 | 0.29093 | 0.0001 | 0
8586 | 1 | 0.00013 | 8.8178e-05 | 0 | 0.00011748 | 0.00011416 | 0 | 0.31323 | 0.0001 | 0.095765 | 0.29085 | 0.0001 | 0
8587 | 1 | 0.0001317 | 8.1218e-05 | 0 | 8.8113e-05 | 0.00011416 | 0 | 0.31044 | 0.0001 | 0.097461 | 0.2908 | 0.0001 | 0
8588 | 1 | 0.0001276 | 8.5298e-05 | 0 | 5.8742e-05 | 0.00011416 | 0 | 0.28942 | 0.0001 | 0.099148 | 0.29073 | 0.0001 | 0
8589 | 1 | 0.0001216 | 9.0708e-05 | 0 | 3.7595e-05 | 0.00011416 | 0 | 0.2491 | 0.0001 | 0.10083 | 0.29065 | 0.0001 | 0
8590 | 1 | 0.0001156 | 0.0001179 | 0 | 2.3497e-05 | 0.00011416 | 0 | 0.20434 | 0.0001 | 0.10252 | 0.29057 | 0.0001 | 0
8591 | 1 | 0.0001132 | 0.0001335 | 0 | 9.3987e-06 | 0.00011416 | 0 | 0.16633 | 0.0001 | 0.10422 | 0.29052 | 0.0001 | 0
8592 | 1 | 0.0001032 | 0.0001671 | 0 | 5.8742e-06 | 0.00011416 | 0 | 0.16315 | 0.0001 | 0.10591 | 0.29045 | 0.0001 | 0
8593 | 1 | 9.7887e-05 | 0.0001694 | 0 | 2.3497e-06 | 0.00011416 | 0 | 0.15745 | 0.0001 | 0.11841 | 0.29038 | 0.0001 | 0
8594 | 1 | 9.1947e-05 | 0.0001803 | 0 | 1.1748e-06 | 0.00011416 | 0 | 0.16229 | 0.0001 | 0.11671 | 0.29032 | 0.0001 | 0
8595 | 1 | 9.1007e-05 | 0.0001556 | 0 | 1.4098e-05 | 0.00011416 | 0 | 0.15419 | 0.0001 | 0.11502 | 0.29026 | 0.0001 | 0
8596 | 1 | 8.9807e-05 | 0.0001595 | 0 | 3.7595e-05 | 0.00011416 | 0 | 0.13277 | 0.0001 | 0.11333 | 0.29018 | 0.0001 | 0
8597 | 1 | 8.8607e-05 | 0.0001782 | 0 | 9.3987e-05 | 0.00011416 | 0 | 0.12269 | 0.0001 | 0.11164 | 0.2901 | 0.0001 | 0
8598 | 1 | 9.4067e-05 | 0.0001846 | 0 | 0.0001821 | 0.00011416 | 0 | 0.13443 | 0.0001 | 0.10995 | 0.29006 | 0.0001 | 0
8599 | 1 | 0.000103 | 0.0001701 | 0 | 0.0001586 | 0.00011416 | 0 | 0.14332 | 0.0001 | 0.10826 | 0.28998 | 0.0001 | 0
8600 | 1 | 0.000115 | 0.0001378 | 0 | 0.00014685 | 0.00011416 | 0 | 0.15698 | 0.0001 | 0.10657 | 0.2899 | 0.0001 | 0
8601 | 1 | 0.0001238 | 0.0001367 | 0 | 0.00016448 | 0.00011416 | 0.043871 | 0.15379 | 0.0001 | 0.10489 | 0.28986 | 0.0001 | 0
8602 | 1 | 0.0001272 | 0.0001277 | 0 | 0.00018797 | 0.00011416 | 0.21058 | 0.15174 | 0.0001 | 0.1032 | 0.28978 | 0.0001 | 0.091489
8603 | 1 | 0.0001286 | 0.000105 | 0 | 0.00020677 | 0.00011416 | 0.31587 | 0.17031 | 0.0001 | 0.1015 | 0.2897 | 0.0001 | 0.17075
8604 | 1 | 0.0001288 | 8.7938e-05 | 0 | 0.00018797 | 0.00011416 | 0.33342 | 0.18204 | 0.0001 | 0.099818 | 0.28964 | 0.0001 | 0.22419
8605 | 1 | 0.0001271 | 9.3618e-05 | 0 | 0.00019032 | 0.00011416 | 0.28077 | 0.19094 | 0.0001 | 0.098131 | 0.28959 | 0.0001 | 0.21891
8606 | 1 | 0.0001259 | 7.5928e-05 | 0 | 0.00021382 | 0.00011416 | 0.22813 | 0.19658 | 0.0001 | 0.096444 | 0.28951 | 0.0001 | 0.10458
8607 | 1 | 0.0001231 | 7.9738e-05 | 0 | 0.00022322 | 0.00011416 | 0.11406 | 0.20194 | 0.0001 | 0.094748 | 0.28944 | 0.0001 | 0.064533
8608 | 1 | 0.0001216 | 8.1388e-05 | 0 | 0.00022322 | 0.00011416 | 0.0087742 | 0.23033 | 0.0001 | 0.093061 | 0.28939 | 0.0001 | 0
8609 | 1 | 0.0001261 | 9.6467e-05 | 0 | 0.00016448 | 0.00011416 | 0 | 0.25818 | 0.0001 | 0.091374 | 0.28931 | 0.0001 | 0
8610 | 1 | 0.0001368 | 0.0001122 | 0 | 0.00011748 | 0.00011416 | 0 | 0.2686 | 0.0001 | 0.089679 | 0.28924 | 0.0001 | 0
8611 | 1 | 0.0001386 | 0.0001058 | 0 | 8.8113e-05 | 0.00011416 | 0 | 0.24605 | 0.0001 | 0.087992 | 0.28916 | 0.0001 | 0
8612 | 1 | 0.0001328 | 0.0001125 | 0 | 5.8742e-05 | 0.00011416 | 0 | 0.2428 | 0.0001 | 0.086305 | 0.28911 | 0.0001 | 0
8613 | 1 | 0.0001253 | 0.0001165 | 0 | 3.7595e-05 | 0.00011416 | 0 | 0.25685 | 0.0001 | 0.084618 | 0.28904 | 0.0001 | 0
8614 | 1 | 0.0001173 | 0.0001567 | 0 | 2.3497e-05 | 0.00011416 | 0 | 0.2617 | 0.0001 | 0.082922 | 0.28897 | 0.0001 | 0
8615 | 1 | 0.0001129 | 0.0001867 | 0 | 9.3987e-06 | 0.00011416 | 0 | 0.26575 | 0.0001 | 0.081235 | 0.28891 | 0.0001 | 0
8616 | 1 | 0.0001028 | 0.00023459 | 0 | 5.8742e-06 | 0.00011416 | 0 | 0.27755 | 0.0001 | 0.079546 | 0.28885 | 0.0001 | 0
8617 | 1 | 0.0001032 | 0.0001793 | 0 | 2.3497e-06 | 0.00011416 | 0 | 0.293 | 0.0001 | 0.077858 | 0.28877 | 0.0001 | 0
8618 | 1 | 9.6067e-05 | 0.00021729 | 0 | 1.1748e-06 | 0.00011416 | 0 | 0.30514 | 0.0001 | 0.076167 | 0.28869 | 0.0001 | 0
8619 | 1 | 9.3677e-05 | 0.00020679 | 0 | 1.4098e-05 | 0.00011416 | 0 | 0.3011 | 0.0001 | 0.074478 | 0.28864 | 0.0001 | 0
8620 | 1 | 9.3487e-05 | 0.0001841 | 0 | 3.7595e-05 | 0.00011416 | 0 | 0.30633 | 0.0001 | 0.072788 | 0.28857 | 0.0001 | 0
8621 | 1 | 9.3807e-05 | 0.000147 | 0 | 9.3987e-05 | 0.00011416 | 0 | 0.30514 | 0.0001 | 0.0711 | 0.28849 | 0.0001 | 0
8622 | 1 | 9.3897e-05 | 0.0001901 | 0 | 0.0001821 | 0.00011416 | 0 | 0.30998 | 0.0001 | 0.06941 | 0.28843 | 0.0001 | 0
8623 | 1 | 0.0001028 | 0.0001389 | 0 | 0.0001586 | 0.00011416 | 0 | 0.30833 | 0.0001 | 0.067721 | 0.28837 | 0.0001 | 0
8624 | 1 | 0.0001077 | 0.0001445 | 0 | 0.00014685 | 0.00011416 | 0 | 0.30341 | 0.0001 | 0.066031 | 0.2883 | 0.0001 | 0
8625 | 1 | 0.0001147 | 0.0001397 | 0 | 0.00016448 | 0.00011416 | 0.017548 | 0.28478 | 0.0001 | 0.064342 | 0.28822 | 0.0001 | 0
8626 | 1 | 0.0001182 | 0.0001344 | 0 | 0.00018797 | 0.00011416 | 0.15794 | 0.28883 | 0.0001 | 0.062653 | 0.28818 | 0.0001 | 0.056956
8627 | 1 | 0.0001202 | 0.0001167 | 0 | 0.00020677 | 0.00011416 | 0.17548 | 0.29247 | 0.0001 | 0.060963 | 0.2881 | 0.0001 | 0.15325
8628 | 1 | 0.0001201 | 8.3308e-05 | 0 | 0.00018797 | 0.00011416 | 0.21058 | 0.31502 | 0.0001 | 0.059274 | 0.28802 | 0.0001 | 0.2117
8629 | 1 | 0.000121 | 7.8378e-05 | 0 | 0.00019032 | 0.00011416 | 0.28077 | 0.332 | 0.0001 | 0.057585 | 0.28795 | 0.0001 | 0.13813
8630 | 1 | 0.0001182 | 6.5938e-05 | 0 | 0.00021382 | 0.00011416 | 0.21058 | 0.33691 | 0.0001 | 0.055895 | 0.2879 | 0.0001 | 0.046952
8631 | 1 | 0.0001149 | 7.3648e-05 | 0 | 0.00022322 | 0.00011416 | 0.096516 | 0.3446 | 0.0001 | 0.054206 | 0.28782 | 0.0001 | 0
8632 | 1 | 0.0001138 | 8.6458e-05 | 0 | 0.00022322 | 0.00011416 | 0.0087742 | 0.35793 | 0.0001 | 0.052516 | 0.28775 | 0.0001 | 0
8633 | 1 | 0.0001162 | 0.0001202 | 0 | 0.00016448 | 0.00011416 | 0 | 0.28651 | 0.0001 | 0.050828 | 0.2877 | 0.0001 | 0
8634 | 1 | 0.0001257 | 9.6707e-05 | 0 | 0.00011748 | 0.00011416 | 0 | 0.22708 | 0.0001 | 0.049138 | 0.28763 | 0.0001 | 0
8635 | 1 | 0.000124 | 7.9408e-05 | 0 | 8.8113e-05 | 0.00011416 | 0 | 0.22138 | 0.0001 | 0.047449 | 0.28756 | 0.0001 | 0
8636 | 1 | 0.000117 | 6.8118e-05 | 0 | 5.8742e-05 | 0.00011416 | 0 | 0.2052 | 0.0001 | 0.045759 | 0.28748 | 0.0001 | 0
8637 | 1 | 0.0001099 | 6.8548e-05 | 0 | 3.7595e-05 | 0.00011416 | 0 | 0.15798 | 0.0001 | 0.04407 | 0.28743 | 0.0001 | 0
8638 | 1 | 0.0001062 | 0.0001013 | 0 | 2.3497e-05 | 0.00011416 | 0 | 0.11831 | 0.0001 | 0.042381 | 0.28736 | 0.0001 | 0
8639 | 1 | 0.0001111 | 8.9438e-05 | 0 | 9.3987e-06 | 0.00011416 | 0 | 0.10339 | 0.0001 | 0.040691 | 0.28728 | 0.0001 | 0
8640 | 1 | 0.0001083 | 0.0001056 | 0 | 5.8742e-06 | 0.00011416 | 0 | 0.096562 | 0.0001 | 0.039002 | 0.28723 | 0.0001 | 0
8641 | 1 | 0.0001056 | 0.000106 | 0 | 2.3497e-06 | 0.00011416 | 0 | 0.07395 | 0.0001 | 0.037933 | 0.28716 | 0.0001 | 0
8642 | 1 | 9.8757e-05 | 0.0001351 | 0 | 1.1748e-06 | 0.00011416 | 0 | 0.053722 | 0.0001 | 0.037897 | 0.28708 | 0.0001 | 0
8643 | 1 | 9.6137e-05 | 0.0001047 | 0 | 1.4098e-05 | 0.00011416 | 0 | 0.048016 | 0.0001 | 0.03786 | 0.28701 | 0.0001 | 0
8644 | 1 | 9.2357e-05 | 9.7887e-05 | 0 | 3.7595e-05 | 0.00011416 | 0 | 0.037797 | 0.0001 | 0.037825 | 0.28696 | 0.0001 | 0
8645 | 1 | 8.8347e-05 | 9.6327e-05 | 0 | 9.3987e-05 | 0.00011416 | 0 | 0.037797 | 0.0001 | 0.037789 | 0.28689 | 0.0001 | 0
8646 | 1 | 9.0067e-05 | 8.6688e-05 | 0 | 0.0001821 | 0.00011416 | 0 | 0.032103 | 0.0001 | 0.037754 | 0.28681 | 0.0001 | 0
8647 | 1 | 8.8937e-05 | 7.4978e-05 | 0 | 0.0001586 | 0.00011416 | 0 | 0.029244 | 0.0001 | 0.037717 | 0.28676 | 0.0001 | 0
8648 | 1 | 8.5947e-05 | 8.3438e-05 | 0 | 0.00014685 | 0.00011416 | 0 | 0.052795 | 0.0001 | 0.037681 | 0.28669 | 0.0001 | 0
8649 | 1 | 8.7907e-05 | 0.0001017 | 0 | 0.00016448 | 0.00011416 | 0.035097 | 0.073553 | 0.0001 | 0.037645 | 0.28661 | 0.0001 | 0
8650 | 1 | 9.5097e-05 | 9.1638e-05 | 0 | 0.00018797 | 0.00011416 | 0.14039 | 0.11148 | 0.0001 | 0.037609 | 0.28654 | 0.0001 | 0
8651 | 1 | 9.9997e-05 | 9.6307e-05 | 0 | 0.00020677 | 0.00011416 | 0.19303 | 0.14491 | 0.0001 | 0.037573 | 0.28649 | 0.0001 | 0
8652 | 1 | 9.9287e-05 | 0.0001125 | 0 | 0.00018797 | 0.00011416 | 0.17548 | 0.23338 | 0.0001 | 0.037536 | 0.28641 | 0.0001 | 0
8653 | 1 | 0.0001049 | 0.0001298 | 0 | 0.00019032 | 0.00011416 | 0.13161 | 0.2989 | 0.0001 | 0.037501 | 0.28634 | 0.0001 | 0
8654 | 1 | 0.0001006 | 0.0001432 | 0 | 0.00021382 | 0.00011416 | 0.10529 | 0.3385 | 0.0001 | 0.037465 | 0.28629 | 0.0001 | 0
8655 | 1 | 9.4797e-05 | 0.0001831 | 0 | 0.00022322 | 0.00011416 | 0.052645 | 0.40223 | 0.0001 | 0.037429 | 0.28622 | 0.0001 | 0
8656 | 1 | 9.3797e-05 | 0.00020189 | 0 | 0.00022322 | 0.00011416 | 0.017548 | 0.43937 | 0.0001 | 0.037392 | 0.28614 | 0.0001 | 0
8657 | 1 | 9.7947e-05 | 0.00021049 | 0 | 0.00016448 | 0.00011416 | 0 | 0.44746 | 0.0001 | 0.037356 | 0.28607 | 0.0001 | 0
8658 | 1 | 0.0001083 | 0.0001659 | 0 | 0.00011748 | 0.00011416 | 0 | 0.43618 | 0.0001 | 0.03732 | 0.28602 | 0.0001 | 0
8659 | 1 | 0.0001101 | 0.0001442 | 0 | 8.8113e-05 | 0.00011416 | 0 | 0.38459 | 0.0001 | 0.037285 | 0.28594 | 0.0001 | 0
8660 | 1 | 0.0001091 | 0.0001204 | 0 | 5.8742e-05 | 0.00011416 | 0 | 0.36688 | 0.0001 | 0.037248 | 0.28587 | 0.0001 | 0
8661 | 1 | 0.0001016 | 0.0001588 | 0 | 3.7595e-05 | 0.00011416 | 0 | 0.37086 | 0.0001 | 0.037212 | 0.28582 | 0.0001 | 0
8662 | 1 | 9.8697e-05 | 0.0001899 | 0 | 2.3497e-05 | 0.00011416 | 0 | 0.35992 | 0.0001 | 0.037176 | 0.28574 | 0.0001 | 0
8663 | 1 | 0.0001041 | 0.000163 | 0 | 9.3987e-06 | 0.00011416 | 0 | 0.38532 | 0.0001 | 0.03714 | 0.28568 | 0.0001 | 0
8664 | 1 | 9.3717e-05 | 0.00024759 | 0 | 5.8742e-06 | 0.00011416 | 0 | 0.43453 | 0.0001 | 0.037105 | 0.2856 | 0.0001 | 0
8665 | 1 | 8.9767e-05 | 0.00026839 | 0 | 2.3497e-06 | 0.00011416 | 0 | 0.43241 | 0.0001 | 0.037069 | 0.28557 | 0.0001 | 0
8666 | 1 | 8.5747e-05 | 0.00028079 | 0 | 1.1748e-06 | 0.00011416 | 0 | 0.41736 | 0.0001 | 0.037032 | 0.28562 | 0.0001 | 0
8667 | 1 | 8.6097e-05 | 0.00024039 | 0 | 1.4098e-05 | 0.00011416 | 0 | 0.3899 | 0.0001 | 0.036996 | 0.28568 | 0.0001 | 0
8668 | 1 | 8.2547e-05 | 0.00024339 | 0 | 3.7595e-05 | 0.00011416 | 0 | 0.36045 | 0.0001 | 0.03696 | 0.28572 | 0.0001 | 0
8669 | 1 | 7.6488e-05 | 0.00027509 | 0 | 9.3987e-05 | 0.00011416 | 0 | 0.3448 | 0.0001 | 0.036924 | 0.28577 | 0.0001 | 0
8670 | 1 | 7.7358e-05 | 0.00028479 | 0 | 0.0001821 | 0.00011416 | 0 | 0.33319 | 0.0001 | 0.036889 | 0.28582 | 0.0001 | 0
8671 | 1 | 7.9417e-05 | 0.00024779 | 0 | 0.0001586 | 0.00011416 | 0 | 0.31959 | 0.0001 | 0.036851 | 0.28587 | 0.0001 | 0
8672 | 1 | 8.3657e-05 | 0.00019859 | 0 | 0.00014685 | 0.00011416 | 0 | 0.29055 | 0.0001 | 0.036816 | 0.28592 | 0.0001 | 0
8673 | 1 | 9.0147e-05 | 0.00019389 | 0 | 0.00016448 | 0.00011416 | 0.017548 | 0.25002 | 0.0001 | 0.03678 | 0.28597 | 0.0001 | 0
8674 | 1 | 9.8407e-05 | 0.0001869 | 0 | 0.00018797 | 0.00011416 | 0.070194 | 0.24757 | 0.0001 | 0.036744 | 0.28602 | 0.0001 | 0
8675 | 1 | 0.0001052 | 0.0001751 | 0 | 0.00020677 | 0.00011416 | 0.078968 | 0.19538 | 0.0001 | 0.036708 | 0.28607 | 0.0001 | 0
8676 | 1 | 0.0001063 | 0.0001673 | 0 | 0.00018797 | 0.00011416 | 0.070194 | 0.19817 | 0.0001 | 0.036672 | 0.28612 | 0.0001 | 0
8677 | 1 | 0.0001107 | 0.00020059 | 0 | 0.00019032 | 0.00011416 | 0.096516 | 0.22536 | 0.0001 | 0.036636 | 0.28616 | 0.0001 | 0
8678 | 1 | 0.0001105 | 0.0001751 | 0 | 0.00021382 | 0.00011416 | 0.070194 | 0.25652 | 0.0001 | 0.0366 | 0.28622 | 0.0001 | 0
8679 | 1 | 0.0001058 | 0.00019069 | 0 | 0.00022322 | 0.00011416 | 0.035097 | 0.32358 | 0.0001 | 0.036565 | 0.28627 | 0.0001 | 0
8680 | 1 | 0.0001052 | 0.00019109 | 0 | 0.00022322 | 0.00011416 | 0.0087742 | 0.40926 | 0.0001 | 0.036528 | 0.28632 | 0.0001 | 0
8681 | 1 | 0.000109 | 0.00019799 | 0 | 0.00016448 | 0.00011416 | 0 | 0.47472 | 0.0001 | 0.036492 | 0.28636 | 0.0001 | 0
8682 | 1 | 0.0001179 | 0.0001852 | 0 | 0.00011748 | 0.00011416 | 0 | 0.52353 | 0.0001 | 0.036455 | 0.28641 | 0.0001 | 0
8683 | 1 | 0.000121 | 0.00016 | 0 | 8.8113e-05 | 0.00011416 | 0 | 0.52512 | 0.0001 | 0.03642 | 0.28647 | 0.0001 | 0
8684 | 1 | 0.0001178 | 0.000156 | 0 | 5.8742e-05 | 0.00011416 | 0 | 0.55158 | 0.0001 | 0.036384 | 0.28652 | 0.0001 | 0
8685 | 1 | 0.0001123 | 0.0001602 | 0 | 3.7595e-05 | 0.00011416 | 0 | 0.54402 | 0.0001 | 0.036347 | 0.28656 | 0.0001 | 0
8686 | 1 | 0.0001063 | 0.00020209 | 0 | 2.3497e-05 | 0.00011416 | 0 | 0.4334 | 0.0001 | 0.036311 | 0.28661 | 0.0001 | 0
8687 | 1 | 0.000104 | 0.00024219 | 0 | 9.3987e-06 | 0.00011416 | 0 | 0.42644 | 0.0001 | 0.036276 | 0.28666 | 0.0001 | 0
8688 | 1 | 9.4917e-05 | 0.00030579 | 0 | 5.8742e-06 | 0.00011416 | 0 | 0.43241 | 0.0001 | 0.03624 | 0.28672 | 0.0001 | 0
8689 | 1 | 9.1197e-05 | 0.00031389 | 0 | 2.3497e-06 | 0.00011416 | 0 | 0.41736 | 0.0001 | 0.036204 | 0.28676 | 0.0001 | 0
8690 | 1 | 8.6887e-05 | 0.00033699 | 0 | 1.1748e-06 | 0.00011416 | 0 | 0.3899 | 0.0001 | 0.036167 | 0.28681 | 0.0001 | 0
8691 | 1 | 8.8067e-05 | 0.00029629 | 0 | 1.4098e-05 | 0.00011416 | 0 | 0.36045 | 0.0001 | 0.036131 | 0.28686 | 0.0001 | 0
8692 | 1 | 8.5277e-05 | 0.00029779 | 0 | 3.7595e-05 | 0.00011416 | 0 | 0.3448 | 0.0001 | 0.036096 | 0.28691 | 0.0001 | 0
8693 | 1 | 7.9067e-05 | 0.00033929 | 0 | 9.3987e-05 | 0.00011416 | 0 | 0.33319 | 0.0001 | 0.03606 | 0.28696 | 0.0001 | 0
8694 | 1 | 8.1767e-05 | 0.00035319 | 0 | 0.0001821 | 0.00011416 | 0 | 0.31959 | 0.0001 | 0.036024 | 0.28701 | 0.0001 | 0
8695 | 1 | 8.9987e-05 | 0.00030499 | 0 | 0.0001586 | 0.00011416 | 0 | 0.29055 | 0.0001 | 0.035987 | 0.28706 | 0.0001 | 0
8696 | 1 | 0.000101 | 0.00024179 | 0 | 0.00014685 | 0.00011416 | 0 | 0.25002 | 0.0001 | 0.035951 | 0.28711 | 0.0001 | 0
8697 | 1 | 0.0001082 | 0.00023489 | 0 | 0.00016448 | 0.00011416 | 0.026323 | 0.24757 | 0.0001 | 0.035915 | 0.28716 | 0.0001 | 0
8698 | 1 | 0.0001141 | 0.00021689 | 0 | 0.00018797 | 0.00011416 | 0.096516 | 0.19538 | 0.0001 | 0.03588 | 0.2872 | 0.0001 | 0.034561
8699 | 1 | 0.0001173 | 0.0001898 | 0 | 0.00020677 | 0.00011416 | 0.078968 | 0.19817 | 0.0001 | 0.035843 | 0.28726 | 0.0001 | 0.11482
8700 | 1 | 0.0001156 | 0.0001702 | 0 | 0.00018797 | 0.00011416 | 0.14916 | 0.22536 | 0.0001 | 0.035807 | 0.28731 | 0.0001 | 0.1412
8701 | 1 | 0.0001153 | 0.00019579 | 0 | 0.00019032 | 0.00011416 | 0.17548 | 0.25652 | 0.0001 | 0.035771 | 0.28736 | 0.0001 | 0.18794
8702 | 1 | 0.0001152 | 0.0001635 | 0 | 0.00021382 | 0.00011416 | 0.11406 | 0.32358 | 0.0001 | 0.035735 | 0.2874 | 0.0001 | 0.10243
8703 | 1 | 0.0001116 | 0.0001691 | 0 | 0.00022322 | 0.00011416 | 0.052645 | 0.40926 | 0.0001 | 0.035699 | 0.28745 | 0.0001 | 0.038249
8704 | 1 | 0.000111 | 0.0001676 | 0 | 0.00022322 | 0.00011416 | 0.0087742 | 0.47472 | 0.0001 | 0.035664 | 0.28748 | 0.0001 | 0
8705 | 1 | 0.0001147 | 0.0001836 | 0 | 0.00016448 | 0.00011416 | 0 | 0.52353 | 0.0001 | 0.035627 | 0.28753 | 0.0001 | 0
8706 | 1 | 0.0001279 | 0.0001813 | 0 | 0.00011748 | 0.00011416 | 0 | 0.52512 | 0.0001 | 0.035591 | 0.28758 | 0.0001 | 0
8707 | 1 | 0.0001325 | 0.0001614 | 0 | 8.8113e-05 | 0.00011416 | 0 | 0.55158 | 0.0001 | 0.035555 | 0.28763 | 0.0001 | 0
8708 | 1 | 0.0001275 | 0.0001644 | 0 | 5.8742e-05 | 0.00011416 | 0 | 0.54402 | 0.0001 | 0.035519 | 0.28768 | 0.0001 | 0
8709 | 1 | 0.0001192 | 0.0001698 | 0 | 3.7595e-05 | 0.00011416 | 0 | 0.4334 | 0.0001 | 0.035483 | 0.28773 | 0.0001 | 0
8710 | 1 | 0.0001109 | 0.00021329 | 0 | 2.3497e-05 | 0.00011416 | 0 | 0.42644 | 0.0001 | 0.035446 | 0.28778 | 0.0001 | 0
8711 | 1 | 0.0001068 | 0.00026149 | 0 | 9.3987e-06 | 0.00011416 | 0 | 0.52598 | 0.0001 | 0.035411 | 0.28782 | 0.0001 | 0
8712 | 1 | 9.7517e-05 | 0.00032279 | 0 | 5.8742e-06 | 0.00011416 | 0 | 0.3117 | 0.0001 | 0.035375 | 0.28787 | 0.0001 | 0
8713 | 1 | 9.3827e-05 | 0.00032829 | 0 | 2.3497e-06 | 0.00011416 | 0 | 0.3117 | 0.0001 | 0.035339 | 0.28793 | 0.0001 | 0
8714 | 1 | 9.0477e-05 | 0.00033929 | 0 | 1.1748e-06 | 0.00011416 | 0 | 0.30043 | 0.0001 | 0.035303 | 0.28798 | 0.0001 | 0
8715 | 1 | 9.1307e-05 | 0.00028459 | 0 | 1.4098e-05 | 0.00011416 | 0 | 0.31296 | 0.0001 | 0.035266 | 0.28802 | 0.0001 | 0
8716 | 1 | 8.7297e-05 | 0.00028599 | 0 | 3.7595e-05 | 0.00011416 | 0 | 0.32629 | 0.0001 | 0.035231 | 0.28807 | 0.0001 | 0
8717 | 1 | 7.9877e-05 | 0.00031699 | 0 | 9.3987e-05 | 0.00011416 | 0 | 0.32146 | 0.0001 | 0.035195 | 0.28812 | 0.0001 | 0
8718 | 1 | 8.0747e-05 | 0.00031409 | 0 | 0.0001821 | 0.00011416 | 0 | 0.32789 | 0.0001 | 0.035159 | 0.28818 | 0.0001 | 0
8719 | 1 | 8.5047e-05 | 0.00026189 | 0 | 0.0001586 | 0.00011416 | 0 | 0.33797 | 0.0001 | 0.035122 | 0.28822 | 0.0001 | 0
8720 | 1 | 9.1057e-05 | 0.00021199 | 0 | 0.00014685 | 0.00011416 | 0 | 0.38193 | 0.0001 | 0.035087 | 0.28827 | 0.0001 | 0
8721 | 1 | 9.8037e-05 | 0.00020109 | 0 | 0.00016448 | 0.00011416 | 0.052645 | 0.38678 | 0.0001 | 0.03505 | 0.28832 | 0.0001 | 0
8722 | 1 | 0.0001044 | 0.0001844 | 0 | 0.00018797 | 0.00011416 | 0.18426 | 0.34599 | 0.0001 | 0.035015 | 0.28837 | 0.0001 | 0
8723 | 1 | 0.000109 | 0.0001541 | 0 | 0.00020677 | 0.00011416 | 0.25445 | 0.26893 | 0.0001 | 0.034979 | 0.28843 | 0.0001 | 0.035378
8724 | 1 | 0.0001111 | 0.0001326 | 0 | 0.00018797 | 0.00011416 | 0.29832 | 0.23418 | 0.0001 | 0.034942 | 0.28847 | 0.0001 | 0.033754
8725 | 1 | 0.0001118 | 0.0001537 | 0 | 0.00019032 | 0.00011416 | 0.3071 | 0.20957 | 0.0001 | 0.034906 | 0.28852 | 0.0001 | 0.043314
8726 | 1 | 0.0001135 | 0.0001357 | 0 | 0.00021382 | 0.00011416 | 0.26323 | 0.20307 | 0.0001 | 0.034871 | 0.28857 | 0.0001 | 0.060162
8727 | 1 | 0.0001109 | 0.0001402 | 0 | 0.00022322 | 0.00011416 | 0.14039 | 0.20307 | 0.0001 | 0.034834 | 0.28862 | 0.0001 | 0
8728 | 1 | 0.0001106 | 0.0001411 | 0 | 0.00022322 | 0.00011416 | 0.026323 | 0.18775 | 0.0001 | 0.034799 | 0.28866 | 0.0001 | 0
8729 | 1 | 0.0001152 | 0.0001554 | 0 | 0.00016448 | 0.00011416 | 0 | 0.18775 | 0.0001 | 0.034762 | 0.28872 | 0.0001 | 0
8730 | 1 | 0.0001256 | 0.0001539 | 0 | 0.00011748 | 0.00011416 | 0 | 0.19916 | 0.0001 | 0.034726 | 0.28877 | 0.0001 | 0
8731 | 1 | 0.0001279 | 0.0001335 | 0 | 8.8113e-05 | 0.00011416 | 0 | 0.19551 | 0.0001 | 0.034691 | 0.28882 | 0.0001 | 0
8732 | 1 | 0.0001227 | 0.0001338 | 0 | 5.8742e-05 | 0.00011416 | 0 | 0.18218 | 0.0001 | 0.034654 | 0.28886 | 0.0001 | 0
8733 | 1 | 0.0001149 | 0.0001418 | 0 | 3.7595e-05 | 0.00011416 | 0 | 0.18178 | 0.0001 | 0.034619 | 0.28891 | 0.0001 | 0
8734 | 1 | 0.0001075 | 0.0001774 | 0 | 2.3497e-05 | 0.00011416 | 0 | 0.15996 | 0.0001 | 0.034582 | 0.28897 | 0.0001 | 0
8735 | 1 | 0.0001033 | 0.00021469 | 0 | 9.3987e-06 | 0.00011416 | 0 | 0.13887 | 0.0001 | 0.034546 | 0.28902 | 0.0001 | 0
8736 | 1 | 9.3287e-05 | 0.00027389 | 0 | 5.8742e-06 | 0.00011416 | 0 | 0.1264 | 0.0001 | 0.03451 | 0.28906 | 0.0001 | 0
8737 | 1 | 8.9267e-05 | 0.00028149 | 0 | 2.3497e-06 | 0.00011416 | 0 | 0.41099 | 0.0001 | 0.034475 | 0.28911 | 0.0001 | 0
8738 | 1 | 8.3737e-05 | 0.00029629 | 0 | 1.1748e-06 | 0.00011416 | 0 | 0.33021 | 0.0001 | 0.034437 | 0.28916 | 0.0001 | 0
8739 | 1 | 8.4267e-05 | 0.00025679 | 0 | 1.4098e-05 | 0.00011416 | 0 | 0.30282 | 0.0001 | 0.034402 | 0.28922 | 0.0001 | 0
8740 | 1 | 8.1887e-05 | 0.00025899 | 0 | 3.7595e-05 | 0.00011416 | 0 | 0.26488 | 0.0001 | 0.034366 | 0.28927 | 0.0001 | 0
8741 | 1 | 7.6578e-05 | 0.00029159 | 0 | 9.3987e-05 | 0.00011416 | 0 | 0.22012 | 0.0001 | 0.03433 | 0.28931 | 0.0001 | 0
8742 | 1 | 7.6898e-05 | 0.00030079 | 0 | 0.0001821 | 0.00011416 | 0 | 0.17495 | 0.0001 | 0.034294 | 0.28936 | 0.0001 | 0
8743 | 1 | 7.7358e-05 | 0.00026679 | 0 | 0.0001586 | 0.00011416 | 0 | 0.12415 | 0.0001 | 0.034257 | 0.28941 | 0.0001 | 0
8744 | 1 | 8.1457e-05 | 0.00021049 | 0 | 0.00014685 | 0.00011416 | 0 | 0.11003 | 0.0001 | 0.034222 | 0.28947 | 0.0001 | 0
8745 | 1 | 8.6897e-05 | 0.00019319 | 0 | 0.00016448 | 0.00011416 | 0.0087742 | 0.10035 | 0.0001 | 0.034186 | 0.28948 | 0.0001 | 0
8746 | 1 | 9.3287e-05 | 0.0001802 | 0 | 0.00018797 | 0.00011416 | 0.078968 | 0.057297 | 0.0001 | 0.03415 | 0.28953 | 0.0001 | 0.058863
8747 | 1 | 9.8977e-05 | 0.0001486 | 0 | 0.00020677 | 0.00011416 | 0.12284 | 0.045897 | 0.0001 | 0.034114 | 0.28959 | 0.0001 | 0.10191
8748 | 1 | 0.0001016 | 0.0001349 | 0 | 0.00018797 | 0.00011416 | 0.25445 | 0.047884 | 0.0001 | 0.034078 | 0.28964 | 0.0001 | 0.20267
8749 | 1 | 0.0001039 | 0.0001515 | 0 | 0.00019032 | 0.00011416 | 0.21058 | 0.042178 | 0.0001 | 0.034041 | 0.28968 | 0.0001 | 0.078911
8750 | 1 | 0.0001032 | 0.0001338 | 0 | 0.00021382 | 0.00011416 | 0.19303 | 0.033295 | 0.0001 | 0.034006 | 0.28973 | 0.0001 | 0.018092
8751 | 1 | 9.9167e-05 | 0.0001472 | 0 | 0.00022322 | 0.00011416 | 0.10529 | 0.046228 | 0.0001 | 0.03397 | 0.28978 | 0.0001 | 0.00055207
8752 | 1 | 9.8327e-05 | 0.0001523 | 0 | 0.00022322 | 0.00011416 | 0.026323 | 0.057496 | 0.0001 | 0.033934 | 0.28983 | 0.0001 | 0
8753 | 1 | 0.0001042 | 0.0001617 | 0 | 0.00016448 | 0.00011416 | 0 | 0.069238 | 0.0001 | 0.033897 | 0.28989 | 0.0001 | 0
8754 | 1 | 0.0001179 | 0.0001654 | 0 | 0.00011748 | 0.00011416 | 0 | 0.086222 | 0.0001 | 0.033861 | 0.28993 | 0.0001 | 0
8755 | 1 | 0.0001233 | 0.000146 | 0 | 8.8113e-05 | 0.00011416 | 0 | 0.1093 | 0.0001 | 0.033826 | 0.28998 | 0.0001 | 0
8756 | 1 | 0.0001197 | 0.0001514 | 0 | 5.8742e-05 | 0.00011416 | 0 | 0.15055 | 0.0001 | 0.03379 | 0.29003 | 0.0001 | 0
8757 | 1 | 0.0001131 | 0.0001575 | 0 | 3.7595e-05 | 0.00011416 | 0 | 0.18251 | 0.0001 | 0.033754 | 0.29008 | 0.0001 | 0
8758 | 1 | 0.0001056 | 0.00020339 | 0 | 2.3497e-05 | 0.00011416 | 0 | 0.18251 | 0.0001 | 0.033717 | 0.29013 | 0.0001 | 0
8759 | 1 | 0.0001017 | 0.00024389 | 0 | 9.3987e-06 | 0.00011416 | 0 | 0.17442 | 0.0001 | 0.033682 | 0.29018 | 0.0001 | 0
8760 | 1 | 9.0877e-05 | 0.00031309 | 0 | 5.8742e-06 | 0.00011416 | 0 | 0.16029 | 0.0001 | 0.033645 | 0.29023 | 0.0001 | 0
CHECK | 8760 | 1 | 1 | SAME AS BE | 1 | 1 | 989.88 | 2014.8 | 0.876 | 2049.84 | 4239.84 |  | 989.88
[7 empty] | 0.113 | 0.23 | 0.0001 | 0.234 | 0.484 | 0 | 0.113

## 2.1 RESSOURCES
{RESOURCES} | avail [GWh] | gwp_op [ktCO2-eq./GWh] | c_op [MCHF/GWh]
ELECTRICITY | 1000000 | 0.4818 | 0.090062
GASOLINE | 1000000 | 0.3448 | 0.087959
DIESEL | 1000000 | 0.3148 | 0.085158
BIOETHANOL | 0 | 0 | 0.087959
BIODIESEL | 0 | 0 | 0.085158
LFO | 1000000 | 0.3115 | 0.060593
LNG | 0 | 0 | 0
NG | 1000000 | 0.2666 | 0.034821
NG_CCS | 1000000 | 0.0267 | 0.034821
SNG | 0 | 0 | 0.034821
WOOD | 12279 | 0.0118 | 0.093241
COAL | 1000000 | 0.4014 | 0.030167
COAL_CCS | 1000000 | 0.0401 | 0.030167
URANIUM | 1000000 | 0.0039 | 0.0041397
WASTE | 11142 | 0.1501 | 0
H2 | 0 | 0 | 0
ELEC_EXPORT | 1000000 | 0 | 0
RES_WIND | 1000000 | 0 | 0
RES_SOLAR | 1000000 | 0 | 0
RES_HYDRO | 1000000 | 0 | 0
RES_GEO | 1000000 | 0 | 0
{RESOURCES} | avail_local [GWh/y] | avail_exterior [GWh/y] | gwp_op_local [ktCO2-eq./GWh] | gwp_op_exterior [ktCO2-eq./GWh] | c_op_local [M€/GWh] | c_op_exterior [M€/GWh]
ELECTRICITY | 0 | 0 | 0 | 0 | 0 | 0
GASOLINE | 0 | 1000000 | 0.3448 | 0.3448 | 0.082366 | 0.082366
DIESEL | 0 | 1000000 | 0.3148 | 0.3148 | 0.079744 | 0.079744
BIOETHANOL | 0 | 1000000 | 0 | 0 | 0.22571 | 0.22571
BIODIESEL | 0 | 1000000 | 0 | 0 | 0.24 | 0.24
LFO | 0 | 1000000 | 0.3115 | 0.3115 | 0.05674 | 0.05674
NG | 0 | 1000000 | 0.2666 | 0.2666 | 0.041454 | 0.041454
SNG | 0 | 1000000 | 0 | 0 | 0.19714 | 0.19714
WOOD | 12279 | 0 | 0.0118 | 0.0118 | 0.02664 | 0.02664
WET_BIOMASS | 20371.56 | 0 | 0.0118 | 0.0118 | 0.004674 | 0.004674
WASTE | 11142 | 0 | 0.1501 | 0.1501 | 0.02664 | 0.02664
COAL | 0 | 1000000 | 0.4014 | 0.4014 | 0.017642 | 0.017642
URANIUM | 0 | 1000000 | 0.0039 | 0.0039 | 0.0038765 | 0.0038765
H2 | 0 | 1000000 | 0 | 0 | 0.17714 | 0.17714
SLF | 0 | 1000000 | 0 | 0 | 0.21143 | 0.21143
CO2_EMISSIONS | 0 | 1000000 | 0 | 0 | 0 | 0
RES_WIND | 0 | 1000000 | 0 | 0 | 0 | 0
RES_SOLAR | 0 | 1000000 | 0 | 0 | 0 | 0
RES_HYDRO | 0 | 1000000 | 0 | 0 | 0 | 0
RES_GEO | 0 | 1000000 | 0 | 0 | 0 | 0
CO2_ATM | 0 | 1000000 | 0 | 0 | 0 | 0
CO2_INDUSTRY | 0 | 0 | 0 | 0 | 0 | 0
CO2_CAPTURED | 0 | 0 | 0 | 0 | 0 | 0
PT_HEAT | 0 | 0 | 0 | 0 | 0 | 0
ST_HEAT | 0 | 0 | 0 | 0 | 0 | 0
Note on D29: ====== ID#AAAAGdnL9_o Stefano Moret (2020-04-29 12:37:16) Mostly from Geo&Bio paper. Includes transport/, extraction/production + combustion
Note on E29: ====== ID#AAAAGdnL9_o Stefano Moret (2020-04-29 12:37:16) Mostly from Geo&Bio paper. Includes transport/, extraction/production + combustion

## 2.2 User defined
Typical days inputs :
Typical Days
Number (min 1, max 365) | 12
Weights |  | Cell importance
Electricity (%_elec) | 3 | 5494.1418
Space Heating (%_sh) | 3 | 48961.5635
PV | 1 | 9.0034 | Weight changed : 3 for RE, and 50-50 between sun and wind
Wind_onshore | 1 | 1.219
Wind_offshore | 0 | 0
Space Cooling | 0 | 1205.3161
Hydro_dam | 1 | 1.9937
Economical input
Interest rate | i_rate | 0.015 | [-] | TBC
Political inputs
re_share | re_share | 0 | [-]
CO2 limit | gwp_limit | 1000000000000000 | [tCO2_eq/year]
Land available for solar limit | solar_area | 1000000 | km2
Solar characteristics
Power density [GW/km2] | power_density_pv | 0.2367 | PV : 1 kW/4.22m2 => 0.2367 kW/m2 => 0.2367 GW/km2
| power_density_solar_thermal | 0.2857 | Solar thermal : 1 kW/3.5m2 => 0.2857 kW/m2 => 0.2857 GW/km2
Technologies shares
min/max share | min. |  | max.
share_mobility_public | %_public,min | 0.3 | %_public,max | 0.5 |  | TBC
share_freight_train | %_rail,min | 0.4 | %_rail,max | 0.6 |  | TBC
share_freight_boat | %_boat,min | 0 | %_boat,max | 0 |  | TBC
share_freight_truck | %_truck,min | 0 | %_truck,max | 3 |  | TBC
share_heat_dhn | %_dhn,min | 0.1 | %_dhn,max | 0.3 |  | TBC
Electric vehicles
Max number of cars | vehicuke_capacity ('PHEV') | 50.4 | # km-pass/h/veh. : Gives the equivalence between capacity and number of vehicles.
| vehicuke_capacity ('BEV') | 50.4 | # km-pass/h/veh. : Gives the equivalence between capacity and number of vehicles. |  | TBC
Electric vehicle Battery size | ev_batt,size('PHEV') | 4.4e-06 | Battery of PHEV = 4.4kWh per car
| ev_batt,size('BEV') | 2.4e-05 | Battery of BEV = 24kWh per car
Network
loss_network
ELECTRICITY | 0.061239 | [-]
HEAT_LOW_T_DHN | 0.07 | [-] | TBC
Cost to enforce power grid to full RE potential
c_grid_enforce | 367.8 | M€/GW of renewables | TBC
[GW] Maximum power of electrical interconnections
import_capacity | 9.72

## 2.3 EUD
end_uses_demand_year :
| HOUSEHOLDS | SERVICES | INDUSTRY | TRANSPORTATION
ELECTRICITY | 10848.112 | 15026.4544 | 10443.5247 | 0 | [GWh]. Other electricity + cooking. For industry this includes as well the electricity for engines (which in the SES is under process_heat / electricity)
LIGHTING | 425.1438 | 3805.2204 | 1263.7776 | 0 | [GWh]
HEAT_HIGH_T | 0 | 0 | 19021.4914 | 0 | [GWh]
HEAT_LOW_T_SH | 29489.2442 | 14524.8125 | 4947.5069 | 0 | [GWh]
HEAT_LOW_T_HW | 7537.8125 | 3255.9529 | 1281.8148 | 0 | [GWh]
PROCESS_COOLING | 0 | 3305.7826 | 2938.4734 | 0 | [GWh]
SPACE_COOLING | 29.9039 | 1175.4122 | 0 | 0 | [GWh]
MOBILITY_PASSENGER | 0 | 0 | 0 | 146049.2855 | [Mpkm]
MOBILITY_FREIGHT | 0 | 0 | 0 | 39966.6667 | [Mtkm]
NON_ENERGY | 0 | 0 | 0.001 | 0 | [GWh]

## 3.1 layers_in_out
param layers_in_out: | ELECTRICITY | GASOLINE | DIESEL | LFO | NG | WOOD | WET_BIOMASS | COAL | URANIUM | WASTE | H2 | SLF | HEAT_HIGH_T | HEAT_LOW_T_DHN | HEAT_LOW_T_DECEN | SPACE_COOLING | PROCESS_COOLING | MOB_PUBLIC | MOB_PRIVATE | MOB_FREIGHT_RAIL | MOB_FREIGHT_ROAD | MOB_FREIGHT_BOAT | RES_WIND | RES_SOLAR | RES_HYDRO | RES_GEO | NON_ENERGY | CO2_ATM | CO2_INDUSTRY | CO2_CAPTURED | PT_HEAT | ST_HEAT:=
ELECTRICITY | 1 | 0 | 0 | 0 | 0 | 0 | 0 | 0 | 0 | 0 | 0 | 0 | 0 | 0 | 0 | 0 | 0 | 0 | 0 | 0 | 0 | 0 | 0 | 0 | 0 | 0 | 0 | 0 | 0 | 0 | 0 | 0
GASOLINE | 0 | 1 | 0 | 0 | 0 | 0 | 0 | 0 | 0 | 0 | 0 | 0 | 0 | 0 | 0 | 0 | 0 | 0 | 0 | 0 | 0 | 0 | 0 | 0 | 0 | 0 | 0 | 0 | 0 | 0 | 0 | 0
DIESEL | 0 | 0 | 1 | 0 | 0 | 0 | 0 | 0 | 0 | 0 | 0 | 0 | 0 | 0 | 0 | 0 | 0 | 0 | 0 | 0 | 0 | 0 | 0 | 0 | 0 | 0 | 0 | 0 | 0 | 0 | 0 | 0
BIOETHANOL | 0 | 1 | 0 | 0 | 0 | 0 | 0 | 0 | 0 | 0 | 0 | 0 | 0 | 0 | 0 | 0 | 0 | 0 | 0 | 0 | 0 | 0 | 0 | 0 | 0 | 0 | 0 | 0 | 0 | 0 | 0 | 0
BIODIESEL | 0 | 0 | 1 | 0 | 0 | 0 | 0 | 0 | 0 | 0 | 0 | 0 | 0 | 0 | 0 | 0 | 0 | 0 | 0 | 0 | 0 | 0 | 0 | 0 | 0 | 0 | 0 | 0 | 0 | 0 | 0 | 0
LFO | 0 | 0 | 0 | 1 | 0 | 0 | 0 | 0 | 0 | 0 | 0 | 0 | 0 | 0 | 0 | 0 | 0 | 0 | 0 | 0 | 0 | 0 | 0 | 0 | 0 | 0 | 0 | 0 | 0 | 0 | 0 | 0
NG | 0 | 0 | 0 | 0 | 1 | 0 | 0 | 0 | 0 | 0 | 0 | 0 | 0 | 0 | 0 | 0 | 0 | 0 | 0 | 0 | 0 | 0 | 0 | 0 | 0 | 0 | 0 | 0 | 0 | 0 | 0 | 0
SNG | 0 | 0 | 0 | 0 | 1 | 0 | 0 | 0 | 0 | 0 | 0 | 0 | 0 | 0 | 0 | 0 | 0 | 0 | 0 | 0 | 0 | 0 | 0 | 0 | 0 | 0 | 0 | 0 | 0 | 0 | 0 | 0
WOOD | 0 | 0 | 0 | 0 | 0 | 1 | 0 | 0 | 0 | 0 | 0 | 0 | 0 | 0 | 0 | 0 | 0 | 0 | 0 | 0 | 0 | 0 | 0 | 0 | 0 | 0 | 0 | 0 | 0 | 0 | 0 | 0
WET_BIOMASS | 0 | 0 | 0 | 0 | 0 | 0 | 1 | 0 | 0 | 0 | 0 | 0 | 0 | 0 | 0 | 0 | 0 | 0 | 0 | 0 | 0 | 0 | 0 | 0 | 0 | 0 | 0 | 0 | 0 | 0 | 0 | 0
COAL | 0 | 0 | 0 | 0 | 0 | 0 | 0 | 1 | 0 | 0 | 0 | 0 | 0 | 0 | 0 | 0 | 0 | 0 | 0 | 0 | 0 | 0 | 0 | 0 | 0 | 0 | 0 | 0 | 0 | 0 | 0 | 0
URANIUM | 0 | 0 | 0 | 0 | 0 | 0 | 0 | 0 | 1 | 0 | 0 | 0 | 0 | 0 | 0 | 0 | 0 | 0 | 0 | 0 | 0 | 0 | 0 | 0 | 0 | 0 | 0 | 0 | 0 | 0 | 0 | 0
WASTE | 0 | 0 | 0 | 0 | 0 | 0 | 0 | 0 | 0 | 1 | 0 | 0 | 0 | 0 | 0 | 0 | 0 | 0 | 0 | 0 | 0 | 0 | 0 | 0 | 0 | 0 | 0 | 0 | 0 | 0 | 0 | 0
H2 | 0 | 0 | 0 | 0 | 0 | 0 | 0 | 0 | 0 | 0 | 1 | 0 | 0 | 0 | 0 | 0 | 0 | 0 | 0 | 0 | 0 | 0 | 0 | 0 | 0 | 0 | 0 | 0 | 0 | 0 | 0 | 0
SLF | 0 | 0 | 0 | 0 | 0 | 0 | 0 | 0 | 0 | 0 | 0 | 1 | 0 | 0 | 0 | 0 | 0 | 0 | 0 | 0 | 0 | 0 | 0 | 0 | 0 | 0 | 0 | 0 | 0 | 0 | 0 | 0
# ELEC_EXPORT | 0 | 0 | 0 | 0 | 0 | 0 | 0 | 0 | 0 | 0 | 0 | 1 | 0 | 0 | 0 | 0 | 0 | 0 | 0 | 0 | 0 | 0 | 0 | 0 | 0 | 0 | 0 | 0 | 0 | 0 | 0 | 0
CO2_EMISSIONS | 0 | 0 | 0 | 0 | 0 | 0 | 0 | 0 | 0 | 0 | 0 | 0 | 0 | 0 | 0 | 0 | 0 | 0 | 0 | 0 | 0 | 0 | 0 | 0 | 0 | 0 | 0 | 0 | -1 | 0 | 0 | 0
RES_WIND | 0 | 0 | 0 | 0 | 0 | 0 | 0 | 0 | 0 | 0 | 0 | 0 | 0 | 0 | 0 | 0 | 0 | 0 | 0 | 0 | 0 | 0 | 1 | 0 | 0 | 0 | 0 | 0 | 0 | 0 | 0 | 0
RES_SOLAR | 0 | 0 | 0 | 0 | 0 | 0 | 0 | 0 | 0 | 0 | 0 | 0 | 0 | 0 | 0 | 0 | 0 | 0 | 0 | 0 | 0 | 0 | 0 | 1 | 0 | 0 | 0 | 0 | 0 | 0 | 0 | 0
RES_HYDRO | 0 | 0 | 0 | 0 | 0 | 0 | 0 | 0 | 0 | 0 | 0 | 0 | 0 | 0 | 0 | 0 | 0 | 0 | 0 | 0 | 0 | 0 | 0 | 0 | 1 | 0 | 0 | 0 | 0 | 0 | 0 | 0
RES_GEO | 0 | 0 | 0 | 0 | 0 | 0 | 0 | 0 | 0 | 0 | 0 | 0 | 0 | 0 | 0 | 0 | 0 | 0 | 0 | 0 | 0 | 0 | 0 | 0 | 0 | 1 | 0 | 0 | 0 | 0 | 0 | 0
CO2_ATM | 0 | 0 | 0 | 0 | 0 | 0 | 0 | 0 | 0 | 0 | 0 | 0 | 0 | 0 | 0 | 0 | 0 | 0 | 0 | 0 | 0 | 0 | 0 | 0 | 0 | 0 | 0 | 1 | 0 | 0 | 0 | 0
CO2_INDUSTRY | 0 | 0 | 0 | 0 | 0 | 0 | 0 | 0 | 0 | 0 | 0 | 0 | 0 | 0 | 0 | 0 | 0 | 0 | 0 | 0 | 0 | 0 | 0 | 0 | 0 | 0 | 0 | 0 | 1 | 0 | 0 | 0
CO2_CAPTURED | 0 | 0 | 0 | 0 | 0 | 0 | 0 | 0 | 0 | 0 | 0 | 0 | 0 | 0 | 0 | 0 | 0 | 0 | 0 | 0 | 0 | 0 | 0 | 0 | 0 | 0 | 0 | 0 | 0 | 1 | 0 | 0
PT_HEAT | 0 | 0 | 0 | 0 | 0 | 0 | 0 | 0 | 0 | 0 | 0 | 0 | 0 | 0 | 0 | 0 | 0 | 0 | 0 | 0 | 0 | 0 | 0 | 0 | 0 | 0 | 0 | 0 | 0 | 0 | 1 | 0
ST_HEAT | 0 | 0 | 0 | 0 | 0 | 0 | 0 | 0 | 0 | 0 | 0 | 0 | 0 | 0 | 0 | 0 | 0 | 0 | 0 | 0 | 0 | 0 | 0 | 0 | 0 | 0 | 0 | 0 | 0 | 0 | 0 | 1
NUCLEAR | 1 | 0 | 0 | 0 | 0 | 0 | 0 | 0 | -2.7027 | 0 | 0 | 0 | 0 | 0 | 0 | 0 | 0 | 0 | 0 | 0 | 0 | 0 | 0 | 0 | 0 | 0 | 0 | 0 | 0 | 0 | 0 | 0
CCGT | 1 | 0 | 0 | 0 | -1.5873 | 0 | 0 | 0 | 0 | 0 | 0 | 0 | 0 | 0 | 0 | 0 | 0 | 0 | 0 | 0 | 0 | 0 | 0 | 0 | 0 | 0 | 0 | 0 | 0.31746 | 0 | 0 | 0
COAL_US | 1 | 0 | 0 | 0 | 0 | 0 | 0 | -2.0408 | 0 | 0 | 0 | 0 | 0 | 0 | 0 | 0 | 0 | 0 | 0 | 0 | 0 | 0 | 0 | 0 | 0 | 0 | 0 | 0 | 0.73469 | 0 | 0 | 0
COAL_IGCC | 1 | 0 | 0 | 0 | 0 | 0 | 0 | -1.8519 | 0 | 0 | 0 | 0 | 0 | 0 | 0 | 0 | 0 | 0 | 0 | 0 | 0 | 0 | 0 | 0 | 0 | 0 | 0 | 0 | 0.66668 | 0 | 0 | 0
PV | 1 | 0 | 0 | 0 | 0 | 0 | 0 | 0 | 0 | 0 | 0 | 0 | 0 | 0 | 0 | 0 | 0 | 0 | 0 | 0 | 0 | 0 | 0 | -1 | 0 | 0 | 0 | 0 | 0 | 0 | 0 | 0
PT_POWER_BLOCK | 1 | 0 | 0 | 0 | 0 | 0 | 0 | 0 | 0 | 0 | 0 | 0 | 0 | 0 | 0 | 0 | 0 | 0 | 0 | 0 | 0 | 0 | 0 | 0 | 0 | 0 | 0 | 0 | 0 | 0 | -4.86 | 0
ST_POWER_BLOCK | 1 | 0 | 0 | 0 | 0 | 0 | 0 | 0 | 0 | 0 | 0 | 0 | 0 | 0 | 0 | 0 | 0 | 0 | 0 | 0 | 0 | 0 | 0 | 0 | 0 | 0 | 0 | 0 | 0 | 0 | 0 | -3.9
STIRLING_DISH | 1 | 0 | 0 | 0 | 0 | 0 | 0 | 0 | 0 | 0 | 0 | 0 | 0 | 0 | 0 | 0 | 0 | 0 | 0 | 0 | 0 | 0 | 0 | -1 | 0 | 0 | 0 | 0 | 0 | 0 | 0 | 0
WIND_ONSHORE | 1 | 0 | 0 | 0 | 0 | 0 | 0 | 0 | 0 | 0 | 0 | 0 | 0 | 0 | 0 | 0 | 0 | 0 | 0 | 0 | 0 | 0 | -1 | 0 | 0 | 0 | 0 | 0 | 0 | 0 | 0 | 0
WIND_OFFSHORE | 1 | 0 | 0 | 0 | 0 | 0 | 0 | 0 | 0 | 0 | 0 | 0 | 0 | 0 | 0 | 0 | 0 | 0 | 0 | 0 | 0 | 0 | -1 | 0 | 0 | 0 | 0 | 0 | 0 | 0 | 0 | 0
HYDRO_DAM | 1 | 0 | 0 | 0 | 0 | 0 | 0 | 0 | 0 | 0 | 0 | 0 | 0 | 0 | 0 | 0 | 0 | 0 | 0 | 0 | 0 | 0 | 0 | 0 | -1 | 0 | 0 | 0 | 0 | 0 | 0 | 0
HYDRO_RIVER | 1 | 0 | 0 | 0 | 0 | 0 | 0 | 0 | 0 | 0 | 0 | 0 | 0 | 0 | 0 | 0 | 0 | 0 | 0 | 0 | 0 | 0 | 0 | 0 | -1 | 0 | 0 | 0 | 0 | 0 | 0 | 0
NEW_TIDAL_STREAM | 1 | 0 | 0 | 0 | 0 | 0 | 0 | 0 | 0 | 0 | 0 | 0 | 0 | 0 | 0 | 0 | 0 | 0 | 0 | 0 | 0 | 0 | 0 | 0 | -1 | 0 | 0 | 0 | 0 | 0 | 0 | 0
TIDAL_STREAM | 1 | 0 | 0 | 0 | 0 | 0 | 0 | 0 | 0 | 0 | 0 | 0 | 0 | 0 | 0 | 0 | 0 | 0 | 0 | 0 | 0 | 0 | 0 | 0 | -1 | 0 | 0 | 0 | 0 | 0 | 0 | 0
TIDAL_RANGE | 1 | 0 | 0 | 0 | 0 | 0 | 0 | 0 | 0 | 0 | 0 | 0 | 0 | 0 | 0 | 0 | 0 | 0 | 0 | 0 | 0 | 0 | 0 | 0 | -1 | 0 | 0 | 0 | 0 | 0 | 0 | 0
WAVE | 1 | 0 | 0 | 0 | 0 | 0 | 0 | 0 | 0 | 0 | 0 | 0 | 0 | 0 | 0 | 0 | 0 | 0 | 0 | 0 | 0 | 0 | 0 | 0 | -1 | 0 | 0 | 0 | 0 | 0 | 0 | 0
GEOTHERMAL | 1 | 0 | 0 | 0 | 0 | 0 | 0 | 0 | 0 | 0 | 0 | 0 | 0 | 0 | 0 | 0 | 0 | 0 | 0 | 0 | 0 | 0 | 0 | 0 | 0 | -1 | 0 | 0 | 0 | 0 | 0 | 0
IND_COGEN_GAS | 0.9565 | 0 | 0 | 0 | -2.1739 | 0 | 0 | 0 | 0 | 0 | 0 | 0 | 1 | 0 | 0 | 0 | 0 | 0 | 0 | 0 | 0 | 0 | 0 | 0 | 0 | 0 | 0 | 0 | 0.43478 | 0 | 0 | 0
IND_COGEN_WOOD | 0.3396 | 0 | 0 | 0 | 0 | -1.8868 | 0 | 0 | 0 | 0 | 0 | 0 | 1 | 0 | 0 | 0 | 0 | 0 | 0 | 0 | 0 | 0 | 0 | 0 | 0 | 0 | 0 | 0 | 0.73585 | 0 | 0 | 0
IND_COGEN_WASTE | 0.4444 | 0 | 0 | 0 | 0 | 0 | 0 | 0 | 0 | -2.2222 | 0 | 0 | 1 | 0 | 0 | 0 | 0 | 0 | 0 | 0 | 0 | 0 | 0 | 0 | 0 | 0 | 0 | 0 | 0.57777 | 0 | 0 | 0
IND_BOILER_GAS | 0 | 0 | 0 | 0 | -1.0785 | 0 | 0 | 0 | 0 | 0 | 0 | 0 | 1 | 0 | 0 | 0 | 0 | 0 | 0 | 0 | 0 | 0 | 0 | 0 | 0 | 0 | 0 | 0 | 0.2157 | 0 | 0 | 0
IND_BOILER_WOOD | 0 | 0 | 0 | 0 | 0 | -1.1568 | 0 | 0 | 0 | 0 | 0 | 0 | 1 | 0 | 0 | 0 | 0 | 0 | 0 | 0 | 0 | 0 | 0 | 0 | 0 | 0 | 0 | 0 | 0.45115 | 0 | 0 | 0
IND_BOILER_OIL | 0 | 0 | 0 | -1.1461 | 0 | 0 | 0 | 0 | 0 | 0 | 0 | 0 | 1 | 0 | 0 | 0 | 0 | 0 | 0 | 0 | 0 | 0 | 0 | 0 | 0 | 0 | 0 | 0 | 0.29799 | 0 | 0 | 0
IND_BOILER_COAL | 0 | 0 | 0 | 0 | 0 | 0 | 0 | -1.2195 | 0 | 0 | 0 | 0 | 1 | 0 | 0 | 0 | 0 | 0 | 0 | 0 | 0 | 0 | 0 | 0 | 0 | 0 | 0 | 0 | 0.43902 | 0 | 0 | 0
IND_BOILER_WASTE | 0 | 0 | 0 | 0 | 0 | 0 | 0 | 0 | 0 | -1.2195 | 0 | 0 | 1 | 0 | 0 | 0 | 0 | 0 | 0 | 0 | 0 | 0 | 0 | 0 | 0 | 0 | 0 | 0 | 0.31707 | 0 | 0 | 0
IND_DIRECT_ELEC | -1 | 0 | 0 | 0 | 0 | 0 | 0 | 0 | 0 | 0 | 0 | 0 | 1 | 0 | 0 | 0 | 0 | 0 | 0 | 0 | 0 | 0 | 0 | 0 | 0 | 0 | 0 | 0 | 0 | 0 | 0 | 0
DHN_HP_ELEC | -0.25 | 0 | 0 | 0 | 0 | 0 | 0 | 0 | 0 | 0 | 0 | 0 | 0 | 1 | 0 | 0 | 0 | 0 | 0 | 0 | 0 | 0 | 0 | 0 | 0 | 0 | 0 | 0 | 0 | 0 | 0 | 0
DHN_COGEN_GAS | 1.25 | 0 | 0 | 0 | -2.5 | 0 | 0 | 0 | 0 | 0 | 0 | 0 | 0 | 1 | 0 | 0 | 0 | 0 | 0 | 0 | 0 | 0 | 0 | 0 | 0 | 0 | 0 | 0 | 0.5 | 0 | 0 | 0
DHN_COGEN_WOOD | 0.3396 | 0 | 0 | 0 | 0 | -1.8868 | 0 | 0 | 0 | 0 | 0 | 0 | 0 | 1 | 0 | 0 | 0 | 0 | 0 | 0 | 0 | 0 | 0 | 0 | 0 | 0 | 0 | 0 | 0.73585 | 0 | 0 | 0
DHN_COGEN_WASTE | 0.4444 | 0 | 0 | 0 | 0 | 0 | 0 | 0 | 0 | -2.2222 | 0 | 0 | 0 | 1 | 0 | 0 | 0 | 0 | 0 | 0 | 0 | 0 | 0 | 0 | 0 | 0 | 0 | 0 | 0.57777 | 0 | 0 | 0
DHN_COGEN_WET_BIOMASS | 0.82645 | 0 | 0 | 0 | 0 | 0 | -6.3802 | 0 | 0 | 0 | 0 | 0 | 0 | 1 | 0 | 0 | 0 | 0 | 0 | 0 | 0 | 0 | 0 | 0 | 0 | 0 | 0 | 0 | 2.4883 | 0 | 0 | 0
DHN_COGEN_BIO_HYDROLYSIS | 0.75821 | 0 | 0 | 0 | 0 | 0 | -2.9851 | 0 | 0 | 0 | 0 | 0 | 0 | 1 | 0 | 0 | 0 | 0 | 0 | 0 | 0 | 0 | 0 | 0 | 0 | 0 | 0 | 0 | 1.1642 | 0 | 0 | 0
DHN_BOILER_GAS | 0 | 0 | 0 | 0 | -1.0785 | 0 | 0 | 0 | 0 | 0 | 0 | 0 | 0 | 1 | 0 | 0 | 0 | 0 | 0 | 0 | 0 | 0 | 0 | 0 | 0 | 0 | 0 | 0 | 0.2157 | 0 | 0 | 0
DHN_BOILER_WOOD | 0 | 0 | 0 | 0 | 0 | -1.1568 | 0 | 0 | 0 | 0 | 0 | 0 | 0 | 1 | 0 | 0 | 0 | 0 | 0 | 0 | 0 | 0 | 0 | 0 | 0 | 0 | 0 | 0 | 0.45115 | 0 | 0 | 0
DHN_BOILER_OIL | 0 | 0 | 0 | -1.1461 | 0 | 0 | 0 | 0 | 0 | 0 | 0 | 0 | 0 | 1 | 0 | 0 | 0 | 0 | 0 | 0 | 0 | 0 | 0 | 0 | 0 | 0 | 0 | 0 | 0.30945 | 0 | 0 | 0
DHN_DEEP_GEO | 0 | 0 | 0 | 0 | 0 | 0 | 0 | 0 | 0 | 0 | 0 | 0 | 0 | 1 | 0 | 0 | 0 | 0 | 0 | 0 | 0 | 0 | 0 | 0 | 0 | -1 | 0 | 0 | 0 | 0 | 0 | 0
DHN_SOLAR | 0 | 0 | 0 | 0 | 0 | 0 | 0 | 0 | 0 | 0 | 0 | 0 | 0 | 1 | 0 | 0 | 0 | 0 | 0 | 0 | 0 | 0 | 0 | -1 | 0 | 0 | 0 | 0 | 0 | 0 | 0 | 0
DEC_HP_ELEC | -0.3333 | 0 | 0 | 0 | 0 | 0 | 0 | 0 | 0 | 0 | 0 | 0 | 0 | 0 | 1 | 0 | 0 | 0 | 0 | 0 | 0 | 0 | 0 | 0 | 0 | 0 | 0 | 0 | 0 | 0 | 0 | 0
DEC_THHP_GAS | 0 | 0 | 0 | 0 | -0.6667 | 0 | 0 | 0 | 0 | 0 | 0 | 0 | 0 | 0 | 1 | 0 | 0 | 0 | 0 | 0 | 0 | 0 | 0 | 0 | 0 | 0 | 0 | 0 | 0 | 0 | 0 | 0
DEC_COGEN_GAS | 0.9565 | 0 | 0 | 0 | -2.1739 | 0 | 0 | 0 | 0 | 0 | 0 | 0 | 0 | 0 | 1 | 0 | 0 | 0 | 0 | 0 | 0 | 0 | 0 | 0 | 0 | 0 | 0 | 0 | 0 | 0 | 0 | 0
DEC_COGEN_OIL | 0.907 | 0 | 0 | -2.3256 | 0 | 0 | 0 | 0 | 0 | 0 | 0 | 0 | 0 | 0 | 1 | 0 | 0 | 0 | 0 | 0 | 0 | 0 | 0 | 0 | 0 | 0 | 0 | 0 | 0 | 0 | 0 | 0
DEC_ADVCOGEN_GAS | 2.6364 | 0 | 0 | 0 | -4.5455 | 0 | 0 | 0 | 0 | 0 | 0 | 0 | 0 | 0 | 1 | 0 | 0 | 0 | 0 | 0 | 0 | 0 | 0 | 0 | 0 | 0 | 0 | 0 | 0 | 0 | 0 | 0
DEC_ADVCOGEN_H2 | 2.6364 | 0 | 0 | 0 | 0 | 0 | 0 | 0 | 0 | 0 | -4.5455 | 0 | 0 | 0 | 1 | 0 | 0 | 0 | 0 | 0 | 0 | 0 | 0 | 0 | 0 | 0 | 0 | 0 | 0 | 0 | 0 | 0
DEC_BOILER_GAS | 0 | 0 | 0 | 0 | -1.1111 | 0 | 0 | 0 | 0 | 0 | 0 | 0 | 0 | 0 | 1 | 0 | 0 | 0 | 0 | 0 | 0 | 0 | 0 | 0 | 0 | 0 | 0 | 0 | 0 | 0 | 0 | 0
DEC_BOILER_WOOD | 0 | 0 | 0 | 0 | 0 | -1.1765 | 0 | 0 | 0 | 0 | 0 | 0 | 0 | 0 | 1 | 0 | 0 | 0 | 0 | 0 | 0 | 0 | 0 | 0 | 0 | 0 | 0 | 0 | 0 | 0 | 0 | 0
DEC_BOILER_OIL | 0 | 0 | 0 | -1.1765 | 0 | 0 | 0 | 0 | 0 | 0 | 0 | 0 | 0 | 0 | 1 | 0 | 0 | 0 | 0 | 0 | 0 | 0 | 0 | 0 | 0 | 0 | 0 | 0 | 0 | 0 | 0 | 0
DEC_SOLAR | 0 | 0 | 0 | 0 | 0 | 0 | 0 | 0 | 0 | 0 | 0 | 0 | 0 | 0 | 1 | 0 | 0 | 0 | 0 | 0 | 0 | 0 | 0 | -1 | 0 | 0 | 0 | 0 | 0 | 0 | 0 | 0
DEC_DIRECT_ELEC | -1 | 0 | 0 | 0 | 0 | 0 | 0 | 0 | 0 | 0 | 0 | 0 | 0 | 0 | 1 | 0 | 0 | 0 | 0 | 0 | 0 | 0 | 0 | 0 | 0 | 0 | 0 | 0 | 0 | 0 | 0 | 0
BIG_SPLIT | -0.1613 | 0 | 0 | 0 | 0 | 0 | 0 | 0 | 0 | 0 | 0 | 0 | 0 | 0 | 0 | 1 | 0 | 0 | 0 | 0 | 0 | 0 | 0 | 0 | 0 | 0 | 0 | 0 | 0 | 0 | 0 | 0
CHILLER_WC | -0.1449 | 0 | 0 | 0 | 0 | 0 | 0 | 0 | 0 | 0 | 0 | 0 | 0 | 0 | 0 | 0 | 1 | 0 | 0 | 0 | 0 | 0 | 0 | 0 | 0 | 0 | 0 | 0 | 0 | 0 | 0 | 0
TRAMWAY_TROLLEY | -0.0625 | 0 | 0 | 0 | 0 | 0 | 0 | 0 | 0 | 0 | 0 | 0 | 0 | 0 | 0 | 0 | 0 | 1 | 0 | 0 | 0 | 0 | 0 | 0 | 0 | 0 | 0 | 0 | 0 | 0 | 0 | 0
BUS_COACH_DIESEL | 0 | 0 | -0.2655 | 0 | 0 | 0 | 0 | 0 | 0 | 0 | 0 | 0 | 0 | 0 | 0 | 0 | 0 | 1 | 0 | 0 | 0 | 0 | 0 | 0 | 0 | 0 | 0 | 0 | 0 | 0 | 0 | 0
BUS_COACH_HYDIESEL | 0 | 0 | -0.1977 | 0 | 0 | 0 | 0 | 0 | 0 | 0 | 0 | 0 | 0 | 0 | 0 | 0 | 0 | 1 | 0 | 0 | 0 | 0 | 0 | 0 | 0 | 0 | 0 | 0 | 0 | 0 | 0 | 0
BUS_COACH_CNG_STOICH | 0 | 0 | 0 | 0 | -0.2678 | 0 | 0 | 0 | 0 | 0 | 0 | 0 | 0 | 0 | 0 | 0 | 0 | 1 | 0 | 0 | 0 | 0 | 0 | 0 | 0 | 0 | 0 | 0 | 0 | 0 | 0 | 0
BUS_COACH_FC_HYBRIDH2 | 0 | 0 | 0 | 0 | 0 | 0 | 0 | 0 | 0 | 0 | -0.2255 | 0 | 0 | 0 | 0 | 0 | 0 | 1 | 0 | 0 | 0 | 0 | 0 | 0 | 0 | 0 | 0 | 0 | 0 | 0 | 0 | 0
TRAIN_PUB | -0.0648 | 0 | 0 | 0 | 0 | 0 | 0 | 0 | 0 | 0 | 0 | 0 | 0 | 0 | 0 | 0 | 0 | 1 | 0 | 0 | 0 | 0 | 0 | 0 | 0 | 0 | 0 | 0 | 0 | 0 | 0 | 0
CAR_GASOLINE | 0 | -0.4968 | 0 | 0 | 0 | 0 | 0 | 0 | 0 | 0 | 0 | 0 | 0 | 0 | 0 | 0 | 0 | 0 | 1 | 0 | 0 | 0 | 0 | 0 | 0 | 0 | 0 | 0 | 0 | 0 | 0 | 0
CAR_DIESEL | 0 | 0 | -0.4347 | 0 | 0 | 0 | 0 | 0 | 0 | 0 | 0 | 0 | 0 | 0 | 0 | 0 | 0 | 0 | 1 | 0 | 0 | 0 | 0 | 0 | 0 | 0 | 0 | 0 | 0 | 0 | 0 | 0
CAR_NG | 0 | 0 | 0 | 0 | -0.5426 | 0 | 0 | 0 | 0 | 0 | 0 | 0 | 0 | 0 | 0 | 0 | 0 | 0 | 1 | 0 | 0 | 0 | 0 | 0 | 0 | 0 | 0 | 0 | 0 | 0 | 0 | 0
CAR_HEV | 0 | -0.3363 | 0 | 0 | 0 | 0 | 0 | 0 | 0 | 0 | 0 | 0 | 0 | 0 | 0 | 0 | 0 | 0 | 1 | 0 | 0 | 0 | 0 | 0 | 0 | 0 | 0 | 0 | 0 | 0 | 0 | 0
CAR_PHEV | -0.1376 | -0.1087 | 0 | 0 | 0 | 0 | 0 | 0 | 0 | 0 | 0 | 0 | 0 | 0 | 0 | 0 | 0 | 0 | 1 | 0 | 0 | 0 | 0 | 0 | 0 | 0 | 0 | 0 | 0 | 0 | 0 | 0
CAR_BEV | -0.1727 | 0 | 0 | 0 | 0 | 0 | 0 | 0 | 0 | 0 | 0 | 0 | 0 | 0 | 0 | 0 | 0 | 0 | 1 | 0 | 0 | 0 | 0 | 0 | 0 | 0 | 0 | 0 | 0 | 0 | 0 | 0
CAR_FUEL_CELL | 0 | 0 | 0 | 0 | 0 | 0 | 0 | 0 | 0 | 0 | -0.26392 | 0 | 0 | 0 | 0 | 0 | 0 | 0 | 1 | 0 | 0 | 0 | 0 | 0 | 0 | 0 | 0 | 0 | 0 | 0 | 0 | 0
TRAIN_FREIGHT | -0.0683 | 0 | 0 | 0 | 0 | 0 | 0 | 0 | 0 | 0 | 0 | 0 | 0 | 0 | 0 | 0 | 0 | 0 | 0 | 1 | 0 | 0 | 0 | 0 | 0 | 0 | 0 | 0 | 0 | 0 | 0 | 0
BOAT_FREIGHT_DIESEL | 0 | 0 | -0.107 | 0 | 0 | 0 | 0 | 0 | 0 | 0 | 0 | 0 | 0 | 0 | 0 | 0 | 0 | 0 | 0 | 0 | 0 | 1 | 0 | 0 | 0 | 0 | 0 | 0 | 0 | 0 | 0 | 0
BOAT_FREIGHT_NG | 0 | 0 | 0 | 0 | -0.123 | 0 | 0 | 0 | 0 | 0 | 0 | 0 | 0 | 0 | 0 | 0 | 0 | 0 | 0 | 0 | 0 | 1 | 0 | 0 | 0 | 0 | 0 | 0 | 0 | 0 | 0 | 0
TRUCK_DIESEL | 0 | 0 | -0.5126 | 0 | 0 | 0 | 0 | 0 | 0 | 0 | 0 | 0 | 0 | 0 | 0 | 0 | 0 | 0 | 0 | 0 | 1 | 0 | 0 | 0 | 0 | 0 | 0 | 0 | 0 | 0 | 0 | 0
TRUCK_FUEL_CELL | 0 | 0 | 0 | 0 | 0 | 0 | 0 | 0 | 0 | 0 | -0.44 | 0 | 0 | 0 | 0 | 0 | 0 | 0 | 0 | 0 | 1 | 0 | 0 | 0 | 0 | 0 | 0 | 0 | 0 | 0 | 0 | 0
TRUCK_ELEC | -0.249 | 0 | 0 | 0 | 0 | 0 | 0 | 0 | 0 | 0 | 0 | 0 | 0 | 0 | 0 | 0 | 0 | 0 | 0 | 0 | 1 | 0 | 0 | 0 | 0 | 0 | 0 | 0 | 0 | 0 | 0 | 0
TRUCK_NG | 0 | 0 | 0 | 0 | -0.59 | 0 | 0 | 0 | 0 | 0 | 0 | 0 | 0 | 0 | 0 | 0 | 0 | 0 | 0 | 0 | 1 | 0 | 0 | 0 | 0 | 0 | 0 | 0 | 0 | 0 | 0 | 0
NON_ENERGY_OIL | 0 | 0 | 0 | -1 | 0 | 0 | 0 | 0 | 0 | 0 | 0 | 0 | 0 | 0 | 0 | 0 | 0 | 0 | 0 | 0 | 0 | 0 | 0 | 0 | 0 | 0 | 1 | 0 | 0 | 0 | 0 | 0
NON_ENERGY_NG | 0 | 0 | 0 | 0 | -1 | 0 | 0 | 0 | 0 | 0 | 0 | 0 | 0 | 0 | 0 | 0 | 0 | 0 | 0 | 0 | 0 | 0 | 0 | 0 | 0 | 0 | 1 | 0 | 0 | 0 | 0 | 0
EFFICIENCY | 0 | 0 | 0 | 0 | 0 | 0 | 0 | 0 | 0 | 0 | 0 | 0 | 0 | 0 | 0 | 0 | 0 | 0 | 0 | 0 | 0 | 0 | 0 | 0 | 0 | 0 | 0 | 0 | 0 | 0 | 0 | 0
DHN | 0 | 0 | 0 | 0 | 0 | 0 | 0 | 0 | 0 | 0 | 0 | 0 | 0 | 0 | 0 | 0 | 0 | 0 | 0 | 0 | 0 | 0 | 0 | 0 | 0 | 0 | 0 | 0 | 0 | 0 | 0 | 0
GRID | 0 | 0 | 0 | 0 | 0 | 0 | 0 | 0 | 0 | 0 | 0 | 0 | 0 | 0 | 0 | 0 | 0 | 0 | 0 | 0 | 0 | 0 | 0 | 0 | 0 | 0 | 0 | 0 | 0 | 0 | 0 | 0
#
#
#
PT_COLLECTOR | 0 | 0 | 0 | 0 | 0 | 0 | 0 | 0 | 0 | 0 | 0 | 0 | 0 | 0 | 0 | 0 | 0 | 0 | 0 | 0 | 0 | 0 | 0 | -1 | 0 | 0 | 0 | 0 | 0 | 0 | 1 | 0
ST_COLLECTOR | 0 | 0 | 0 | 0 | 0 | 0 | 0 | 0 | 0 | 0 | 0 | 0 | 0 | 0 | 0 | 0 | 0 | 0 | 0 | 0 | 0 | 0 | 0 | -1 | 0 | 0 | 0 | 0 | 0 | 0 | 0 | 1
H2_ELECTROLYSIS | -1.0759 | 0 | 0 | 0 | 0 | 0 | 0 | 0 | 0 | 0 | 1 | 0 | -0.18987 | 0.018987 | 0 | 0 | 0 | 0 | 0 | 0 | 0 | 0 | 0 | 0 | 0 | 0 | 0 | 0 | 0 | 0 | 0 | 0
H2_NG | 0 | 0 | 0 | 0 | -1.3646 | 0 | 0 | 0 | 0 | 0 | 1 | 0 | 0 | 0 | 0 | 0 | 0 | 0 | 0 | 0 | 0 | 0 | 0 | 0 | 0 | 0 | 0 | 0 | 0.27292 | 0 | 0 | 0
H2_BIOMASS | 0 | 0 | 0 | 0 | 0 | -2.3121 | 0 | 0 | 0 | 0 | 1 | 0 | 0 | 0 | 0 | 0 | 0 | 0 | 0 | 0 | 0 | 0 | 0 | 0 | 0 | 0 | 0 | 0 | 0.90172 | 0 | 0 | 0
GASIFICATION_SNG | 0.0426 | 0 | 0 | 0 | 1 | -1.3514 | 0 | 0 | 0 | 0 | 0 | 0 | 0 | 0.1217 | 0 | 0 | 0 | 0 | 0 | 0 | 0 | 0 | 0 | 0 | 0 | 0 | 0 | 0 | 0.26352 | 0 | 0 | 0
PYROLYSIS | 0.0238 | 0 | 0 | 0 | 0 | -1.5017 | 0 | 0 | 0 | 0 | 0 | 1 | 0 | 0 | 0 | 0 | 0 | 0 | 0 | 0 | 0 | 0 | 0 | 0 | 0 | 0 | 0 | 0 | 0.29283 | 0 | 0 | 0
ATM_CCS | -1.3 | 0 | 0 | 0 | 0 | 0 | 0 | 0 | 0 | 0 | 0 | 0 | 0 | 0 | 0 | 0 | 0 | 0 | 0 | 0 | 0 | 0 | 0 | 0 | 0 | 0 | 0 | -1 | 0 | 1 | 0 | 0
INDUSTRY_CCS | -0.233 | 0 | 0 | 0 | 0 | 0 | 0 | 0 | 0 | 0 | 0 | 0 | 0 | 0 | 0 | 0 | 0 | 0 | 0 | 0 | 0 | 0 | 0 | 0 | 0 | 0 | 0 | 0 | -1 | 0.9 | 0 | 0
SYN_METHANOLATION | -0.72 | 0 | 0 | 0 | 0 | 0 | 0 | 0 | 0 | 0 | -0.746 | 1 | 0 | 0.261 | 0 | 0 | 0 | 0 | 0 | 0 | 0 | 0 | 0 | 0 | 0 | 0 | 0 | 0 | 0 | -0.247 | 0 | 0
SYN_METHANATION | 0 | 0 | 0 | 0 | 1 | 0 | 0 | 0 | 0 | 0 | -1.2 | 0 | 0 | 0.295 | 0 | 0 | 0 | 0 | 0 | 0 | 0 | 0 | 0 | 0 | 0 | 0 | 0 | 0 | 0 | -0.198 | 0 | 0
BIOMETHANATION | 0 | 0 | 0 | 0 | 1 | 0 | -3.3462 | 0 | 0 | 0 | 0 | 0 | 0 | 0 | 0 | 0 | 0 | 0 | 0 | 0 | 0 | 0 | 0 | 0 | 0 | 0 | 0 | 0 | 0.20878 | 0 | 0 | 0
BIO_HYDROLYSIS | 0.094563 | 0 | 0 | 0 | 1 | 0 | -2.3641 | 0 | 0 | 0 | 0 | 0 | 0 | 0 | 0 | 0 | 0 | 0 | 0 | 0 | 0 | 0 | 0 | 0 | 0 | 0 | 0 | 0 | 0 | 0 | 0 | 0
METHANE_TO_METHANOL | 0 | 0 | 0 | 0 | -1.5291 | 0 | 0 | 0 | 0 | 0 | 0 | 1 | 0 | 0 | 0 | 0 | 0 | 0 | 0 | 0 | 0 | 0 | 0 | 0 | 0 | 0 | 0 | 0 | 0 | 0 | 0 | 0
SLF_TO_DIESEL | 0 | 0 | 1 | 0 | 0 | 0 | 0 | 0 | 0 | 0 | 0 | -1 | 0 | 0 | 0 | 0 | 0 | 0 | 0 | 0 | 0 | 0 | 0 | 0 | 0 | 0 | 0 | 0 | 0 | 0 | 0 | 0
SLF_TO_GASOLINE | 0 | 1 | 0 | 0 | 0 | 0 | 0 | 0 | 0 | 0 | 0 | -1 | 0 | 0 | 0 | 0 | 0 | 0 | 0 | 0 | 0 | 0 | 0 | 0 | 0 | 0 | 0 | 0 | 0 | 0 | 0 | 0
SLF_TO_LFO | 0 | 0 | 0 | 1 | 0 | 0 | 0 | 0 | 0 | 0 | 0 | -1 | 0 | 0 | 0 | 0 | 0 | 0 | 0 | 0 | 0 | 0 | 0 | 0 | 0 | 0 | 0 | 0 | 0 | 0 | 0 | 0
;

## 3.2 TECH
| param: | c_inv | c_maint | gwp_constr | lifetime | c_p | fmin_perc | fmax_perc | f_min | f_max
ELECTRICITY | NUCLEAR | 4845.7346 | 102.931 | 707.88 | 60 | 0.849 | 0 | 1 | 0 | 0
| CCGT | 771.9918 | 19.7303 | 183.79 | 25 | 0.85 | 0 | 1 | 0 | 1000
| COAL_US | 2516.7057 | 29.7032 | 331.6 | 35 | 0.868 | 0 | 1 | 0 | 1000
| COAL_IGCC | 3245.8095 | 48.9465 | 331.6 | 35 | 0.856 | 0 | 1 | 0 | 1000
| PV | 870 | 10.815 | 2081.43 | 25 | 1 | 0 | 1 | 2.524 | 79.676
| PT_POWER_BLOCK | 1044.57 | 62.65 | 0 | 25 | 1 | 0 | 1 | 0 | 0
| ST_POWER_BLOCK | 50 | 5 | 0 | 25 | 1 | 0 | 1 | 0 | 0
| STIRLING_DISH | 6820 | 107.18 | 0 | 30 | 1 | 0 | 0 | 0 | 0
| WIND_ONSHORE | 1040 | 2.89 | 622.85 | 30 | 1 | 0 | 1 | 0.075 | 5.3
| WIND_OFFSHORE | 4974.6339 | 9.78 | 622.85 | 30 | 1 | 0 | 1 | 0 | 0
| HYDRO_DAM | 4521.3878 | 22.6051 | 1692.88 | 40 | 1 | 0 | 1 | 8.08 | 8.52
| HYDRO_RIVER | 5044.9199 | 50.4448 | 1262.82 | 40 | 1 | 0 | 1 | 3.8 | 4.65
| NEW_TIDAL_STREAM | 2769 | 4 | 0 | 20 | 1 | 0 | 0 | 0 | 0
| TIDAL_STREAM | 3752 | 165 | 0 | 20 | 1 | 0 | 1 | 0 | 0
| TIDAL_RANGE | 2867 | 178 | 0 | 40 | 1 | 0 | 1 | 0 | 0
| WAVE | 1909 | 42 | 0 | 20 | 1 | 0 | 0 | 0 | 0
| GEOTHERMAL | 10735.2093 | 435.4715 | 24929.09 | 30 | 0.86 | 0 | 1 | 0 | 0.7
HEAT_HIGH_T (INDUSTRY) | IND_COGEN_GAS | 1408.0345 | 92.6117 | 1024.32 | 25 | 0.85 | 0 | 1 | 0 | 1000
| IND_COGEN_WOOD | 1080.7941 | 40.4907 | 165.33 | 25 | 0.85 | 0 | 1 | 0 | 1000
| IND_COGEN_WASTE | 2927.8678 | 111.3213 | 647.82 | 25 | 0.85 | 0 | 1 | 0 | 1000
| IND_BOILER_GAS | 58.8913 | 1.1799 | 12.32 | 17 | 0.95 | 0 | 1 | 0 | 1000
| IND_BOILER_WOOD | 115.1793 | 2.3036 | 28.87 | 17 | 0.9 | 0 | 1 | 0 | 1000
| IND_BOILER_OIL | 54.8553 | 1.1799 | 12.32 | 17 | 0.95 | 0 | 1 | 0 | 1000
| IND_BOILER_COAL | 115.1793 | 2.3036 | 48.18 | 17 | 0.9 | 0 | 1 | 0 | 1000
| IND_BOILER_WASTE | 115.1793 | 2.3036 | 28.87 | 17 | 0.9 | 0 | 1 | 0 | 1000
| IND_DIRECT_ELEC | 332.3439 | 1.5076 | 1.47 | 15 | 0.95 | 0 | 1 | 0 | 1000
HEAT_LOW_T DHN | DHN_HP_ELEC | 344.7607 | 11.9955 | 174.79 | 25 | 0.95 | 0 | 1 | 0 | 1000
| DHN_COGEN_GAS | 1254.4901 | 37.5316 | 490.88 | 25 | 0.85 | 0 | 1 | 0 | 1000
| DHN_COGEN_WOOD | 1080.7941 | 40.4907 | 165.33 | 25 | 0.85 | 0 | 1 | 0 | 1000
| DHN_COGEN_WASTE | 2927.8678 | 111.3213 | 647.82 | 25 | 0.85 | 0 | 1 | 0 | 1000
| DHN_COGEN_WET_BIOMASS | 2287 | 228.7 | 1024 | 25 | 0.75 | 0 | 1 | 0 | 1000
| DHN_COGEN_BIO_HYDROLYSIS | 4536.8997 | 221.6894 | 647.8 | 15 | 0.85 | 0 | 1 | 0 | 1000
| DHN_BOILER_GAS | 58.8913 | 1.1799 | 12.32 | 17 | 0.95 | 0 | 1 | 0 | 1000
| DHN_BOILER_WOOD | 115.1793 | 2.3036 | 28.87 | 17 | 0.9 | 0 | 1 | 0 | 1000
| DHN_BOILER_OIL | 54.8553 | 1.1799 | 12.32 | 17 | 0.95 | 0 | 1 | 0 | 1000
| DHN_DEEP_GEO | 1500 | 57.04 | 808.76 | 30 | 0.85 | 0 | 1 | 0 | 20
| DHN_SOLAR | 362 | 0.433 | 221.22 | 30 | 1 | 0 | 1 | 0 | 1000
HEAT_LOW_T DECEN | DEC_HP_ELEC | 492.0405 | 21.0507 | 164.89 | 18 | 1 | 0 | 1 | 0 | 1000
| DEC_THHP_GAS | 315.685 | 9.4672 | 381.93 | 20 | 1 | 0 | 1 | 0 | 1000
| DEC_COGEN_GAS | 1408.0345 | 92.6117 | 1024.32 | 20 | 1 | 0 | 1 | 0 | 1000
| DEC_COGEN_OIL | 1305.5623 | 81.9646 | 1024.32 | 20 | 1 | 0 | 1 | 0 | 1000
| DEC_ADVCOGEN_GAS | 7242.2792 | 144.845 | 2193.45 | 20 | 1 | 0 | 1 | 0 | 1000
| DEC_ADVCOGEN_H2 | 7242.2792 | 144.845 | 2193.45 | 20 | 1 | 0 | 1 | 0 | 1000
| DEC_BOILER_GAS | 158.5354 | 4.757 | 21.09 | 17 | 1 | 0 | 1 | 0 | 1000
| DEC_BOILER_WOOD | 462.4403 | 16.1813 | 21.09 | 17 | 1 | 0 | 1 | 0 | 1000
| DEC_BOILER_OIL | 142.3822 | 8.5401 | 21.09 | 17 | 1 | 0 | 1 | 0 | 1000
| DEC_SOLAR | 719.0748 | 8.0906 | 221.22 | 20 | 1 | 0 | 1 | 0 | 1000
| DEC_DIRECT_ELEC | 39.9757 | 0.17792 | 1.47 | 15 | 1 | 0 | 1 | 0 | 1000
COOLING | BIG_SPLIT | 232 | 9.333 | 0 | 15 | 1 | 0 | 1 | 0 | 1000
| CHILLER_WC | 119 | 4.76 | 0 | 20 | 1 | 0 | 1 | 0 | 1000
PUBLIC MOBILITY | TRAMWAY_TROLLEY | 625 | 12.5 | 0 | 30 | 0.34247 | 0 | 0.3 | 0 | 1000
| BUS_COACH_DIESEL | 611.1111 | 30.5556 | 0 | 15 | 0.2968 | 0 | 1 | 0 | 1000
| BUS_COACH_HYDIESEL | 833.3333 | 33.3333 | 0 | 15 | 0.2968 | 0 | 1 | 0 | 1000
| BUS_COACH_CNG_STOICH | 611.1111 | 30.5556 | 0 | 15 | 0.2968 | 0 | 1 | 0 | 1000
| BUS_COACH_FC_HYBRIDH2 | 1041.6667 | 31.25 | 0 | 15 | 0.2968 | 0 | 1 | 0 | 1000
| TRAIN_PUB | 1506.0241 | 54.3527 | 0 | 40 | 0.27507 | 0 | 0.5 | 0 | 1000
PRIVATE MOBILITY | CAR_GASOLINE | 420.2864 | 13.7975 | 342 | 10 | 0.05137 | 0 | 1 | 0 | 1000
| CAR_DIESEL | 434.4536 | 14.7049 | 346 | 10 | 0.05137 | 0 | 1 | 0 | 1000
| CAR_NG | 429.3758 | 17.8185 | 342 | 10 | 0.05137 | 0 | 1 | 0 | 1000
| CAR_HEV | 429.4116 | 8.9774 | 519 | 10 | 0.05137 | 0 | 1 | 0 | 1000
| CAR_PHEV | 456.3671 | 9.505 | 519 | 10 | 0.05137 | 0 | 1 | 0 | 1000
| CAR_BEV | 449.8248 | 6.8685 | 385 | 10 | 0.05137 | 0 | 1 | 0 | 1000
| CAR_FUEL_CELL | 434.7741 | 2.6878 | 786 | 10 | 0.05137 | 0 | 1 | 0 | 100000
FREIGHT | TRAIN_FREIGHT | 104.4156 | 2.0883 | 0 | 40 | 0.34247 | 0 | 1 | 0 | 1000
| BOAT_FREIGHT_DIESEL | 76.3889 | 3.8194 | 0 | 40 | 0.11416 | 0 | 1 | 0 | 1000
| BOAT_FREIGHT_NG | 76.3889 | 3.8194 | 0 | 40 | 0.11416 | 0 | 1 | 0 | 1000
| TRUCK_DIESEL | 371.1111 | 18.5556 | 0 | 15 | 0.092593 | 0 | 1 | 0 | 1000
| TRUCK_FUEL_CELL | 402.2222 | 12.0667 | 0 | 15 | 0.092593 | 0 | 1 | 0 | 1000
| TRUCK_ELEC | 771.1111 | 23.1333 | 0 | 15 | 0.092593 | 0 | 1 | 0 | 1000
| TRUCK_NG | 371.1111 | 18.5556 | 0 | 15 | 0.092593 | 0 | 1 | 0 | 1000
NON ENERGY | NON_ENERGY_OIL | 1e-07 | 0 | 0 | 1 | 1 | 0 | 1 | 0 | 100000
| NON_ENERGY_NG | 1e-07 | 0 | 0 | 1 | 1 | 0 | 1 | 0 | 100000
INFRASTRUCTURE | EFFICIENCY | 1737.9904 | 0 | 0 | 1 | 1 | 0 | 1 | 0 | 1000
| DHN | 825.8826 | 0 | 0 | 60 | 1 | 0 | 1 | 0 | 1000
| GRID | 57215.095 | 0 | 0 | 80 | 1 | 0 | 1 | 0 | 1000
| # MOTORWAYS | 339 | 11.865 | 0 | 60 | 1 | 0 | 1 | 0 | 1000
| # ROADS | 2800 | 98 | 0 | 60 | 1 | 0 | 1 | 0 | 1000
| # RAILWAYS | 1780 | 62.3 | 0 | 60 | 1 | 0 | 1 | 0 | 1000
| PT_COLLECTOR | 4504.7143 | 62.65 | 0 | 25 | 1 | 0 | 1 | 0 | 0
| ST_COLLECTOR | 100 | 5 | 0 | 25 | 1 | 0 | 1 | 0 | 0
| H2_ELECTROLYSIS | 696.2025 | 19.1456 | 0 | 15 | 0.9 | 0 | 1 | 0 | 1000
| H2_NG | 681.2436 | 64.4349 | 0 | 25 | 0.86 | 0 | 1 | 0 | 1000
| H2_BIOMASS | 2525.3863 | 195.7018 | 0 | 25 | 0.86 | 0 | 1 | 0 | 1000
| GASIFICATION_SNG | 2743.8056 | 139.9382 | 0 | 25 | 0.85 | 0 | 1 | 0 | 1000
| PYROLYSIS | 1344.2176 | 67.2067 | 0 | 25 | 0.85 | 0 | 1 | 0 | 1000
| ATM_CCS | 5160 | 129.6 | 0 | 40 | 1 | 0 | 1 | 0 | 1000
| INDUSTRY_CCS | 2580 | 64.8 | 0 | 40 | 1 | 0 | 1 | 0 | 1000
| SYN_METHANOLATION | 1679.6517 | 47.6649 | 0 | 20 | 0.95 | 0 | 1 | 0 | 1000
| SYN_METHANATION | 262.1968 | 66.9928 | 0 | 40 | 1 | 0 | 1 | 0 | 1000
| BIOMETHANATION | 986.0474 | 13.6591 | 0 | 20 | 0.85 | 0 | 1 | 0 | 1000
| BIO_HYDROLYSIS | 1591.9094 | 108.5375 | 0 | 15 | 0.85 | 0 | 1 | 0 | 1000
| METHANE_TO_METHANOL | 958.5823 | 41.9152 | 0 | 25 | 0.85 | 0 | 1 | 0 | 1000
| SLF_TO_DIESEL | 1e-07 | 0 | 0 | 1 | 1 | 0 | 1 | 0 | 100000
| SLF_TO_GASOLINE | 1e-07 | 0 | 0 | 1 | 1 | 0 | 1 | 0 | 100000
| SLF_TO_LFO | 1e-07 | 0 | 0 | 1 | 1 | 0 | 1 | 0 | 100000
STORAGE | BATT_LI | 302 | 0.62 | 61.3 | 15 | 1 | 0 | 1 | 0 | 100000
| CAES | 38.938 | 3.1799 | 0 | 50 | 1 | 0 | 1 | 0 | 0
| BEV_BATT | 0 | 0 | 0 | 1 | 1 | 0 | 1 | 0 | 100000
| PHEV_BATT | 0 | 0 | 0 | 1 | 1 | 0 | 1 | 0 | 100000
| DAM_STORAGE | 0 | 0 | 0 | 1 | 1 | 0 | 1 | 7500 | 9900
| PHS | 58.8 | 0 | 8.33 | 50 | 1 | 0 | 1 | 369 | 1700
| TS_DEC_DIRECT_ELEC | 18.9718 | 0.1328 | 0 | 25 | 1 | 0 | 1 | 0 | 100000
| TS_DEC_HP_ELEC | 18.9718 | 0.1328 | 0 | 25 | 1 | 0 | 1 | 0 | 100000
| TS_DEC_THHP_GAS | 18.9718 | 0.1328 | 0 | 25 | 1 | 0 | 1 | 0 | 100000
| TS_DEC_COGEN_GAS | 18.9718 | 0.1328 | 0 | 25 | 1 | 0 | 1 | 0 | 100000
| TS_DEC_COGEN_OIL | 18.9718 | 0.1328 | 0 | 25 | 1 | 0 | 1 | 0 | 100000
| TS_DEC_ADVCOGEN_GAS | 18.9718 | 0.1328 | 0 | 25 | 1 | 0 | 1 | 0 | 100000
| TS_DEC_ADVCOGEN_H2 | 18.9718 | 0.1328 | 0 | 25 | 1 | 0 | 1 | 0 | 100000
| TS_DEC_BOILER_GAS | 18.9718 | 0.1328 | 0 | 25 | 1 | 0 | 1 | 0 | 100000
| TS_DEC_BOILER_WOOD | 18.9718 | 0.1328 | 0 | 25 | 1 | 0 | 1 | 0 | 100000
| TS_DEC_BOILER_OIL | 18.9718 | 0.1328 | 0 | 25 | 1 | 0 | 1 | 0 | 100000
| TS_DHN_DAILY | 3 | 0.0086 | 0 | 40 | 1 | 0 | 1 | 0 | 100000
| TS_DHN_SEASONAL | 0.54 | 0.003 | 0 | 25 | 1 | 0 | 1 | 0 | 100000
| TS_HIGH_TEMP | 28.03 | 0.28 | 0 | 25 | 1 | 0 | 1 | 0 | 100000
| SEASONAL_NG | 0.051158 | 0.0013092 | 0 | 30 | 1 | 0 | 1 | 0 | 100000
| SEASONAL_H2 | 6.19 | 0.03 | 0 | 20 | 1 | 0 | 1 | 0 | 100000
| CO2_STORAGE | 49.5 | 0.495 | 0 | 20 | 1 | 0 | 1 | 0 | 100000
| SLF_STO | 0.00635 | 0.000397 | 0 | 20 | 1 | 0 | 1 | 0 | 100000
| PT_STORAGE | 36.9568 | 0.3695 | 0 | 25 | 1 | 0 | 1 | 0 | 100000
| ST_STORAGE | 19.099 | 0.1909 | 0 | 25 | 1 | 0 | 1 | 0 | 100000
| TS_COLD | 25 | 0.3 | 0 | 20 | 1 | 0 | 1 | 0 | 100000

## 3.3 STO
TBC
param storage_eff_in: | ELECTRICITY | GASOLINE | DIESEL | LFO | NG | WOOD | WET_BIOMASS | COAL | URANIUM | WASTE | H2 | SLF | HEAT_HIGH_T | HEAT_LOW_T_DHN | HEAT_LOW_T_DECEN | SPACE_COOLING | PROCESS_COOLING | MOB_PUBLIC | MOB_PRIVATE | MOB_FREIGHT_RAIL | MOB_FREIGHT_ROAD | MOB_FREIGHT_BOAT | RES_WIND | RES_SOLAR | RES_HYDRO | RES_GEO | NON_ENERGY | CO2_ATM | CO2_INDUSTRY | CO2_CAPTURED | PT_HEAT | ST_HEAT:=
DAM_STORAGE | 1 | 0 | 0 | 0 | 0 | 0 | 0 | 0 | 0 | 0 | 0 | 0 | 0 | 0 | 0 | 0 | 0 | 0 | 0 | 0 | 0 | 0 | 0 | 0 | 0 | 0 | 0 | 0 | 0 | 0 | 0 | 0
PHS | 0.866 | 0 | 0 | 0 | 0 | 0 | 0 | 0 | 0 | 0 | 0 | 0 | 0 | 0 | 0 | 0 | 0 | 0 | 0 | 0 | 0 | 0 | 0 | 0 | 0 | 0 | 0 | 0 | 0 | 0 | 0 | 0
BATT_LI | 0.95 | 0 | 0 | 0 | 0 | 0 | 0 | 0 | 0 | 0 | 0 | 0 | 0 | 0 | 0 | 0 | 0 | 0 | 0 | 0 | 0 | 0 | 0 | 0 | 0 | 0 | 0 | 0 | 0 | 0 | 0 | 0
BEV_BATT | 0.95 | 0 | 0 | 0 | 0 | 0 | 0 | 0 | 0 | 0 | 0 | 0 | 0 | 0 | 0 | 0 | 0 | 0 | 0 | 0 | 0 | 0 | 0 | 0 | 0 | 0 | 0 | 0 | 0 | 0 | 0 | 0
PHEV_BATT | 0.95 | 0 | 0 | 0 | 0 | 0 | 0 | 0 | 0 | 0 | 0 | 0 | 0 | 0 | 0 | 0 | 0 | 0 | 0 | 0 | 0 | 0 | 0 | 0 | 0 | 0 | 0 | 0 | 0 | 0 | 0 | 0
TS_DEC_DIRECT_ELEC | 0 | 0 | 0 | 0 | 0 | 0 | 0 | 0 | 0 | 0 | 0 | 0 | 0 | 0 | 1 | 0 | 0 | 0 | 0 | 0 | 0 | 0 | 0 | 0 | 0 | 0 | 0 | 0 | 0 | 0 | 0 | 0
TS_DEC_HP_ELEC | 0 | 0 | 0 | 0 | 0 | 0 | 0 | 0 | 0 | 0 | 0 | 0 | 0 | 0 | 1 | 0 | 0 | 0 | 0 | 0 | 0 | 0 | 0 | 0 | 0 | 0 | 0 | 0 | 0 | 0 | 0 | 0
TS_DEC_THHP_GAS | 0 | 0 | 0 | 0 | 0 | 0 | 0 | 0 | 0 | 0 | 0 | 0 | 0 | 0 | 1 | 0 | 0 | 0 | 0 | 0 | 0 | 0 | 0 | 0 | 0 | 0 | 0 | 0 | 0 | 0 | 0 | 0
TS_DEC_COGEN_GAS | 0 | 0 | 0 | 0 | 0 | 0 | 0 | 0 | 0 | 0 | 0 | 0 | 0 | 0 | 1 | 0 | 0 | 0 | 0 | 0 | 0 | 0 | 0 | 0 | 0 | 0 | 0 | 0 | 0 | 0 | 0 | 0
TS_DEC_COGEN_OIL | 0 | 0 | 0 | 0 | 0 | 0 | 0 | 0 | 0 | 0 | 0 | 0 | 0 | 0 | 1 | 0 | 0 | 0 | 0 | 0 | 0 | 0 | 0 | 0 | 0 | 0 | 0 | 0 | 0 | 0 | 0 | 0
TS_DEC_ADVCOGEN_GAS | 0 | 0 | 0 | 0 | 0 | 0 | 0 | 0 | 0 | 0 | 0 | 0 | 0 | 0 | 1 | 0 | 0 | 0 | 0 | 0 | 0 | 0 | 0 | 0 | 0 | 0 | 0 | 0 | 0 | 0 | 0 | 0
TS_DEC_ADVCOGEN_H2 | 0 | 0 | 0 | 0 | 0 | 0 | 0 | 0 | 0 | 0 | 0 | 0 | 0 | 0 | 1 | 0 | 0 | 0 | 0 | 0 | 0 | 0 | 0 | 0 | 0 | 0 | 0 | 0 | 0 | 0 | 0 | 0
TS_DEC_BOILER_GAS | 0 | 0 | 0 | 0 | 0 | 0 | 0 | 0 | 0 | 0 | 0 | 0 | 0 | 0 | 1 | 0 | 0 | 0 | 0 | 0 | 0 | 0 | 0 | 0 | 0 | 0 | 0 | 0 | 0 | 0 | 0 | 0
TS_DEC_BOILER_WOOD | 0 | 0 | 0 | 0 | 0 | 0 | 0 | 0 | 0 | 0 | 0 | 0 | 0 | 0 | 1 | 0 | 0 | 0 | 0 | 0 | 0 | 0 | 0 | 0 | 0 | 0 | 0 | 0 | 0 | 0 | 0 | 0
TS_DEC_BOILER_OIL | 0 | 0 | 0 | 0 | 0 | 0 | 0 | 0 | 0 | 0 | 0 | 0 | 0 | 0 | 1 | 0 | 0 | 0 | 0 | 0 | 0 | 0 | 0 | 0 | 0 | 0 | 0 | 0 | 0 | 0 | 0 | 0
TS_DHN_DAILY | 0 | 0 | 0 | 0 | 0 | 0 | 0 | 0 | 0 | 0 | 0 | 0 | 0 | 1 | 0 | 0 | 0 | 0 | 0 | 0 | 0 | 0 | 0 | 0 | 0 | 0 | 0 | 0 | 0 | 0 | 0 | 0
TS_DHN_SEASONAL | 0 | 0 | 0 | 0 | 0 | 0 | 0 | 0 | 0 | 0 | 0 | 0 | 0 | 1 | 0 | 0 | 0 | 0 | 0 | 0 | 0 | 0 | 0 | 0 | 0 | 0 | 0 | 0 | 0 | 0 | 0 | 0
TS_HIGH_TEMP | 0 | 0 | 0 | 0 | 0 | 0 | 0 | 0 | 0 | 0 | 0 | 0 | 1 | 0 | 0 | 0 | 0 | 0 | 0 | 0 | 0 | 0 | 0 | 0 | 0 | 0 | 0 | 0 | 0 | 0 | 0 | 0
SEASONAL_NG | 0 | 0 | 0 | 0 | 0.99 | 0 | 0 | 0 | 0 | 0 | 0 | 0 | 0 | 0 | 0 | 0 | 0 | 0 | 0 | 0 | 0 | 0 | 0 | 0 | 0 | 0 | 0 | 0 | 0 | 0 | 0 | 0
SEASONAL_H2 | 0 | 0 | 0 | 0 | 0 | 0 | 0 | 0 | 0 | 0 | 0.9 | 0 | 0 | 0 | 0 | 0 | 0 | 0 | 0 | 0 | 0 | 0 | 0 | 0 | 0 | 0 | 0 | 0 | 0 | 0 | 0 | 0
CO2_STORAGE | 0 | 0 | 0 | 0 | 0 | 0 | 0 | 0 | 0 | 0 | 0 | 0 | 0 | 0 | 0 | 0 | 0 | 0 | 0 | 0 | 0 | 0 | 0 | 0 | 0 | 0 | 0 | 0 | 0 | 1 | 0 | 0
SLF_STO | 0 | 0 | 0 | 0 | 0 | 0 | 0 | 0 | 0 | 0 | 0 | 1 | 0 | 0 | 0 | 0 | 0 | 0 | 0 | 0 | 0 | 0 | 0 | 0 | 0 | 0 | 0 | 0 | 0 | 0 | 0 | 0
PT_STORAGE | 0 | 0 | 0 | 0 | 0 | 0 | 0 | 0 | 0 | 0 | 0 | 0 | 0 | 0 | 0 | 0 | 0 | 0 | 0 | 0 | 0 | 0 | 0 | 0 | 0 | 0 | 0 | 0 | 0 | 0 | 1 | 0
ST_STORAGE | 0 | 0 | 0 | 0 | 0 | 0 | 0 | 0 | 0 | 0 | 0 | 0 | 0 | 0 | 0 | 0 | 0 | 0 | 0 | 0 | 0 | 0 | 0 | 0 | 0 | 0 | 0 | 0 | 0 | 0 | 0 | 1
TS_COLD | 0 | 0 | 0 | 0 | 0 | 0 | 0 | 0 | 0 | 0 | 0 | 0 | 0 | 0 | 0 | 1 | 0 | 0 | 0 | 0 | 0 | 0 | 0 | 0 | 0 | 0 | 0 | 0 | 0 | 0 | 0 | 0
CAES | 0.825 | 0 | 0 | 0 | 0 | 0 | 0 | 0 | 0 | 0 | 0 | 0 | 0 | 0 | 0 | 0 | 0 | 0 | 0 | 0 | 0 | 0 | 0 | 0 | 0 | 0 | 0 | 0 | 0 | 0 | 0 | 0
;
param storage_eff_out: | ELECTRICITY | GASOLINE | DIESEL | LFO | NG | WOOD | WET_BIOMASS | COAL | URANIUM | WASTE | H2 | SLF | HEAT_HIGH_T | HEAT_LOW_T_DHN | HEAT_LOW_T_DECEN | SPACE_COOLING | PROCESS_COOLING | MOB_PUBLIC | MOB_PRIVATE | MOB_FREIGHT_RAIL | MOB_FREIGHT_ROAD | MOB_FREIGHT_BOAT | RES_WIND | RES_SOLAR | RES_HYDRO | RES_GEO | NON_ENERGY | CO2_ATM | CO2_INDUSTRY | CO2_CAPTURED | PT_HEAT | ST_HEAT:=
DAM_STORAGE | 1 | 0 | 0 | 0 | 0 | 0 | 0 | 0 | 0 | 0 | 0 | 0 | 0 | 0 | 0 | 0 | 0 | 0 | 0 | 0 | 0 | 0 | 0 | 0 | 0 | 0 | 0 | 0 | 0 | 0 | 0 | 0
PHS | 0.866 | 0 | 0 | 0 | 0 | 0 | 0 | 0 | 0 | 0 | 0 | 0 | 0 | 0 | 0 | 0 | 0 | 0 | 0 | 0 | 0 | 0 | 0 | 0 | 0 | 0 | 0 | 0 | 0 | 0 | 0 | 0
BATT_LI | 0.95 | 0 | 0 | 0 | 0 | 0 | 0 | 0 | 0 | 0 | 0 | 0 | 0 | 0 | 0 | 0 | 0 | 0 | 0 | 0 | 0 | 0 | 0 | 0 | 0 | 0 | 0 | 0 | 0 | 0 | 0 | 0
BEV_BATT | 0.95 | 0 | 0 | 0 | 0 | 0 | 0 | 0 | 0 | 0 | 0 | 0 | 0 | 0 | 0 | 0 | 0 | 0 | 0 | 0 | 0 | 0 | 0 | 0 | 0 | 0 | 0 | 0 | 0 | 0 | 0 | 0
PHEV_BATT | 0.95 | 0 | 0 | 0 | 0 | 0 | 0 | 0 | 0 | 0 | 0 | 0 | 0 | 0 | 0 | 0 | 0 | 0 | 0 | 0 | 0 | 0 | 0 | 0 | 0 | 0 | 0 | 0 | 0 | 0 | 0 | 0
TS_DEC_DIRECT_ELEC | 0 | 0 | 0 | 0 | 0 | 0 | 0 | 0 | 0 | 0 | 0 | 0 | 0 | 0 | 1 | 0 | 0 | 0 | 0 | 0 | 0 | 0 | 0 | 0 | 0 | 0 | 0 | 0 | 0 | 0 | 0 | 0
TS_DEC_HP_ELEC | 0 | 0 | 0 | 0 | 0 | 0 | 0 | 0 | 0 | 0 | 0 | 0 | 0 | 0 | 1 | 0 | 0 | 0 | 0 | 0 | 0 | 0 | 0 | 0 | 0 | 0 | 0 | 0 | 0 | 0 | 0 | 0
TS_DEC_THHP_GAS | 0 | 0 | 0 | 0 | 0 | 0 | 0 | 0 | 0 | 0 | 0 | 0 | 0 | 0 | 1 | 0 | 0 | 0 | 0 | 0 | 0 | 0 | 0 | 0 | 0 | 0 | 0 | 0 | 0 | 0 | 0 | 0
TS_DEC_COGEN_GAS | 0 | 0 | 0 | 0 | 0 | 0 | 0 | 0 | 0 | 0 | 0 | 0 | 0 | 0 | 1 | 0 | 0 | 0 | 0 | 0 | 0 | 0 | 0 | 0 | 0 | 0 | 0 | 0 | 0 | 0 | 0 | 0
TS_DEC_COGEN_OIL | 0 | 0 | 0 | 0 | 0 | 0 | 0 | 0 | 0 | 0 | 0 | 0 | 0 | 0 | 1 | 0 | 0 | 0 | 0 | 0 | 0 | 0 | 0 | 0 | 0 | 0 | 0 | 0 | 0 | 0 | 0 | 0
TS_DEC_ADVCOGEN_GAS | 0 | 0 | 0 | 0 | 0 | 0 | 0 | 0 | 0 | 0 | 0 | 0 | 0 | 0 | 1 | 0 | 0 | 0 | 0 | 0 | 0 | 0 | 0 | 0 | 0 | 0 | 0 | 0 | 0 | 0 | 0 | 0
TS_DEC_ADVCOGEN_H2 | 0 | 0 | 0 | 0 | 0 | 0 | 0 | 0 | 0 | 0 | 0 | 0 | 0 | 0 | 1 | 0 | 0 | 0 | 0 | 0 | 0 | 0 | 0 | 0 | 0 | 0 | 0 | 0 | 0 | 0 | 0 | 0
TS_DEC_BOILER_GAS | 0 | 0 | 0 | 0 | 0 | 0 | 0 | 0 | 0 | 0 | 0 | 0 | 0 | 0 | 1 | 0 | 0 | 0 | 0 | 0 | 0 | 0 | 0 | 0 | 0 | 0 | 0 | 0 | 0 | 0 | 0 | 0
TS_DEC_BOILER_WOOD | 0 | 0 | 0 | 0 | 0 | 0 | 0 | 0 | 0 | 0 | 0 | 0 | 0 | 0 | 1 | 0 | 0 | 0 | 0 | 0 | 0 | 0 | 0 | 0 | 0 | 0 | 0 | 0 | 0 | 0 | 0 | 0
TS_DEC_BOILER_OIL | 0 | 0 | 0 | 0 | 0 | 0 | 0 | 0 | 0 | 0 | 0 | 0 | 0 | 0 | 1 | 0 | 0 | 0 | 0 | 0 | 0 | 0 | 0 | 0 | 0 | 0 | 0 | 0 | 0 | 0 | 0 | 0
TS_DHN_DAILY | 0 | 0 | 0 | 0 | 0 | 0 | 0 | 0 | 0 | 0 | 0 | 0 | 0 | 1 | 0 | 0 | 0 | 0 | 0 | 0 | 0 | 0 | 0 | 0 | 0 | 0 | 0 | 0 | 0 | 0 | 0 | 0
TS_DHN_SEASONAL | 0 | 0 | 0 | 0 | 0 | 0 | 0 | 0 | 0 | 0 | 0 | 0 | 0 | 1 | 0 | 0 | 0 | 0 | 0 | 0 | 0 | 0 | 0 | 0 | 0 | 0 | 0 | 0 | 0 | 0 | 0 | 0
TS_HIGH_TEMP | 0 | 0 | 0 | 0 | 0 | 0 | 0 | 0 | 0 | 0 | 0 | 0 | 1 | 0 | 0 | 0 | 0 | 0 | 0 | 0 | 0 | 0 | 0 | 0 | 0 | 0 | 0 | 0 | 0 | 0 | 0 | 0
SEASONAL_NG | 0 | 0 | 0 | 0 | 0.995 | 0 | 0 | 0 | 0 | 0 | 0 | 0 | 0 | 0 | 0 | 0 | 0 | 0 | 0 | 0 | 0 | 0 | 0 | 0 | 0 | 0 | 0 | 0 | 0 | 0 | 0 | 0
SEASONAL_H2 | 0 | 0 | 0 | 0 | 0 | 0 | 0 | 0 | 0 | 0 | 0.98 | 0 | 0 | 0 | 0 | 0 | 0 | 0 | 0 | 0 | 0 | 0 | 0 | 0 | 0 | 0 | 0 | 0 | 0 | 0 | 0 | 0
CO2_STORAGE | 0 | 0 | 0 | 0 | 0 | 0 | 0 | 0 | 0 | 0 | 0 | 0 | 0 | 0 | 0 | 0 | 0 | 0 | 0 | 0 | 0 | 0 | 0 | 0 | 0 | 0 | 0 | 0 | 0 | 1 | 0 | 0
SLF_STO | 0 | 0 | 0 | 0 | 0 | 0 | 0 | 0 | 0 | 0 | 0 | 1 | 0 | 0 | 0 | 0 | 0 | 0 | 0 | 0 | 0 | 0 | 0 | 0 | 0 | 0 | 0 | 0 | 0 | 0 | 0 | 0
PT_STORAGE | 0 | 0 | 0 | 0 | 0 | 0 | 0 | 0 | 0 | 0 | 0 | 0 | 0 | 0 | 0 | 0 | 0 | 0 | 0 | 0 | 0 | 0 | 0 | 0 | 0 | 0 | 0 | 0 | 0 | 0 | 1 | 0
ST_STORAGE | 0 | 0 | 0 | 0 | 0 | 0 | 0 | 0 | 0 | 0 | 0 | 0 | 0 | 0 | 0 | 0 | 0 | 0 | 0 | 0 | 0 | 0 | 0 | 0 | 0 | 0 | 0 | 0 | 0 | 0 | 0 | 1
TS_COLD | 0 | 0 | 0 | 0 | 0 | 0 | 0 | 0 | 0 | 0 | 0 | 0 | 0 | 0 | 0 | 1 | 0 | 0 | 0 | 0 | 0 | 0 | 0 | 0 | 0 | 0 | 0 | 0 | 0 | 0 | 0 | 0
CAES | 0.825 | 0 | 0 | 0 | 0 | 0 | 0 | 0 | 0 | 0 | 0 | 0 | 0 | 0 | 0 | 0 | 0 | 0 | 0 | 0 | 0 | 0 | 0 | 0 | 0 | 0 | 0 | 0 | 0 | 0 | 0 | 0
param : | storage_charge_time | storage_discharge_time | storage_availability | storage_losses | :=
DAM_STORAGE | 1 | 1 | 1 | 0
PHS | 203 | 203 | 1 | 0
BATT_LI | 4 | 4 | 1 | 0.0002
CAES | 6.84 | 4.1 | 1 | 0.0208
BEV_BATT | 10 | 4 | 0.2 | 0.0002
PHEV_BATT | 10 | 4 | 0.2 | 0.0002
TS_DEC_DIRECT_ELEC | 4 | 4 | 1 | 0.00824
TS_DEC_HP_ELEC | 4 | 4 | 1 | 0.00824
TS_DEC_THHP_GAS | 4 | 4 | 1 | 0.00824
TS_DEC_COGEN_GAS | 4 | 4 | 1 | 0.00824
TS_DEC_COGEN_OIL | 4 | 4 | 1 | 0.00824
TS_DEC_ADVCOGEN_GAS | 4 | 4 | 1 | 0.00824
TS_DEC_ADVCOGEN_H2 | 4 | 4 | 1 | 0.00824
TS_DEC_BOILER_GAS | 4 | 4 | 1 | 0.00824
TS_DEC_BOILER_WOOD | 4 | 4 | 1 | 0.00824
TS_DEC_BOILER_OIL | 4 | 4 | 1 | 0.00824
TS_DHN_DAILY | 60.3 | 60.3 | 1 | 0.00833
TS_DHN_SEASONAL | 150 | 150 | 1 | 6.06e-05
SEASONAL_NG | 2256 | 752 | 1 | 0
SEASONAL_H2 | 4 | 4 | 1 | 0
CO2_STORAGE | 1 | 1 | 1 | 0
SLF_STO | 1 | 1 | 1 | 0
PT_STORAGE | 1.33 | 1.33 | 1 | 0.000355
ST_STORAGE | 1.33 | 1.33 | 1 | 0.000355
TS_COLD | 4 | 4 | 1 | 0.00824
TS_HIGH_TEMP | 1.33 | 1.33 | 1 | 0.000355
;