## README
EnergyScope TD data management file
Refer to papers: "Modelling of Low Carbon EnergySystems for 26 European Countrieswith EnergyScopeTD" Tychon and Dommisse 2020 and "EnergyScope TD: an open source model for national energy systems" Limpens2019
Netherlands Data by Jean-Louis Tychon and Jeroen Dommisse
Tabs structure :
1. Time series
1.1 End use demand and weather related (%_elec, %_sh…)
1.2 Technology related related to maintenance or weather (c_p_t)
2. Scenario
2.1 Resources (avail, gwp_op & c_op)
2.2 User defined (%_pub_min, fmin_%,re_share…)
2.3 Yearly energy end use demand
3. Technologies
3.1 layers_in_out (f)
3.2 Technologies caracteristiques (c_inv, lifetime …)
3.2 Storage (efficiency_in, charge time,…)
Color code :
User Input
Automatically computed
Default value

## 1.1 Time Series
|  | End Use Demands |  |  |  |  | Weather
{PERIODS} | period_duration [h] | Electricity (%_elec) | Space Heating (%_sh) | Space Cooling | Passanger mobility (%_pass) | Freight mobility (%_freight) | PV | Wind_onshore | Wind_offshore | Hydro_dam | Hydro_river | Tidal | Solar
1 | 1 | 6.8359e-05 | 0.00026069 | 0 | 2.3497e-06 | 0.00011416 | 0 | 0.298 | 0.5175 | 0 | 0 | 0.039802 | 0
2 | 1 | 5.9629e-05 | 0.00026519 | 0 | 1.1748e-06 | 0.00011416 | 0 | 0.282 | 0.519 | 0 | 0 | 0.17527 | 0
3 | 1 | 4.7034e-05 | 0.00026846 | 0 | 1.4098e-05 | 0.00011416 | 0 | 0.2904 | 0.5396 | 0 | 0 | 0.22268 | 0
4 | 1 | 3.4503e-05 | 0.00027211 | 0 | 3.7595e-05 | 0.00011416 | 0 | 0.3099 | 0.546 | 0 | 0 | 0.14009 | 0
5 | 1 | 2.6731e-05 | 0.00027484 | 0 | 9.3987e-05 | 0.00011416 | 0 | 0.314 | 0.5385 | 0 | 0 | 0.041147 | 0
6 | 1 | 2.5711e-05 | 0.00027801 | 0 | 0.0001821 | 0.00011416 | 0 | 0.3326 | 0.5752 | 0 | 0 | 0.0013575 | 0
7 | 1 | 2.956e-05 | 0.00028071 | 0 | 0.0001586 | 0.00011416 | 0 | 0.3631 | 0.6057 | 0 | 0 | 0.0053101 | 0
8 | 1 | 3.7731e-05 | 0.00028491 | 0 | 0.00014685 | 0.00011416 | 0 | 0.3822 | 0.6178 | 0 | 0 | 0.068734 | 0
9 | 1 | 4.5118e-05 | 0.00028193 | 0 | 0.00016448 | 0.00011416 | 0 | 0.4266 | 0.6291 | 0 | 0 | 0.098975 | 0
10 | 1 | 5.5659e-05 | 0.0002701 | 0 | 0.00018797 | 0.00011416 | 0.38 | 0.4044 | 0.6144 | 0 | 0 | 0.064153 | 0.10167
11 | 1 | 7.207e-05 | 0.00025754 | 0 | 0.00020677 | 0.00011416 | 0.42 | 0.3986 | 0.6506 | 0 | 0 | 0.022253 | 0.078735
12 | 1 | 8.552e-05 | 0.00024444 | 0 | 0.00018797 | 0.00011416 | 0.33 | 0.4455 | 0.698 | 0 | 0 | 0.0013373 | 0.032537
13 | 1 | 0.00012286 | 0.00023665 | 0 | 0.00019032 | 0.00011416 | 0.17 | 0.4762 | 0.7092 | 0 | 0 | 0.046976 | 0.087037
14 | 1 | 0.00012386 | 0.00023433 | 0 | 0.00021382 | 0.00011416 | 0.05 | 0.5098 | 0.7335 | 0 | 0 | 0.20336 | 0.011934
15 | 1 | 0.00012643 | 0.00023769 | 0 | 0.00022322 | 0.00011416 | 0.12 | 0.5474 | 0.7675 | 0 | 0 | 0.25925 | 0.025996
16 | 1 | 0.00011974 | 0.00024689 | 0 | 0.00022322 | 0.00011416 | 0 | 0.5863 | 0.8053 | 0 | 0 | 0.1622 | 0
17 | 1 | 0.00012568 | 0.00025165 | 0 | 0.00016448 | 0.00011416 | 0 | 0.6229 | 0.838 | 0 | 0 | 0.047516 | 0
18 | 1 | 0.0001402 | 0.00025363 | 0 | 0.00011748 | 0.00011416 | 0 | 0.6686 | 0.8735 | 0 | 0 | 0.0014402 | 0
19 | 1 | 0.00013068 | 0.00025435 | 0 | 8.8113e-05 | 0.00011416 | 0 | 0.7118 | 0.9027 | 0 | 0 | 0.0070149 | 0
20 | 1 | 0.00011626 | 0.00025497 | 0 | 5.8742e-05 | 0.00011416 | 0 | 0.7506 | 0.9263 | 0 | 0 | 0.082421 | 0
21 | 1 | 0.00010761 | 0.00025466 | 0 | 3.7595e-05 | 0.00011416 | 0 | 0.7842 | 0.935 | 0 | 0 | 0.11489 | 0
22 | 1 | 9.5711e-05 | 0.00025363 | 0 | 2.3497e-05 | 0.00011416 | 0 | 0.8067 | 0.9409 | 0 | 0 | 0.072661 | 0
23 | 1 | 8.8173e-05 | 0.00025112 | 0 | 9.3987e-06 | 0.00011416 | 0 | 0.8239 | 0.9498 | 0 | 0 | 0.02419 | 0
24 | 1 | 7.0347e-05 | 0.00024647 | 0 | 5.8742e-06 | 0.00011416 | 0 | 0.838 | 0.9566 | 0 | 0 | 0.0013373 | 0
25 | 1 | 5.0471e-05 | 0.00024025 | 0 | 2.3497e-06 | 0.00011416 | 0 | 0.8525 | 0.9646 | 0 | 0 | 0.052888 | 0
26 | 1 | 3.4046e-05 | 0.00023293 | 0 | 1.1748e-06 | 0.00011416 | 0 | 0.8609 | 0.968 | 0 | 0 | 0.22628 | 0
27 | 1 | 2.4286e-05 | 0.00022431 | 0 | 1.4098e-05 | 0.00011416 | 0 | 0.8627 | 0.9691 | 0 | 0 | 0.28916 | 0
28 | 1 | 2.0956e-05 | 0.00021295 | 0 | 3.7595e-05 | 0.00011416 | 0 | 0.8654 | 0.9685 | 0 | 0 | 0.18023 | 0
29 | 1 | 2.4003e-05 | 0.00019832 | 0 | 9.3987e-05 | 0.00011416 | 0 | 0.8481 | 0.9522 | 0 | 0 | 0.052702 | 0
30 | 1 | 3.7399e-05 | 0.00018144 | 0 | 0.0001821 | 0.00011416 | 0 | 0.8097 | 0.928 | 0 | 0 | 0.0015043 | 0
31 | 1 | 6.5948e-05 | 0.00016555 | 0 | 0.0001586 | 0.00011416 | 0 | 0.768 | 0.9153 | 0 | 0 | 0.0085089 | 0
32 | 1 | 0.0001067 | 0.00016037 | 0 | 0.00014685 | 0.00011416 | 0 | 0.7514 | 0.8892 | 0 | 0 | 0.0938 | 0
33 | 1 | 0.00014269 | 0.00016264 | 0 | 0.00016448 | 0.00011416 | 0 | 0.7125 | 0.8843 | 0 | 0 | 0.12789 | 0
34 | 1 | 0.00016713 | 0.00016148 | 0 | 0.00018797 | 0.00011416 | 0.07 | 0.6622 | 0.8694 | 0 | 0 | 0.079513 | 0.080864
35 | 1 | 0.00018195 | 0.00015912 | 0 | 0.00020677 | 0.00011416 | 0.5 | 0.6517 | 0.8558 | 0 | 0 | 0.025714 | 0.45065
36 | 1 | 0.00018182 | 0.00015592 | 0 | 0.00018797 | 0.00011416 | 0.59 | 0.6782 | 0.8545 | 0 | 0 | 0.0013373 | 0.51831
37 | 1 | 0.00017682 | 0.00015417 | 0 | 0.00019032 | 0.00011416 | 0.53 | 0.6932 | 0.8686 | 0 | 0 | 0.059277 | 0.47268
38 | 1 | 0.00017035 | 0.00015865 | 0 | 0.00021382 | 0.00011416 | 0.44 | 0.708 | 0.8813 | 0 | 0 | 0.25088 | 0.075047
39 | 1 | 0.00016861 | 0.00017168 | 0 | 0.00022322 | 0.00011416 | 0.3 | 0.7091 | 0.8876 | 0 | 0 | 0.32128 | 0.24648
40 | 1 | 0.00017601 | 0.00018758 | 0 | 0.00022322 | 0.00011416 | 0 | 0.7343 | 0.9079 | 0 | 0 | 0.19955 | 0
41 | 1 | 0.00018256 | 0.00019216 | 0 | 0.00016448 | 0.00011416 | 0 | 0.7637 | 0.9221 | 0 | 0 | 0.058253 | 0
42 | 1 | 0.00020467 | 0.00019441 | 0 | 0.00011748 | 0.00011416 | 0 | 0.7446 | 0.9077 | 0 | 0 | 0.0015704 | 0
43 | 1 | 0.00018605 | 0.00019723 | 0 | 8.8113e-05 | 0.00011416 | 0 | 0.7006 | 0.8668 | 0 | 0 | 0.010201 | 0
44 | 1 | 0.00017475 | 0.00020321 | 0 | 5.8742e-05 | 0.00011416 | 0 | 0.6394 | 0.8089 | 0 | 0 | 0.10618 | 0
45 | 1 | 0.00016184 | 0.00020953 | 0 | 3.7595e-05 | 0.00011416 | 0 | 0.6102 | 0.7875 | 0 | 0 | 0.14184 | 0
46 | 1 | 0.00014242 | 0.00021417 | 0 | 2.3497e-05 | 0.00011416 | 0 | 0.6058 | 0.7932 | 0 | 0 | 0.086783 | 0
47 | 1 | 0.00011946 | 0.00021968 | 0 | 9.3987e-06 | 0.00011416 | 0 | 0.5831 | 0.773 | 0 | 0 | 0.0273 | 0
48 | 1 | 0.00010545 | 0.00022736 | 0 | 5.8742e-06 | 0.00011416 | 0 | 0.5337 | 0.7174 | 0 | 0 | 0.0013373 | 0
49 | 1 | 9.8148e-05 | 0.00022328 | 0 | 2.3497e-06 | 0.00011416 | 0 | 0.4574 | 0.6344 | 0 | 0 | 0.06616 | 0
50 | 1 | 8.9299e-05 | 0.00022075 | 0 | 1.1748e-06 | 0.00011416 | 0 | 0.4149 | 0.5762 | 0 | 0 | 0.27718 | 0
51 | 1 | 8.2076e-05 | 0.00022236 | 0 | 1.4098e-05 | 0.00011416 | 0 | 0.401 | 0.5597 | 0 | 0 | 0.3557 | 0
52 | 1 | 7.776e-05 | 0.00022468 | 0 | 3.7595e-05 | 0.00011416 | 0 | 0.3989 | 0.578 | 0 | 0 | 0.2202 | 0
53 | 1 | 7.2464e-05 | 0.00022708 | 0 | 9.3987e-05 | 0.00011416 | 0 | 0.4094 | 0.6452 | 0 | 0 | 0.06418 | 0
54 | 1 | 7.9664e-05 | 0.00022846 | 0 | 0.0001821 | 0.00011416 | 0 | 0.4302 | 0.7212 | 0 | 0 | 0.0016383 | 0
55 | 1 | 8.7658e-05 | 0.00022894 | 0 | 0.0001586 | 0.00011416 | 0 | 0.4607 | 0.7555 | 0 | 0 | 0.012104 | 0
56 | 1 | 0.00010139 | 0.00022944 | 0 | 0.00014685 | 0.00011416 | 0 | 0.4798 | 0.7204 | 0 | 0 | 0.11961 | 0
57 | 1 | 0.00012329 | 0.0002316 | 0 | 0.00016448 | 0.00011416 | 0 | 0.4113 | 0.5988 | 0 | 0 | 0.15676 | 0
58 | 1 | 0.00014916 | 0.00023518 | 0 | 0.00018797 | 0.00011416 | 0.02 | 0.3581 | 0.4848 | 0 | 0 | 0.094484 | 0
59 | 1 | 0.00016579 | 0.00023962 | 0 | 0.00020677 | 0.00011416 | 0.04 | 0.3235 | 0.3787 | 0 | 0 | 0.02895 | 0
60 | 1 | 0.00018527 | 0.00023885 | 0 | 0.00018797 | 0.00011416 | 0.08 | 0.3041 | 0.308 | 0 | 0 | 0.0013373 | 0.021495
61 | 1 | 0.00019455 | 0.00023494 | 0 | 0.00019032 | 0.00011416 | 0.15 | 0.2622 | 0.2379 | 0 | 0 | 0.071033 | 0.007176
62 | 1 | 0.00019539 | 0.00023514 | 0 | 0.00021382 | 0.00011416 | 0.02 | 0.2023 | 0.1642 | 0 | 0 | 0.29571 | 0.054901
63 | 1 | 0.00020088 | 0.00024158 | 0 | 0.00022322 | 0.00011416 | 0.01 | 0.1572 | 0.1038 | 0 | 0 | 0.37996 | 0.00507
64 | 1 | 0.00020875 | 0.00025193 | 0 | 0.00022322 | 0.00011416 | 0 | 0.1487 | 0.0895 | 0 | 0 | 0.23473 | 0
65 | 1 | 0.00021534 | 0.00025289 | 0 | 0.00016448 | 0.00011416 | 0 | 0.1499 | 0.197 | 0 | 0 | 0.068347 | 0
66 | 1 | 0.0002253 | 0.00025128 | 0 | 0.00011748 | 0.00011416 | 0 | 0.1959 | 0.2897 | 0 | 0 | 0.0016847 | 0
67 | 1 | 0.00021421 | 0.00024748 | 0 | 8.8113e-05 | 0.00011416 | 0 | 0.2499 | 0.4285 | 0 | 0 | 0.013496 | 0
68 | 1 | 0.00019346 | 0.00024165 | 0 | 5.8742e-05 | 0.00011416 | 0 | 0.3554 | 0.5715 | 0 | 0 | 0.12916 | 0
69 | 1 | 0.00017341 | 0.00023361 | 0 | 3.7595e-05 | 0.00011416 | 0 | 0.4305 | 0.642 | 0 | 0 | 0.16727 | 0
70 | 1 | 0.00015654 | 0.00022905 | 0 | 2.3497e-05 | 0.00011416 | 0 | 0.4644 | 0.6527 | 0 | 0 | 0.099862 | 0
71 | 1 | 0.00013568 | 0.00023413 | 0 | 9.3987e-06 | 0.00011416 | 0 | 0.4769 | 0.6563 | 0 | 0 | 0.030087 | 0
72 | 1 | 0.00011522 | 0.00023534 | 0 | 5.8742e-06 | 0.00011416 | 0 | 0.4999 | 0.6778 | 0 | 0 | 0.0013373 | 0
73 | 1 | 0.00010118 | 0.00023483 | 0 | 2.3497e-06 | 0.00011416 | 0 | 0.5127 | 0.6757 | 0 | 0 | 0.07614 | 0
74 | 1 | 8.8447e-05 | 0.00023368 | 0 | 1.1748e-06 | 0.00011416 | 0 | 0.4861 | 0.6254 | 0 | 0 | 0.31504 | 0
75 | 1 | 7.4896e-05 | 0.00023389 | 0 | 1.4098e-05 | 0.00011416 | 0 | 0.4522 | 0.5861 | 0 | 0 | 0.40529 | 0
76 | 1 | 6.9795e-05 | 0.0002347 | 0 | 3.7595e-05 | 0.00011416 | 0 | 0.4288 | 0.5621 | 0 | 0 | 0.24989 | 0
77 | 1 | 6.8249e-05 | 0.00023986 | 0 | 9.3987e-05 | 0.00011416 | 0 | 0.4331 | 0.5654 | 0 | 0 | 0.07269 | 0
78 | 1 | 7.1704e-05 | 0.00024261 | 0 | 0.0001821 | 0.00011416 | 0 | 0.422 | 0.5372 | 0 | 0 | 0.0017319 | 0
79 | 1 | 7.7577e-05 | 0.00024695 | 0 | 0.0001586 | 0.00011416 | 0 | 0.4068 | 0.5011 | 0 | 0 | 0.014991 | 0
80 | 1 | 9.3333e-05 | 0.0002504 | 0 | 0.00014685 | 0.00011416 | 0 | 0.3992 | 0.4743 | 0 | 0 | 0.1392 | 0
81 | 1 | 0.00011575 | 0.00023857 | 0 | 0.00016448 | 0.00011416 | 0 | 0.3678 | 0.4279 | 0 | 0 | 0.17824 | 0
82 | 1 | 0.00013757 | 0.00021077 | 0 | 0.00018797 | 0.00011416 | 0.27 | 0.3116 | 0.3692 | 0 | 0 | 0.10544 | 0.27418
83 | 1 | 0.00015845 | 0.0001912 | 0 | 0.00020677 | 0.00011416 | 0.48 | 0.2473 | 0.302 | 0 | 0 | 0.031253 | 0.13183
84 | 1 | 0.00016631 | 0.00017873 | 0 | 0.00018797 | 0.00011416 | 0.54 | 0.2123 | 0.2525 | 0 | 0 | 0.0013373 | 0.29573
85 | 1 | 0.00016457 | 0.00017315 | 0 | 0.00019032 | 0.00011416 | 0.55 | 0.2074 | 0.2335 | 0 | 0 | 0.078782 | 0.5209
86 | 1 | 0.0001693 | 0.00017712 | 0 | 0.00021382 | 0.00011416 | 0.49 | 0.1972 | 0.2166 | 0 | 0 | 0.32501 | 0.43196
87 | 1 | 0.00017214 | 0.00019998 | 0 | 0.00022322 | 0.00011416 | 0.3 | 0.1969 | 0.204 | 0 | 0 | 0.41838 | 0.27017
88 | 1 | 0.00017231 | 0.00024034 | 0 | 0.00022322 | 0.00011416 | 0.01 | 0.2004 | 0.2024 | 0 | 0 | 0.25771 | 0
89 | 1 | 0.00017119 | 0.00025566 | 0 | 0.00016448 | 0.00011416 | 0 | 0.1906 | 0.1893 | 0 | 0 | 0.074929 | 0
90 | 1 | 0.00019764 | 0.00026423 | 0 | 0.00011748 | 0.00011416 | 0 | 0.1777 | 0.1773 | 0 | 0 | 0.0017558 | 0
91 | 1 | 0.00020035 | 0.00027021 | 0 | 8.8113e-05 | 0.00011416 | 0 | 0.1844 | 0.1931 | 0 | 0 | 0.015778 | 0
92 | 1 | 0.00019594 | 0.00027366 | 0 | 5.8742e-05 | 0.00011416 | 0 | 0.2107 | 0.2414 | 0 | 0 | 0.14442 | 0
93 | 1 | 0.00018459 | 0.00027517 | 0 | 3.7595e-05 | 0.00011416 | 0 | 0.2427 | 0.2955 | 0 | 0 | 0.1839 | 0
94 | 1 | 0.00017104 | 0.00027637 | 0 | 2.3497e-05 | 0.00011416 | 0 | 0.263 | 0.3296 | 0 | 0 | 0.10831 | 0
95 | 1 | 0.00015014 | 0.00027765 | 0 | 9.3987e-06 | 0.00011416 | 0 | 0.2643 | 0.3328 | 0 | 0 | 0.031847 | 0
96 | 1 | 0.00012483 | 0.0002784 | 0 | 5.8742e-06 | 0.00011416 | 0 | 0.2545 | 0.3302 | 0 | 0 | 0.0013373 | 0
97 | 1 | 0.00010823 | 0.00027862 | 0 | 2.3497e-06 | 0.00011416 | 0 | 0.2469 | 0.3401 | 0 | 0 | 0.078782 | 0
98 | 1 | 9.3766e-05 | 0.00027888 | 0 | 1.1748e-06 | 0.00011416 | 0 | 0.2376 | 0.3538 | 0 | 0 | 0.32501 | 0
99 | 1 | 8.3127e-05 | 0.00027932 | 0 | 1.4098e-05 | 0.00011416 | 0 | 0.2348 | 0.3664 | 0 | 0 | 0.41838 | 0
100 | 1 | 8.1172e-05 | 0.00027731 | 0 | 3.7595e-05 | 0.00011416 | 0 | 0.2234 | 0.3575 | 0 | 0 | 0.25771 | 0
101 | 1 | 8.5987e-05 | 0.00027218 | 0 | 9.3987e-05 | 0.00011416 | 0 | 0.2201 | 0.3516 | 0 | 0 | 0.074929 | 0
102 | 1 | 9.9663e-05 | 0.00027023 | 0 | 0.0001821 | 0.00011416 | 0 | 0.2204 | 0.353 | 0 | 0 | 0.0017558 | 0
103 | 1 | 0.00014652 | 0.00027065 | 0 | 0.0001586 | 0.00011416 | 0 | 0.2121 | 0.3467 | 0 | 0 | 0.015778 | 0
104 | 1 | 0.0002066 | 0.00027244 | 0 | 0.00014685 | 0.00011416 | 0 | 0.2055 | 0.3392 | 0 | 0 | 0.14442 | 0
105 | 1 | 0.00026027 | 0.00027038 | 0 | 0.00016448 | 0.00011416 | 0 | 0.2 | 0.3308 | 0 | 0 | 0.1839 | 0
106 | 1 | 0.00027672 | 0.00026257 | 0 | 0.00018797 | 0.00011416 | 0.16 | 0.1796 | 0.2953 | 0 | 0 | 0.10831 | 0.11374
107 | 1 | 0.00028389 | 0.00025326 | 0 | 0.00020677 | 0.00011416 | 0.01 | 0.1795 | 0.2761 | 0 | 0 | 0.031847 | 0.26978
108 | 1 | 0.00028983 | 0.00024571 | 0 | 0.00018797 | 0.00011416 | 0.02 | 0.1797 | 0.2741 | 0 | 0 | 0.0013373 | 0
109 | 1 | 0.00026201 | 0.0002408 | 0 | 0.00019032 | 0.00011416 | 0.02 | 0.1708 | 0.2656 | 0 | 0 | 0.07614 | 0
110 | 1 | 0.00029028 | 0.00023842 | 0 | 0.00021382 | 0.00011416 | 0.05 | 0.1549 | 0.2444 | 0 | 0 | 0.31504 | 0
111 | 1 | 0.0002959 | 0.00023992 | 0 | 0.00022322 | 0.00011416 | 0.01 | 0.143 | 0.2292 | 0 | 0 | 0.40529 | 0
112 | 1 | 0.00029242 | 0.00024492 | 0 | 0.00022322 | 0.00011416 | 0 | 0.1506 | 0.2355 | 0 | 0 | 0.24989 | 0
113 | 1 | 0.00029642 | 0.00024704 | 0 | 0.00016448 | 0.00011416 | 0 | 0.1533 | 0.2372 | 0 | 0 | 0.07269 | 0
114 | 1 | 0.00030306 | 0.00024872 | 0 | 0.00011748 | 0.00011416 | 0 | 0.1482 | 0.2308 | 0 | 0 | 0.0017319 | 0
115 | 1 | 0.00028002 | 0.00024986 | 0 | 8.8113e-05 | 0.00011416 | 0 | 0.1428 | 0.2294 | 0 | 0 | 0.014991 | 0
116 | 1 | 0.00026086 | 0.00025112 | 0 | 5.8742e-05 | 0.00011416 | 0 | 0.1397 | 0.2268 | 0 | 0 | 0.1392 | 0
117 | 1 | 0.00024382 | 0.00025309 | 0 | 3.7595e-05 | 0.00011416 | 0 | 0.1316 | 0.2232 | 0 | 0 | 0.17824 | 0
118 | 1 | 0.00022066 | 0.00025482 | 0 | 2.3497e-05 | 0.00011416 | 0 | 0.1262 | 0.223 | 0 | 0 | 0.10544 | 0
119 | 1 | 0.0001895 | 0.00025763 | 0 | 9.3987e-06 | 0.00011416 | 0 | 0.1246 | 0.2244 | 0 | 0 | 0.031253 | 0
120 | 1 | 0.0001647 | 0.00026241 | 0 | 5.8742e-06 | 0.00011416 | 0 | 0.1229 | 0.2241 | 0 | 0 | 0.0013373 | 0
121 | 1 | 0.00014118 | 0.00026744 | 0 | 2.3497e-06 | 0.00011416 | 0 | 0.1251 | 0.2254 | 0 | 0 | 0.073557 | 0
122 | 1 | 0.00012372 | 0.00027261 | 0 | 1.1748e-06 | 0.00011416 | 0 | 0.13 | 0.2289 | 0 | 0 | 0.30527 | 0
123 | 1 | 0.00011506 | 0.00027737 | 0 | 1.4098e-05 | 0.00011416 | 0 | 0.1363 | 0.2359 | 0 | 0 | 0.39249 | 0
124 | 1 | 0.00011203 | 0.00028281 | 0 | 3.7595e-05 | 0.00011416 | 0 | 0.1361 | 0.2361 | 0 | 0 | 0.24223 | 0
125 | 1 | 0.00011317 | 0.00028798 | 0 | 9.3987e-05 | 0.00011416 | 0 | 0.1374 | 0.2363 | 0 | 0 | 0.070496 | 0
126 | 1 | 0.00012123 | 0.0002946 | 0 | 0.0001821 | 0.00011416 | 0 | 0.1446 | 0.2436 | 0 | 0 | 0.0017082 | 0
127 | 1 | 0.00015442 | 0.00029988 | 0 | 0.0001586 | 0.00011416 | 0 | 0.1546 | 0.2602 | 0 | 0 | 0.01423 | 0
128 | 1 | 0.00021745 | 0.00030397 | 0 | 0.00014685 | 0.00011416 | 0 | 0.1595 | 0.269 | 0 | 0 | 0.13412 | 0
129 | 1 | 0.00026948 | 0.00030054 | 0 | 0.00016448 | 0.00011416 | 0 | 0.1524 | 0.2662 | 0 | 0 | 0.17269 | 0
130 | 1 | 0.00028229 | 0.00029222 | 0 | 0.00018797 | 0.00011416 | 0.2 | 0.1322 | 0.2419 | 0 | 0 | 0.10263 | 0.10785
131 | 1 | 0.00028421 | 0.00028087 | 0 | 0.00020677 | 0.00011416 | 0.3 | 0.123 | 0.2156 | 0 | 0 | 0.030666 | 0.21443
132 | 1 | 0.00027955 | 0.00026807 | 0 | 0.00018797 | 0.00011416 | 0.29 | 0.1282 | 0.2188 | 0 | 0 | 0.0013373 | 0.22892
133 | 1 | 0.00027842 | 0.00025962 | 0 | 0.00019032 | 0.00011416 | 0.25 | 0.135 | 0.2303 | 0 | 0 | 0.068568 | 0.20785
134 | 1 | 0.00027573 | 0.0002568 | 0 | 0.00021382 | 0.00011416 | 0.21 | 0.1464 | 0.2516 | 0 | 0 | 0.28635 | 0.095706
135 | 1 | 0.00028325 | 0.00026501 | 0 | 0.00022322 | 0.00011416 | 0.08 | 0.159 | 0.2963 | 0 | 0 | 0.36769 | 0.082725
136 | 1 | 0.00028257 | 0.00027853 | 0 | 0.00022322 | 0.00011416 | 0 | 0.2106 | 0.3669 | 0 | 0 | 0.22739 | 0
137 | 1 | 0.00028646 | 0.00027475 | 0 | 0.00016448 | 0.00011416 | 0 | 0.2579 | 0.4278 | 0 | 0 | 0.066242 | 0
138 | 1 | 0.00030145 | 0.00026541 | 0 | 0.00011748 | 0.00011416 | 0 | 0.2877 | 0.455 | 0 | 0 | 0.0016614 | 0
139 | 1 | 0.00027614 | 0.00025237 | 0 | 8.8113e-05 | 0.00011416 | 0 | 0.2935 | 0.4294 | 0 | 0 | 0.012788 | 0
140 | 1 | 0.00026029 | 0.00023852 | 0 | 5.8742e-05 | 0.00011416 | 0 | 0.2914 | 0.4432 | 0 | 0 | 0.12432 | 0
141 | 1 | 0.00023446 | 0.00022721 | 0 | 3.7595e-05 | 0.00011416 | 0 | 0.3021 | 0.4754 | 0 | 0 | 0.16196 | 0
142 | 1 | 0.00020464 | 0.00021791 | 0 | 2.3497e-05 | 0.00011416 | 0 | 0.3236 | 0.5275 | 0 | 0 | 0.097148 | 0
143 | 1 | 0.00017666 | 0.00021182 | 0 | 9.3987e-06 | 0.00011416 | 0 | 0.3532 | 0.5418 | 0 | 0 | 0.029515 | 0
144 | 1 | 0.00015514 | 0.00021195 | 0 | 5.8742e-06 | 0.00011416 | 0 | 0.3389 | 0.485 | 0 | 0 | 0.0013373 | 0
145 | 1 | 6.7573e-05 | 0.0002144 | 0 | 2.3497e-06 | 0.00011416 | 0 | 0.3091 | 0.4258 | 0 | 0 | 0.06381 | 0
146 | 1 | 5.0955e-05 | 0.00021738 | 0 | 1.1748e-06 | 0.00011416 | 0 | 0.2888 | 0.3821 | 0 | 0 | 0.26822 | 0
147 | 1 | 4.2936e-05 | 0.00022228 | 0 | 1.4098e-05 | 0.00011416 | 0 | 0.2654 | 0.3187 | 0 | 0 | 0.34396 | 0
148 | 1 | 3.9792e-05 | 0.00022955 | 0 | 3.7595e-05 | 0.00011416 | 0 | 0.2152 | 0.2172 | 0 | 0 | 0.21317 | 0
149 | 1 | 4.091e-05 | 0.00024139 | 0 | 9.3987e-05 | 0.00011416 | 0 | 0.1643 | 0.1467 | 0 | 0 | 0.062162 | 0
150 | 1 | 5.1593e-05 | 0.00025639 | 0 | 0.0001821 | 0.00011416 | 0 | 0.1638 | 0.1633 | 0 | 0 | 0.0016155 | 0
151 | 1 | 8.7909e-05 | 0.00026501 | 0 | 0.0001586 | 0.00011416 | 0 | 0.2232 | 0.274 | 0 | 0 | 0.011446 | 0
152 | 1 | 0.00014929 | 0.00026032 | 0 | 0.00014685 | 0.00011416 | 0 | 0.2938 | 0.4038 | 0 | 0 | 0.11501 | 0
153 | 1 | 0.00019111 | 0.00024697 | 0 | 0.00016448 | 0.00011416 | 0 | 0.2924 | 0.4535 | 0 | 0 | 0.15168 | 0
154 | 1 | 0.0001993 | 0.00023473 | 0 | 0.00018797 | 0.00011416 | 0.31 | 0.2833 | 0.4657 | 0 | 0 | 0.091868 | 0.30595
155 | 1 | 0.00019884 | 0.00022616 | 0 | 0.00020677 | 0.00011416 | 0.51 | 0.2874 | 0.5457 | 0 | 0 | 0.028393 | 0.44115
156 | 1 | 0.00019597 | 0.00021649 | 0 | 0.00018797 | 0.00011416 | 0.58 | 0.3338 | 0.607 | 0 | 0 | 0.0013373 | 0.51794
157 | 1 | 0.00018829 | 0.0002106 | 0 | 0.00019032 | 0.00011416 | 0.57 | 0.3356 | 0.5925 | 0 | 0 | 0.057093 | 0.23092
158 | 1 | 0.00018995 | 0.00021075 | 0 | 0.00021382 | 0.00011416 | 0.46 | 0.3385 | 0.5652 | 0 | 0 | 0.24249 | 0.075905
159 | 1 | 0.00019119 | 0.00021808 | 0 | 0.00022322 | 0.00011416 | 0.11 | 0.3528 | 0.5587 | 0 | 0 | 0.31032 | 0.14388
160 | 1 | 0.00019197 | 0.00022968 | 0 | 0.00022322 | 0.00011416 | 0 | 0.3822 | 0.5789 | 0 | 0 | 0.19297 | 0
161 | 1 | 0.00020148 | 0.00023621 | 0 | 0.00016448 | 0.00011416 | 0 | 0.4267 | 0.6472 | 0 | 0 | 0.056361 | 0
162 | 1 | 0.00022699 | 0.00024239 | 0 | 0.00011748 | 0.00011416 | 0 | 0.4633 | 0.7029 | 0 | 0 | 0.0015481 | 0
163 | 1 | 0.00020691 | 0.0002492 | 0 | 8.8113e-05 | 0.00011416 | 0 | 0.5046 | 0.7658 | 0 | 0 | 0.0096143 | 0
164 | 1 | 0.00019127 | 0.00025623 | 0 | 5.8742e-05 | 0.00011416 | 0 | 0.5326 | 0.8044 | 0 | 0 | 0.10194 | 0
165 | 1 | 0.00016836 | 0.00026196 | 0 | 3.7595e-05 | 0.00011416 | 0 | 0.563 | 0.8265 | 0 | 0 | 0.13708 | 0
166 | 1 | 0.00014384 | 0.00026436 | 0 | 2.3497e-05 | 0.00011416 | 0 | 0.5971 | 0.8446 | 0 | 0 | 0.084313 | 0
167 | 1 | 0.00011467 | 0.0002637 | 0 | 9.3987e-06 | 0.00011416 | 0 | 0.6183 | 0.8532 | 0 | 0 | 0.026764 | 0
168 | 1 | 8.9723e-05 | 0.0002603 | 0 | 5.8742e-06 | 0.00011416 | 0 | 0.6265 | 0.8608 | 0 | 0 | 0.0013373 | 0
169 | 1 | 7.3739e-05 | 0.00025545 | 0 | 2.3497e-06 | 0.00011416 | 0 | 0.6306 | 0.8597 | 0 | 0 | 0.048895 | 0
170 | 1 | 5.8155e-05 | 0.0002497 | 0 | 1.1748e-06 | 0.00011416 | 0 | 0.6319 | 0.8561 | 0 | 0 | 0.21082 | 0
171 | 1 | 5.0519e-05 | 0.00024328 | 0 | 1.4098e-05 | 0.00011416 | 0 | 0.6311 | 0.8459 | 0 | 0 | 0.26898 | 0
172 | 1 | 4.8361e-05 | 0.00023455 | 0 | 3.7595e-05 | 0.00011416 | 0 | 0.6397 | 0.8343 | 0 | 0 | 0.16807 | 0
173 | 1 | 5.0234e-05 | 0.0002245 | 0 | 9.3987e-05 | 0.00011416 | 0 | 0.6281 | 0.8008 | 0 | 0 | 0.049205 | 0
174 | 1 | 6.3307e-05 | 0.0002145 | 0 | 0.0001821 | 0.00011416 | 0 | 0.6074 | 0.7874 | 0 | 0 | 0.0014614 | 0
175 | 1 | 0.0001001 | 0.00020566 | 0 | 0.0001586 | 0.00011416 | 0 | 0.5948 | 0.7461 | 0 | 0 | 0.0074916 | 0
176 | 1 | 0.00016203 | 0.00019664 | 0 | 0.00014685 | 0.00011416 | 0 | 0.5802 | 0.7381 | 0 | 0 | 0.086105 | 0
177 | 1 | 0.00020436 | 0.00018869 | 0 | 0.00016448 | 0.00011416 | 0 | 0.5269 | 0.6374 | 0 | 0 | 0.11912 | 0
178 | 1 | 0.00021682 | 0.00018352 | 0 | 0.00018797 | 0.00011416 | 0.01 | 0.4531 | 0.5352 | 0 | 0 | 0.0749 | 0
179 | 1 | 0.0002202 | 0.00017873 | 0 | 0.00020677 | 0.00011416 | 0.03 | 0.4103 | 0.4781 | 0 | 0 | 0.024691 | 0
180 | 1 | 0.00022621 | 0.00017598 | 0 | 0.00018797 | 0.00011416 | 0.02 | 0.3172 | 0.3786 | 0 | 0 | 0.0013373 | 0.0034766
181 | 1 | 0.00022479 | 0.00017384 | 0 | 0.00019032 | 0.00011416 | 0.02 | 0.2427 | 0.3471 | 0 | 0 | 0.041522 | 0
182 | 1 | 0.00022723 | 0.00017524 | 0 | 0.00021382 | 0.00011416 | 0.02 | 0.2399 | 0.3803 | 0 | 0 | 0.18203 | 0
183 | 1 | 0.00022358 | 0.00018421 | 0 | 0.00022322 | 0.00011416 | 0.01 | 0.2882 | 0.3407 | 0 | 0 | 0.23148 | 0
184 | 1 | 0.0002239 | 0.00019249 | 0 | 0.00022322 | 0.00011416 | 0 | 0.2746 | 0.3507 | 0 | 0 | 0.14542 | 0
185 | 1 | 0.00022945 | 0.00019607 | 0 | 0.00016448 | 0.00011416 | 0 | 0.2839 | 0.4245 | 0 | 0 | 0.042682 | 0
186 | 1 | 0.00024155 | 0.00020203 | 0 | 0.00011748 | 0.00011416 | 0 | 0.3253 | 0.4775 | 0 | 0 | 0.0013779 | 0
187 | 1 | 0.00022516 | 0.00020306 | 0 | 8.8113e-05 | 0.00011416 | 0 | 0.4039 | 0.5512 | 0 | 0 | 0.0057069 | 0
188 | 1 | 0.00021058 | 0.00020214 | 0 | 5.8742e-05 | 0.00011416 | 0 | 0.4449 | 0.5794 | 0 | 0 | 0.072001 | 0
189 | 1 | 0.00018885 | 0.00020101 | 0 | 3.7595e-05 | 0.00011416 | 0 | 0.4657 | 0.626 | 0 | 0 | 0.10281 | 0
190 | 1 | 0.00016068 | 0.00020048 | 0 | 2.3497e-05 | 0.00011416 | 0 | 0.4563 | 0.5963 | 0 | 0 | 0.066214 | 0
191 | 1 | 0.0001314 | 0.00020164 | 0 | 9.3987e-06 | 0.00011416 | 0 | 0.4106 | 0.5304 | 0 | 0 | 0.022727 | 0
192 | 1 | 0.00010466 | 0.00020383 | 0 | 5.8742e-06 | 0.00011416 | 0 | 0.385 | 0.5427 | 0 | 0 | 0.0013373 | 0
193 | 1 | 7.6225e-05 | 0.00020548 | 0 | 2.3497e-06 | 0.00011416 | 0 | 0.4206 | 0.6364 | 0 | 0 | 0.03493 | 0
194 | 1 | 5.9589e-05 | 0.00020306 | 0 | 1.1748e-06 | 0.00011416 | 0 | 0.5096 | 0.7515 | 0 | 0 | 0.15599 | 0
195 | 1 | 5.1121e-05 | 0.0001981 | 0 | 1.4098e-05 | 0.00011416 | 0 | 0.5956 | 0.8191 | 0 | 0 | 0.19764 | 0
196 | 1 | 4.7215e-05 | 0.00019647 | 0 | 3.7595e-05 | 0.00011416 | 0 | 0.7312 | 0.9132 | 0 | 0 | 0.1249 | 0
197 | 1 | 4.9561e-05 | 0.00018839 | 0 | 9.3987e-05 | 0.00011416 | 0 | 0.9102 | 0.98 | 0 | 0 | 0.036762 | 0
198 | 1 | 6.2624e-05 | 0.00017397 | 0 | 0.0001821 | 0.00011416 | 0 | 0.9574 | 0.9855 | 0 | 0 | 0.0012976 | 0
199 | 1 | 0.00010107 | 0.00015993 | 0 | 0.0001586 | 0.00011416 | 0 | 0.949 | 0.9854 | 0 | 0 | 0.0042308 | 0
200 | 1 | 0.00016155 | 0.00014871 | 0 | 0.00014685 | 0.00011416 | 0 | 0.9304 | 0.976 | 0 | 0 | 0.059529 | 0
201 | 1 | 0.00020454 | 0.00013895 | 0 | 0.00016448 | 0.00011416 | 0 | 0.9128 | 0.9647 | 0 | 0 | 0.088053 | 0
202 | 1 | 0.00021929 | 0.00012803 | 0 | 0.00018797 | 0.00011416 | 0.01 | 0.9003 | 0.9616 | 0 | 0 | 0.058228 | 0
203 | 1 | 0.00022284 | 0.00011768 | 0 | 0.00020677 | 0.00011416 | 0.03 | 0.8841 | 0.9529 | 0 | 0 | 0.020871 | 0
204 | 1 | 0.00022367 | 0.00011038 | 0 | 0.00018797 | 0.00011416 | 0.04 | 0.8657 | 0.9442 | 0 | 0 | 0.0013373 | 0
205 | 1 | 0.00021792 | 0.00010543 | 0 | 0.00019032 | 0.00011416 | 0.03 | 0.8556 | 0.9336 | 0 | 0 | 0.029075 | 0.013795
206 | 1 | 0.00021631 | 0.00010896 | 0 | 0.00021382 | 0.00011416 | 0.03 | 0.8411 | 0.9189 | 0 | 0 | 0.13256 | 0.040995
207 | 1 | 0.00021069 | 0.00011685 | 0 | 0.00022322 | 0.00011416 | 0.01 | 0.8128 | 0.8925 | 0 | 0 | 0.16727 | 0
208 | 1 | 0.00020806 | 0.00012368 | 0 | 0.00022322 | 0.00011416 | 0 | 0.7757 | 0.8543 | 0 | 0 | 0.1064 | 0
209 | 1 | 0.00021551 | 0.00012803 | 0 | 0.00016448 | 0.00011416 | 0 | 0.7645 | 0.8353 | 0 | 0 | 0.031417 | 0
210 | 1 | 0.0002298 | 0.00012997 | 0 | 0.00011748 | 0.00011416 | 0 | 0.7356 | 0.7987 | 0 | 0 | 0.0012206 | 0
211 | 1 | 0.00021407 | 0.00012989 | 0 | 8.8113e-05 | 0.00011416 | 0 | 0.6635 | 0.7654 | 0 | 0 | 0.0030341 | 0
212 | 1 | 0.00019644 | 0.00012205 | 0 | 5.8742e-05 | 0.00011416 | 0 | 0.6807 | 0.8166 | 0 | 0 | 0.048587 | 0
213 | 1 | 0.00017513 | 0.00010938 | 0 | 3.7595e-05 | 0.00011416 | 0 | 0.7162 | 0.9095 | 0 | 0 | 0.074782 | 0
214 | 1 | 0.00015011 | 9.8735e-05 | 0 | 2.3497e-05 | 0.00011416 | 0 | 0.7669 | 0.9507 | 0 | 0 | 0.050911 | 0
215 | 1 | 0.00012603 | 9.1411e-05 | 0 | 9.3987e-06 | 0.00011416 | 0 | 0.8322 | 0.9742 | 0 | 0 | 0.019119 | 0
216 | 1 | 0.00010633 | 8.8699e-05 | 0 | 5.8742e-06 | 0.00011416 | 0 | 0.8883 | 0.969 | 0 | 0 | 0.0013373 | 0
217 | 1 | 8.4925e-05 | 8.9474e-05 | 0 | 2.3497e-06 | 0.00011416 | 0 | 0.8968 | 0.964 | 0 | 0 | 0.022727 | 0
218 | 1 | 6.5051e-05 | 9.0433e-05 | 0 | 1.1748e-06 | 0.00011416 | 0 | 0.8956 | 0.9613 | 0 | 0 | 0.10674 | 0
219 | 1 | 5.3405e-05 | 9.1319e-05 | 0 | 1.4098e-05 | 0.00011416 | 0 | 0.8983 | 0.9639 | 0 | 0 | 0.1339 | 0
220 | 1 | 4.7084e-05 | 9.2758e-05 | 0 | 3.7595e-05 | 0.00011416 | 0 | 0.9033 | 0.9681 | 0 | 0 | 0.085976 | 0
221 | 1 | 4.41e-05 | 9.5432e-05 | 0 | 9.3987e-05 | 0.00011416 | 0 | 0.8996 | 0.9664 | 0 | 0 | 0.025498 | 0
222 | 1 | 4.7039e-05 | 9.7812e-05 | 0 | 0.0001821 | 0.00011416 | 0 | 0.907 | 0.9663 | 0 | 0 | 0.0011286 | 0
223 | 1 | 5.893e-05 | 9.8476e-05 | 0 | 0.0001586 | 0.00011416 | 0 | 0.9265 | 0.974 | 0 | 0 | 0.0018864 | 0
224 | 1 | 8.3552e-05 | 9.8956e-05 | 0 | 0.00014685 | 0.00011416 | 0 | 0.9451 | 0.9804 | 0 | 0 | 0.036909 | 0
225 | 1 | 0.00011484 | 9.8384e-05 | 0 | 0.00016448 | 0.00011416 | 0 | 0.9555 | 0.9839 | 0 | 0 | 0.060161 | 0
226 | 1 | 0.00014137 | 9.4436e-05 | 0 | 0.00018797 | 0.00011416 | 0.02 | 0.9686 | 0.9855 | 0 | 0 | 0.042662 | 0
227 | 1 | 0.0001578 | 8.7297e-05 | 0 | 0.00020677 | 0.00011416 | 0.03 | 0.9755 | 0.9815 | 0 | 0 | 0.01707 | 0
228 | 1 | 0.00016335 | 8.2556e-05 | 0 | 0.00018797 | 0.00011416 | 0.01 | 0.9729 | 0.9856 | 0 | 0 | 0.0013373 | 0
229 | 1 | 0.00016269 | 8.8145e-05 | 0 | 0.00019032 | 0.00011416 | 0.01 | 0.955 | 0.981 | 0 | 0 | 0.018372 | 0
230 | 1 | 0.00015866 | 0.00011141 | 0 | 0.00021382 | 0.00011416 | 0.01 | 0.9249 | 0.9764 | 0 | 0 | 0.088676 | 0
231 | 1 | 0.00015157 | 0.000136 | 0 | 0.00022322 | 0.00011416 | 0 | 0.9 | 0.9765 | 0 | 0 | 0.11065 | 0.03208
232 | 1 | 0.00014526 | 0.00015963 | 0 | 0.00022322 | 0.00011416 | 0.01 | 0.8806 | 0.9698 | 0 | 0 | 0.071659 | 0
233 | 1 | 0.00014608 | 0.00017874 | 0 | 0.00016448 | 0.00011416 | 0 | 0.8529 | 0.957 | 0 | 0 | 0.021338 | 0
234 | 1 | 0.00017309 | 0.00019214 | 0 | 0.00011748 | 0.00011416 | 0 | 0.8022 | 0.9455 | 0 | 0 | 0.0010584 | 0
235 | 1 | 0.00016748 | 0.00020099 | 0 | 8.8113e-05 | 0.00011416 | 0 | 0.7669 | 0.9416 | 0 | 0 | 0.0012111 | 0
236 | 1 | 0.00015352 | 0.00020747 | 0 | 5.8742e-05 | 0.00011416 | 0 | 0.7554 | 0.9358 | 0 | 0 | 0.029044 | 0
237 | 1 | 0.00013425 | 0.0002131 | 0 | 3.7595e-05 | 0.00011416 | 0 | 0.7392 | 0.9232 | 0 | 0 | 0.049941 | 0
238 | 1 | 0.00011364 | 0.00021802 | 0 | 2.3497e-05 | 0.00011416 | 0 | 0.7193 | 0.9106 | 0 | 0 | 0.036744 | 0
239 | 1 | 9.694e-05 | 0.00022153 | 0 | 9.3987e-06 | 0.00011416 | 0 | 0.7093 | 0.9042 | 0 | 0 | 0.01554 | 0
240 | 1 | 7.8507e-05 | 0.00022466 | 0 | 5.8742e-06 | 0.00011416 | 0 | 0.6999 | 0.9002 | 0 | 0 | 0.0013373 | 0
241 | 1 | 6.0472e-05 | 0.0002263 | 0 | 2.3497e-06 | 0.00011416 | 0 | 0.6995 | 0.8969 | 0 | 0 | 0.01376 | 0
242 | 1 | 4.3874e-05 | 0.00022743 | 0 | 1.1748e-06 | 0.00011416 | 0 | 0.7069 | 0.8951 | 0 | 0 | 0.069123 | 0
243 | 1 | 3.3223e-05 | 0.00022737 | 0 | 1.4098e-05 | 0.00011416 | 0 | 0.7198 | 0.9001 | 0 | 0 | 0.08559 | 0
244 | 1 | 2.7661e-05 | 0.00022623 | 0 | 3.7595e-05 | 0.00011416 | 0 | 0.7415 | 0.9132 | 0 | 0 | 0.056119 | 0
245 | 1 | 2.5551e-05 | 0.00022499 | 0 | 9.3987e-05 | 0.00011416 | 0 | 0.7663 | 0.9255 | 0 | 0 | 0.016808 | 0
246 | 1 | 2.8304e-05 | 0.00022333 | 0 | 0.0001821 | 0.00011416 | 0 | 0.7896 | 0.9333 | 0 | 0 | 0.00097493 | 0
247 | 1 | 3.3936e-05 | 0.00022175 | 0 | 0.0001586 | 0.00011416 | 0 | 0.8143 | 0.9387 | 0 | 0 | 0.00062252 | 0
248 | 1 | 4.7821e-05 | 0.00021964 | 0 | 0.00014685 | 0.00011416 | 0 | 0.8271 | 0.9449 | 0 | 0 | 0.020896 | 0
249 | 1 | 6.9205e-05 | 0.00021505 | 0 | 0.00016448 | 0.00011416 | 0.01 | 0.8346 | 0.9467 | 0 | 0 | 0.038885 | 0.011811
250 | 1 | 8.8751e-05 | 0.00020642 | 0 | 0.00018797 | 0.00011416 | 0.02 | 0.8353 | 0.9472 | 0 | 0 | 0.030151 | 0.30672
251 | 1 | 0.00010619 | 0.00019675 | 0 | 0.00020677 | 0.00011416 | 0.02 | 0.8525 | 0.9524 | 0 | 0 | 0.01376 | 0.044215
252 | 1 | 0.0001142 | 0.00019033 | 0 | 0.00018797 | 0.00011416 | 0.35 | 0.8532 | 0.9474 | 0 | 0 | 0.0013373 | 0.047613
253 | 1 | 0.00012008 | 0.0001866 | 0 | 0.00019032 | 0.00011416 | 0.11 | 0.8434 | 0.9417 | 0 | 0 | 0.010683 | 0
254 | 1 | 0.00011944 | 0.00018673 | 0 | 0.00021382 | 0.00011416 | 0.14 | 0.8212 | 0.9316 | 0 | 0 | 0.055732 | 0.29237
255 | 1 | 0.00011735 | 0.00018915 | 0 | 0.00022322 | 0.00011416 | 0.06 | 0.7881 | 0.9142 | 0 | 0 | 0.068513 | 0.036092
256 | 1 | 0.000116 | 0.00019184 | 0 | 0.00022322 | 0.00011416 | 0 | 0.7603 | 0.8954 | 0 | 0 | 0.045444 | 0
257 | 1 | 0.00012653 | 0.00019258 | 0 | 0.00016448 | 0.00011416 | 0 | 0.7469 | 0.8847 | 0 | 0 | 0.013684 | 0
258 | 1 | 0.00016043 | 0.00019337 | 0 | 0.00011748 | 0.00011416 | 0 | 0.7484 | 0.888 | 0 | 0 | 0.00091137 | 0
259 | 1 | 0.00016022 | 0.00019348 | 0 | 8.8113e-05 | 0.00011416 | 0 | 0.7553 | 0.8938 | 0 | 0 | 0.00032027 | 0
260 | 1 | 0.00015252 | 0.0001912 | 0 | 5.8742e-05 | 0.00011416 | 0 | 0.7581 | 0.8915 | 0 | 0 | 0.015602 | 0
261 | 1 | 0.00013667 | 0.00018644 | 0 | 3.7595e-05 | 0.00011416 | 0 | 0.7611 | 0.8877 | 0 | 0 | 0.031318 | 0
262 | 1 | 0.00011696 | 0.00018175 | 0 | 2.3497e-05 | 0.00011416 | 0 | 0.762 | 0.89 | 0 | 0 | 0.025484 | 0
263 | 1 | 9.8727e-05 | 0.00017843 | 0 | 9.3987e-06 | 0.00011416 | 0 | 0.759 | 0.8882 | 0 | 0 | 0.012438 | 0
264 | 1 | 7.4691e-05 | 0.00017648 | 0 | 5.8742e-06 | 0.00011416 | 0 | 0.7458 | 0.8834 | 0 | 0 | 0.0013373 | 0
265 | 1 | 5.5341e-05 | 0.00017625 | 0 | 2.3497e-06 | 0.00011416 | 0 | 0.7429 | 0.8784 | 0 | 0 | 0.0087032 | 0
266 | 1 | 4.2785e-05 | 0.00017529 | 0 | 1.1748e-06 | 0.00011416 | 0 | 0.7294 | 0.8718 | 0 | 0 | 0.046912 | 0
267 | 1 | 3.4731e-05 | 0.00017291 | 0 | 1.4098e-05 | 0.00011416 | 0 | 0.7331 | 0.8795 | 0 | 0 | 0.057314 | 0
268 | 1 | 3.4508e-05 | 0.00017076 | 0 | 3.7595e-05 | 0.00011416 | 0 | 0.7494 | 0.891 | 0 | 0 | 0.038394 | 0
269 | 1 | 3.875e-05 | 0.00016913 | 0 | 9.3987e-05 | 0.00011416 | 0 | 0.7714 | 0.9053 | 0 | 0 | 0.011614 | 0
270 | 1 | 5.3279e-05 | 0.00016742 | 0 | 0.0001821 | 0.00011416 | 0 | 0.8061 | 0.9289 | 0 | 0 | 0.00086555 | 0
271 | 1 | 9.3127e-05 | 0.00016555 | 0 | 0.0001586 | 0.00011416 | 0 | 0.8379 | 0.9463 | 0 | 0 | 0.00017275 | 0
272 | 1 | 0.00015614 | 0.00016434 | 0 | 0.00014685 | 0.00011416 | 0 | 0.8597 | 0.9567 | 0 | 0 | 0.012279 | 0
273 | 1 | 0.00019673 | 0.00016233 | 0 | 0.00016448 | 0.00011416 | 0 | 0.8782 | 0.9649 | 0 | 0 | 0.026338 | 0
274 | 1 | 0.00020964 | 0.00015882 | 0 | 0.00018797 | 0.00011416 | 0.01 | 0.8966 | 0.9715 | 0 | 0 | 0.022319 | 0
275 | 1 | 0.0002145 | 0.00015423 | 0 | 0.00020677 | 0.00011416 | 0.02 | 0.9122 | 0.9767 | 0 | 0 | 0.011505 | 0
276 | 1 | 0.00021826 | 0.00014893 | 0 | 0.00018797 | 0.00011416 | 0.01 | 0.922 | 0.9797 | 0 | 0 | 0.0013373 | 0
277 | 1 | 0.00021481 | 0.0001431 | 0 | 0.00019032 | 0.00011416 | 0.02 | 0.9242 | 0.9795 | 0 | 0 | 0.0069846 | 0
278 | 1 | 0.00021586 | 0.0001386 | 0 | 0.00021382 | 0.00011416 | 0.07 | 0.9187 | 0.9731 | 0 | 0 | 0.039075 | 0
279 | 1 | 0.00021175 | 0.00013655 | 0 | 0.00022322 | 0.00011416 | 0.03 | 0.9096 | 0.9646 | 0 | 0 | 0.047408 | 0
280 | 1 | 0.00020922 | 0.00013594 | 0 | 0.00022322 | 0.00011416 | 0 | 0.8989 | 0.9544 | 0 | 0 | 0.032113 | 0
281 | 1 | 0.00021622 | 0.00013594 | 0 | 0.00016448 | 0.00011416 | 0 | 0.8751 | 0.9265 | 0 | 0 | 0.0097645 | 0
282 | 1 | 0.00023579 | 0.00013677 | 0 | 0.00011748 | 0.00011416 | 0 | 0.8319 | 0.9006 | 0 | 0 | 0.0008213 | 0
283 | 1 | 0.00021775 | 0.00013823 | 0 | 8.8113e-05 | 0.00011416 | 0 | 0.7907 | 0.8851 | 0 | 0 | 7.933e-05 | 0
284 | 1 | 0.00020316 | 0.00014035 | 0 | 5.8742e-05 | 0.00011416 | 0 | 0.7629 | 0.8727 | 0 | 0 | 0.0094656 | 0
285 | 1 | 0.00018076 | 0.00014318 | 0 | 3.7595e-05 | 0.00011416 | 0 | 0.7439 | 0.8686 | 0 | 0 | 0.021915 | 0
286 | 1 | 0.00015468 | 0.00014569 | 0 | 2.3497e-05 | 0.00011416 | 0 | 0.7296 | 0.8756 | 0 | 0 | 0.019427 | 0
287 | 1 | 0.00012603 | 0.00014757 | 0 | 9.3987e-06 | 0.00011416 | 0 | 0.7281 | 0.8877 | 0 | 0 | 0.010619 | 0
288 | 1 | 9.988e-05 | 0.0001472 | 0 | 5.8742e-06 | 0.00011416 | 0 | 0.7483 | 0.9218 | 0 | 0 | 0.0013373 | 0
289 | 1 | 7.7162e-05 | 0.00014225 | 0 | 2.3497e-06 | 0.00011416 | 0 | 0.7728 | 0.9457 | 0 | 0 | 0.0064666 | 0
290 | 1 | 6.1565e-05 | 0.00013582 | 0 | 1.1748e-06 | 0.00011416 | 0 | 0.801 | 0.9544 | 0 | 0 | 0.036671 | 0
291 | 1 | 5.254e-05 | 0.00013172 | 0 | 1.4098e-05 | 0.00011416 | 0 | 0.837 | 0.9655 | 0 | 0 | 0.044379 | 0
292 | 1 | 5.1438e-05 | 0.0001308 | 0 | 3.7595e-05 | 0.00011416 | 0 | 0.8588 | 0.9698 | 0 | 0 | 0.030183 | 0
293 | 1 | 5.3825e-05 | 0.00013141 | 0 | 9.3987e-05 | 0.00011416 | 0 | 0.8793 | 0.9652 | 0 | 0 | 0.0091946 | 0
294 | 1 | 6.5719e-05 | 0.00013336 | 0 | 0.0001821 | 0.00011416 | 0 | 0.8791 | 0.9408 | 0 | 0 | 0.00080689 | 0
295 | 1 | 0.00010374 | 0.00013556 | 0 | 0.0001586 | 0.00011416 | 0 | 0.8452 | 0.8788 | 0 | 0 | 5.8079e-05 | 0
296 | 1 | 0.00016428 | 0.00013788 | 0 | 0.00014685 | 0.00011416 | 0 | 0.7843 | 0.7864 | 0 | 0 | 0.0086334 | 0
297 | 1 | 0.00020339 | 0.0001389 | 0 | 0.00016448 | 0.00011416 | 0 | 0.7017 | 0.6795 | 0 | 0 | 0.020559 | 0
298 | 1 | 0.0002142 | 0.00013949 | 0 | 0.00018797 | 0.00011416 | 0 | 0.6006 | 0.57 | 0 | 0 | 0.018522 | 0
299 | 1 | 0.00021719 | 0.000141 | 0 | 0.00020677 | 0.00011416 | 0.06 | 0.5136 | 0.5026 | 0 | 0 | 0.010334 | 0
300 | 1 | 0.00022075 | 0.00014362 | 0 | 0.00018797 | 0.00011416 | 0.02 | 0.4462 | 0.4592 | 0 | 0 | 0.0013373 | 0
301 | 1 | 0.00021716 | 0.00014622 | 0 | 0.00019032 | 0.00011416 | 0.04 | 0.3686 | 0.4003 | 0 | 0 | 0.0064666 | 0
302 | 1 | 0.00021842 | 0.00014694 | 0 | 0.00021382 | 0.00011416 | 0.02 | 0.3303 | 0.3733 | 0 | 0 | 0.036671 | 0
303 | 1 | 0.00021597 | 0.0001503 | 0 | 0.00022322 | 0.00011416 | 0.05 | 0.3186 | 0.3459 | 0 | 0 | 0.044379 | 0
304 | 1 | 0.00021116 | 0.0001576 | 0 | 0.00022322 | 0.00011416 | 0.01 | 0.3329 | 0.3629 | 0 | 0 | 0.030183 | 0
305 | 1 | 0.00021376 | 0.00016264 | 0 | 0.00016448 | 0.00011416 | 0 | 0.351 | 0.3577 | 0 | 0 | 0.0091946 | 0
306 | 1 | 0.00023386 | 0.0001645 | 0 | 0.00011748 | 0.00011416 | 0 | 0.3725 | 0.4023 | 0 | 0 | 0.00080689 | 0
307 | 1 | 0.00021773 | 0.00016576 | 0 | 8.8113e-05 | 0.00011416 | 0 | 0.4307 | 0.5319 | 0 | 0 | 5.8079e-05 | 0
308 | 1 | 0.00020403 | 0.00016845 | 0 | 5.8742e-05 | 0.00011416 | 0 | 0.5003 | 0.6812 | 0 | 0 | 0.0086334 | 0
309 | 1 | 0.00018205 | 0.00017291 | 0 | 3.7595e-05 | 0.00011416 | 0 | 0.5483 | 0.7514 | 0 | 0 | 0.020559 | 0
310 | 1 | 0.00015629 | 0.00018011 | 0 | 2.3497e-05 | 0.00011416 | 0 | 0.5239 | 0.7036 | 0 | 0 | 0.018522 | 0
311 | 1 | 0.0001264 | 0.00018664 | 0 | 9.3987e-06 | 0.00011416 | 0 | 0.4733 | 0.6075 | 0 | 0 | 0.010334 | 0
312 | 1 | 0.00010025 | 0.00019153 | 0 | 5.8742e-06 | 0.00011416 | 0 | 0.402 | 0.5183 | 0 | 0 | 0.0013373 | 0
313 | 1 | 7.6584e-05 | 0.00019505 | 0 | 2.3497e-06 | 0.00011416 | 0 | 0.3287 | 0.435 | 0 | 0 | 0.0069846 | 0
314 | 1 | 5.9949e-05 | 0.00020079 | 0 | 1.1748e-06 | 0.00011416 | 0 | 0.2796 | 0.3865 | 0 | 0 | 0.039075 | 0
315 | 1 | 5.2038e-05 | 0.00021145 | 0 | 1.4098e-05 | 0.00011416 | 0 | 0.2911 | 0.478 | 0 | 0 | 0.047408 | 0
316 | 1 | 4.8279e-05 | 0.00022186 | 0 | 3.7595e-05 | 0.00011416 | 0 | 0.3539 | 0.6257 | 0 | 0 | 0.032113 | 0
317 | 1 | 4.9556e-05 | 0.0002282 | 0 | 9.3987e-05 | 0.00011416 | 0 | 0.441 | 0.7344 | 0 | 0 | 0.0097645 | 0
318 | 1 | 6.1222e-05 | 0.00023121 | 0 | 0.0001821 | 0.00011416 | 0 | 0.549 | 0.8243 | 0 | 0 | 0.0008213 | 0
319 | 1 | 9.9373e-05 | 0.00023223 | 0 | 0.0001586 | 0.00011416 | 0 | 0.5883 | 0.8476 | 0 | 0 | 7.933e-05 | 0
320 | 1 | 0.0001622 | 0.00023272 | 0 | 0.00014685 | 0.00011416 | 0 | 0.5762 | 0.8194 | 0 | 0 | 0.0094656 | 0
321 | 1 | 0.00020383 | 0.00023016 | 0 | 0.00016448 | 0.00011416 | 0 | 0.5535 | 0.7211 | 0 | 0 | 0.021915 | 0
322 | 1 | 0.00021496 | 0.00023075 | 0 | 0.00018797 | 0.00011416 | 0.01 | 0.5212 | 0.6019 | 0 | 0 | 0.019427 | 0
323 | 1 | 0.00021797 | 0.00023221 | 0 | 0.00020677 | 0.00011416 | 0.35 | 0.4699 | 0.5285 | 0 | 0 | 0.010619 | 0
324 | 1 | 0.0002183 | 0.00022547 | 0 | 0.00018797 | 0.00011416 | 0.11 | 0.4183 | 0.526 | 0 | 0 | 0.0013373 | 0.11618
325 | 1 | 0.0002161 | 0.00021732 | 0 | 0.00019032 | 0.00011416 | 0.61 | 0.4082 | 0.5655 | 0 | 0 | 0.0087032 | 0.0099283
326 | 1 | 0.00021463 | 0.00021354 | 0 | 0.00021382 | 0.00011416 | 0.01 | 0.4411 | 0.6316 | 0 | 0 | 0.046912 | 0.035434
327 | 1 | 0.00020897 | 0.00021701 | 0 | 0.00022322 | 0.00011416 | 0.25 | 0.4408 | 0.6335 | 0 | 0 | 0.057314 | 0.23648
328 | 1 | 0.00020262 | 0.000232 | 0 | 0.00022322 | 0.00011416 | 0.06 | 0.4076 | 0.5545 | 0 | 0 | 0.038394 | 0
329 | 1 | 0.00020234 | 0.00024839 | 0 | 0.00016448 | 0.00011416 | 0 | 0.3793 | 0.5697 | 0 | 0 | 0.011614 | 0
330 | 1 | 0.00022809 | 0.00025562 | 0 | 0.00011748 | 0.00011416 | 0 | 0.3864 | 0.611 | 0 | 0 | 0.00086555 | 0
331 | 1 | 0.00021374 | 0.0002622 | 0 | 8.8113e-05 | 0.00011416 | 0 | 0.4066 | 0.6332 | 0 | 0 | 0.00017275 | 0
332 | 1 | 0.00019924 | 0.0002675 | 0 | 5.8742e-05 | 0.00011416 | 0 | 0.4175 | 0.6228 | 0 | 0 | 0.012279 | 0
333 | 1 | 0.00017681 | 0.00026613 | 0 | 3.7595e-05 | 0.00011416 | 0 | 0.4424 | 0.6546 | 0 | 0 | 0.026338 | 0
334 | 1 | 0.00015184 | 0.00025962 | 0 | 2.3497e-05 | 0.00011416 | 0 | 0.4928 | 0.7311 | 0 | 0 | 0.022319 | 0
335 | 1 | 0.00012337 | 0.00025071 | 0 | 9.3987e-06 | 0.00011416 | 0 | 0.572 | 0.8043 | 0 | 0 | 0.011505 | 0
336 | 1 | 9.7745e-05 | 0.00024342 | 0 | 5.8742e-06 | 0.00011416 | 0 | 0.641 | 0.8569 | 0 | 0 | 0.0013373 | 0
337 | 1 | 7.3826e-05 | 0.00023568 | 0 | 2.3497e-06 | 0.00011416 | 0 | 0.7042 | 0.894 | 0 | 0 | 0.012157 | 0
338 | 1 | 5.7843e-05 | 0.00022704 | 0 | 1.1748e-06 | 0.00011416 | 0 | 0.7521 | 0.9153 | 0 | 0 | 0.062188 | 0
339 | 1 | 5.0279e-05 | 0.00021232 | 0 | 1.4098e-05 | 0.00011416 | 0 | 0.8515 | 0.951 | 0 | 0 | 0.076735 | 0
340 | 1 | 4.9063e-05 | 0.00019251 | 0 | 3.7595e-05 | 0.00011416 | 0 | 0.8962 | 0.9684 | 0 | 0 | 0.050594 | 0
341 | 1 | 5.2316e-05 | 0.00017673 | 0 | 9.3987e-05 | 0.00011416 | 0 | 0.9193 | 0.9763 | 0 | 0 | 0.015193 | 0
342 | 1 | 6.5536e-05 | 0.00016701 | 0 | 0.0001821 | 0.00011416 | 0 | 0.9369 | 0.9809 | 0 | 0 | 0.00094279 | 0
343 | 1 | 0.0001033 | 0.00016183 | 0 | 0.0001586 | 0.00011416 | 0 | 0.9478 | 0.9825 | 0 | 0 | 0.00045479 | 0
344 | 1 | 0.00016316 | 0.0001588 | 0 | 0.00014685 | 0.00011416 | 0 | 0.9481 | 0.9809 | 0 | 0 | 0.01812 | 0
345 | 1 | 0.00020326 | 0.00015544 | 0 | 0.00016448 | 0.00011416 | 0 | 0.9397 | 0.9719 | 0 | 0 | 0.034965 | 0
346 | 1 | 0.0002164 | 0.00015192 | 0 | 0.00018797 | 0.00011416 | 0.02 | 0.9182 | 0.9435 | 0 | 0 | 0.027752 | 0.0044126
347 | 1 | 0.00022023 | 0.00014819 | 0 | 0.00020677 | 0.00011416 | 0.08 | 0.8796 | 0.897 | 0 | 0 | 0.013088 | 0
348 | 1 | 0.00022362 | 0.00014358 | 0 | 0.00018797 | 0.00011416 | 0.06 | 0.8314 | 0.8552 | 0 | 0 | 0.0013373 | 0.0032871
349 | 1 | 0.00021935 | 0.0001398 | 0 | 0.00019032 | 0.00011416 | 0.05 | 0.7969 | 0.8331 | 0 | 0 | 0.016421 | 0
350 | 1 | 0.00021868 | 0.00013801 | 0 | 0.00021382 | 0.00011416 | 0.02 | 0.761 | 0.808 | 0 | 0 | 0.080465 | 0
351 | 1 | 0.00021548 | 0.00014093 | 0 | 0.00022322 | 0.00011416 | 0 | 0.7153 | 0.7944 | 0 | 0 | 0.10011 | 0
352 | 1 | 0.00021462 | 0.00014672 | 0 | 0.00022322 | 0.00011416 | 0 | 0.7112 | 0.8177 | 0 | 0 | 0.065138 | 0
353 | 1 | 0.00021887 | 0.00015142 | 0 | 0.00016448 | 0.00011416 | 0 | 0.7421 | 0.875 | 0 | 0 | 0.019439 | 0
354 | 1 | 0.00023513 | 0.0001552 | 0 | 0.00011748 | 0.00011416 | 0 | 0.7891 | 0.9304 | 0 | 0 | 0.0010245 | 0
355 | 1 | 0.000221 | 0.00016 | 0 | 8.8113e-05 | 0.00011416 | 0 | 0.8161 | 0.9524 | 0 | 0 | 0.00094438 | 0
356 | 1 | 0.00020752 | 0.00016705 | 0 | 5.8742e-05 | 0.00011416 | 0 | 0.8161 | 0.9484 | 0 | 0 | 0.02557 | 0
357 | 1 | 0.00018428 | 0.00017574 | 0 | 3.7595e-05 | 0.00011416 | 0 | 0.7912 | 0.943 | 0 | 0 | 0.045297 | 0
358 | 1 | 0.00015535 | 0.00018286 | 0 | 2.3497e-05 | 0.00011416 | 0 | 0.7894 | 0.9506 | 0 | 0 | 0.034002 | 0
359 | 1 | 0.0001264 | 0.00018716 | 0 | 9.3987e-06 | 0.00011416 | 0 | 0.8067 | 0.9628 | 0 | 0 | 0.014811 | 0
360 | 1 | 0.00010171 | 0.0001904 | 0 | 5.8742e-06 | 0.00011416 | 0 | 0.8163 | 0.9677 | 0 | 0 | 0.0013373 | 0
361 | 1 | 7.6626e-05 | 0.00019437 | 0 | 2.3497e-06 | 0.00011416 | 0 | 0.8155 | 0.9647 | 0 | 0 | 0.022727 | 0
362 | 1 | 5.9486e-05 | 0.00019906 | 0 | 1.1748e-06 | 0.00011416 | 0 | 0.8004 | 0.956 | 0 | 0 | 0.10674 | 0
363 | 1 | 5.037e-05 | 0.00020396 | 0 | 1.4098e-05 | 0.00011416 | 0 | 0.7802 | 0.9429 | 0 | 0 | 0.1339 | 0
364 | 1 | 4.6257e-05 | 0.00020957 | 0 | 3.7595e-05 | 0.00011416 | 0 | 0.7456 | 0.9218 | 0 | 0 | 0.085976 | 0
365 | 1 | 4.7257e-05 | 0.00021409 | 0 | 9.3987e-05 | 0.00011416 | 0 | 0.6939 | 0.8837 | 0 | 0 | 0.025498 | 0
366 | 1 | 5.8936e-05 | 0.00021961 | 0 | 0.0001821 | 0.00011416 | 0 | 0.5978 | 0.8155 | 0 | 0 | 0.0011286 | 0
367 | 1 | 9.4293e-05 | 0.00022547 | 0 | 0.0001586 | 0.00011416 | 0 | 0.4922 | 0.7144 | 0 | 0 | 0.0018864 | 0
368 | 1 | 0.0001555 | 0.00023105 | 0 | 0.00014685 | 0.00011416 | 0 | 0.4195 | 0.6431 | 0 | 0 | 0.036909 | 0
369 | 1 | 0.00019477 | 0.00022678 | 0 | 0.00016448 | 0.00011416 | 0.03 | 0.3814 | 0.5771 | 0 | 0 | 0.060161 | 0.0096497
370 | 1 | 0.00020546 | 0.00021601 | 0 | 0.00018797 | 0.00011416 | 0.16 | 0.3458 | 0.5459 | 0 | 0 | 0.042662 | 0.19994
371 | 1 | 0.00020911 | 0.00020005 | 0 | 0.00020677 | 0.00011416 | 0.48 | 0.3528 | 0.5382 | 0 | 0 | 0.01707 | 0.17929
372 | 1 | 0.00020862 | 0.00018374 | 0 | 0.00018797 | 0.00011416 | 0.42 | 0.3418 | 0.5196 | 0 | 0 | 0.0013373 | 0.21528
373 | 1 | 0.00020065 | 0.00017142 | 0 | 0.00019032 | 0.00011416 | 0.36 | 0.3258 | 0.476 | 0 | 0 | 0.029075 | 0.078011
374 | 1 | 0.00019711 | 0.00016847 | 0 | 0.00021382 | 0.00011416 | 0.59 | 0.2966 | 0.4324 | 0 | 0 | 0.13256 | 0.31204
375 | 1 | 0.00018919 | 0.00017993 | 0 | 0.00022322 | 0.00011416 | 0.42 | 0.2552 | 0.3717 | 0 | 0 | 0.16727 | 0.39946
376 | 1 | 0.00018446 | 0.00021603 | 0 | 0.00022322 | 0.00011416 | 0.17 | 0.251 | 0.3362 | 0 | 0 | 0.1064 | 0.06016
377 | 1 | 0.00018906 | 0.00023556 | 0 | 0.00016448 | 0.00011416 | 0 | 0.2497 | 0.292 | 0 | 0 | 0.031417 | 0
378 | 1 | 0.00021395 | 0.00024243 | 0 | 0.00011748 | 0.00011416 | 0 | 0.2308 | 0.2537 | 0 | 0 | 0.0012206 | 0
379 | 1 | 0.00020346 | 0.00024571 | 0 | 8.8113e-05 | 0.00011416 | 0 | 0.2007 | 0.2186 | 0 | 0 | 0.0030341 | 0
380 | 1 | 0.00018716 | 0.00024564 | 0 | 5.8742e-05 | 0.00011416 | 0 | 0.1714 | 0.2024 | 0 | 0 | 0.048587 | 0
381 | 1 | 0.00016535 | 0.00024389 | 0 | 3.7595e-05 | 0.00011416 | 0 | 0.1436 | 0.1979 | 0 | 0 | 0.074782 | 0
382 | 1 | 0.00013925 | 0.00024383 | 0 | 2.3497e-05 | 0.00011416 | 0 | 0.1313 | 0.2058 | 0 | 0 | 0.050911 | 0
383 | 1 | 0.00011388 | 0.00024785 | 0 | 9.3987e-06 | 0.00011416 | 0 | 0.1465 | 0.2378 | 0 | 0 | 0.019119 | 0
384 | 1 | 9.2586e-05 | 0.00025495 | 0 | 5.8742e-06 | 0.00011416 | 0 | 0.1789 | 0.2804 | 0 | 0 | 0.0013373 | 0
385 | 1 | 7.0334e-05 | 0.00026058 | 0 | 2.3497e-06 | 0.00011416 | 0 | 0.2024 | 0.3069 | 0 | 0 | 0.038131 | 0
386 | 1 | 5.2251e-05 | 0.00026674 | 0 | 1.1748e-06 | 0.00011416 | 0 | 0.1994 | 0.3146 | 0 | 0 | 0.16868 | 0
387 | 1 | 4.0683e-05 | 0.00027331 | 0 | 1.4098e-05 | 0.00011416 | 0 | 0.1984 | 0.3214 | 0 | 0 | 0.21411 | 0
388 | 1 | 3.5145e-05 | 0.00028076 | 0 | 3.7595e-05 | 0.00011416 | 0 | 0.1967 | 0.3183 | 0 | 0 | 0.1349 | 0
389 | 1 | 3.3819e-05 | 0.00028811 | 0 | 9.3987e-05 | 0.00011416 | 0 | 0.1978 | 0.3287 | 0 | 0 | 0.039648 | 0
390 | 1 | 3.6971e-05 | 0.00029331 | 0 | 0.0001821 | 0.00011416 | 0 | 0.2104 | 0.3597 | 0 | 0 | 0.0013373 | 0
391 | 1 | 4.9657e-05 | 0.0002965 | 0 | 0.0001586 | 0.00011416 | 0 | 0.2311 | 0.3859 | 0 | 0 | 0.0049321 | 0
392 | 1 | 7.46e-05 | 0.00029746 | 0 | 0.00014685 | 0.00011416 | 0 | 0.246 | 0.3872 | 0 | 0 | 0.065567 | 0
393 | 1 | 0.00010617 | 0.0002737 | 0 | 0.00016448 | 0.00011416 | 0.1 | 0.2509 | 0.3874 | 0 | 0 | 0.09524 | 0.036994
394 | 1 | 0.00013128 | 0.00024339 | 0 | 0.00018797 | 0.00011416 | 0.4 | 0.2203 | 0.3749 | 0 | 0 | 0.062136 | 0.39835
395 | 1 | 0.00014211 | 0.00022494 | 0 | 0.00020677 | 0.00011416 | 0.57 | 0.1932 | 0.3819 | 0 | 0 | 0.021786 | 0.54281
396 | 1 | 0.00014177 | 0.00020791 | 0 | 0.00018797 | 0.00011416 | 0.64 | 0.2575 | 0.4613 | 0 | 0 | 0.0013373 | 0.64972
397 | 1 | 0.00013547 | 0.00020252 | 0 | 0.00019032 | 0.00011416 | 0.65 | 0.3264 | 0.5525 | 0 | 0 | 0.048895 | 0.69564
398 | 1 | 0.00012669 | 0.00020721 | 0 | 0.00021382 | 0.00011416 | 0.6 | 0.3419 | 0.5971 | 0 | 0 | 0.21082 | 0.56921
399 | 1 | 0.0001217 | 0.00022402 | 0 | 0.00022322 | 0.00011416 | 0.44 | 0.3338 | 0.6164 | 0 | 0 | 0.26898 | 0.40519
400 | 1 | 0.00011969 | 0.00026099 | 0 | 0.00022322 | 0.00011416 | 0.09 | 0.3496 | 0.6233 | 0 | 0 | 0.16807 | 0.079215
401 | 1 | 0.00012786 | 0.00027508 | 0 | 0.00016448 | 0.00011416 | 0 | 0.3898 | 0.6231 | 0 | 0 | 0.049205 | 0
402 | 1 | 0.00016071 | 0.00027611 | 0 | 0.00011748 | 0.00011416 | 0 | 0.3869 | 0.6087 | 0 | 0 | 0.0014614 | 0
403 | 1 | 0.00016182 | 0.00027737 | 0 | 8.8113e-05 | 0.00011416 | 0 | 0.3767 | 0.5953 | 0 | 0 | 0.0074916 | 0
404 | 1 | 0.00014851 | 0.00027729 | 0 | 5.8742e-05 | 0.00011416 | 0 | 0.3766 | 0.5828 | 0 | 0 | 0.086105 | 0
405 | 1 | 0.0001313 | 0.00027646 | 0 | 3.7595e-05 | 0.00011416 | 0 | 0.3675 | 0.5397 | 0 | 0 | 0.11912 | 0
406 | 1 | 0.00011098 | 0.00027394 | 0 | 2.3497e-05 | 0.00011416 | 0 | 0.3686 | 0.4972 | 0 | 0 | 0.0749 | 0
407 | 1 | 9.452e-05 | 0.00026886 | 0 | 9.3987e-06 | 0.00011416 | 0 | 0.3898 | 0.4763 | 0 | 0 | 0.024691 | 0
408 | 1 | 7.5102e-05 | 0.00026634 | 0 | 5.8742e-06 | 0.00011416 | 0 | 0.3579 | 0.4135 | 0 | 0 | 0.0013373 | 0
409 | 1 | 5.3417e-05 | 0.00026457 | 0 | 2.3497e-06 | 0.00011416 | 0 | 0.3305 | 0.3625 | 0 | 0 | 0.059277 | 0
410 | 1 | 3.777e-05 | 0.00026407 | 0 | 1.1748e-06 | 0.00011416 | 0 | 0.2987 | 0.338 | 0 | 0 | 0.25088 | 0
411 | 1 | 2.7636e-05 | 0.00026458 | 0 | 1.4098e-05 | 0.00011416 | 0 | 0.263 | 0.3025 | 0 | 0 | 0.32128 | 0
412 | 1 | 2.2489e-05 | 0.00026599 | 0 | 3.7595e-05 | 0.00011416 | 0 | 0.2366 | 0.277 | 0 | 0 | 0.19955 | 0
413 | 1 | 2.0738e-05 | 0.00026824 | 0 | 9.3987e-05 | 0.00011416 | 0 | 0.2177 | 0.2626 | 0 | 0 | 0.058253 | 0
414 | 1 | 2.2368e-05 | 0.00027078 | 0 | 0.0001821 | 0.00011416 | 0 | 0.216 | 0.2593 | 0 | 0 | 0.0015704 | 0
415 | 1 | 2.8622e-05 | 0.00027381 | 0 | 0.0001586 | 0.00011416 | 0 | 0.2171 | 0.2307 | 0 | 0 | 0.010201 | 0
416 | 1 | 4.2361e-05 | 0.00027587 | 0 | 0.00014685 | 0.00011416 | 0 | 0.2125 | 0.1993 | 0 | 0 | 0.10618 | 0
417 | 1 | 6.3164e-05 | 0.00027493 | 0 | 0.00016448 | 0.00011416 | 0.01 | 0.2018 | 0.1874 | 0 | 0 | 0.14184 | 0.035457
418 | 1 | 8.3172e-05 | 0.00027126 | 0 | 0.00018797 | 0.00011416 | 0.2 | 0.1842 | 0.1665 | 0 | 0 | 0.086783 | 0.11392
419 | 1 | 0.00010164 | 0.00026538 | 0 | 0.00020677 | 0.00011416 | 0.08 | 0.1632 | 0.1384 | 0 | 0 | 0.0273 | 0.010329
420 | 1 | 0.00011529 | 0.00025922 | 0 | 0.00018797 | 0.00011416 | 0.07 | 0.1475 | 0.1174 | 0 | 0 | 0.0013373 | 0
421 | 1 | 0.0001229 | 0.0002551 | 0 | 0.00019032 | 0.00011416 | 0.02 | 0.1196 | 0.0764 | 0 | 0 | 0.071033 | 0
422 | 1 | 0.0001209 | 0.0002539 | 0 | 0.00021382 | 0.00011416 | 0.03 | 0.0898 | 0.0407 | 0 | 0 | 0.29571 | 0
423 | 1 | 0.00011775 | 0.00025634 | 0 | 0.00022322 | 0.00011416 | 0.01 | 0.0655 | 0.0203 | 0 | 0 | 0.37996 | 0
424 | 1 | 0.00011501 | 0.00026388 | 0 | 0.00022322 | 0.00011416 | 0 | 0.049 | 0.0105 | 0 | 0 | 0.23473 | 0
425 | 1 | 0.00011997 | 0.00026971 | 0 | 0.00016448 | 0.00011416 | 0 | 0.0408 | 0.0069 | 0 | 0 | 0.068347 | 0
426 | 1 | 0.00015246 | 0.00027294 | 0 | 0.00011748 | 0.00011416 | 0 | 0.036 | 0.006 | 0 | 0 | 0.0016847 | 0
427 | 1 | 0.00015555 | 0.00027571 | 0 | 8.8113e-05 | 0.00011416 | 0 | 0.0322 | 0.0057 | 0 | 0 | 0.013496 | 0
428 | 1 | 0.00014557 | 0.00027934 | 0 | 5.8742e-05 | 0.00011416 | 0 | 0.0265 | 0.0073 | 0 | 0 | 0.12916 | 0
429 | 1 | 0.00012953 | 0.0002825 | 0 | 3.7595e-05 | 0.00011416 | 0 | 0.0205 | 0.0068 | 0 | 0 | 0.16727 | 0
430 | 1 | 0.00010842 | 0.0002846 | 0 | 2.3497e-05 | 0.00011416 | 0 | 0.0189 | 0.0039 | 0 | 0 | 0.099862 | 0
431 | 1 | 8.9016e-05 | 0.00028661 | 0 | 9.3987e-06 | 0.00011416 | 0 | 0.0166 | 0.0024 | 0 | 0 | 0.030087 | 0
432 | 1 | 6.3572e-05 | 0.0002882 | 0 | 5.8742e-06 | 0.00011416 | 0 | 0.0133 | 0.0015 | 0 | 0 | 0.0013373 | 0
433 | 1 | 4.9045e-05 | 0.00028897 | 0 | 2.3497e-06 | 0.00011416 | 0 | 0.0103 | 0.003 | 0 | 0 | 0.084249 | 0
434 | 1 | 3.8569e-05 | 0.00028953 | 0 | 1.1748e-06 | 0.00011416 | 0 | 0.0086 | 0.0087 | 0 | 0 | 0.34559 | 0
435 | 1 | 3.3906e-05 | 0.00029026 | 0 | 1.4098e-05 | 0.00011416 | 0 | 0.0081 | 0.016 | 0 | 0 | 0.44538 | 0
436 | 1 | 3.2761e-05 | 0.00029122 | 0 | 3.7595e-05 | 0.00011416 | 0 | 0.0085 | 0.0227 | 0 | 0 | 0.27383 | 0
437 | 1 | 3.6533e-05 | 0.00029157 | 0 | 9.3987e-05 | 0.00011416 | 0 | 0.0086 | 0.0268 | 0 | 0 | 0.079544 | 0
438 | 1 | 5.0054e-05 | 0.00029172 | 0 | 0.0001821 | 0.00011416 | 0 | 0.0081 | 0.0289 | 0 | 0 | 0.0018044 | 0
439 | 1 | 8.79e-05 | 0.00029263 | 0 | 0.0001586 | 0.00011416 | 0 | 0.0071 | 0.0265 | 0 | 0 | 0.017434 | 0
440 | 1 | 0.00014995 | 0.00029235 | 0 | 0.00014685 | 0.00011416 | 0 | 0.0063 | 0.0208 | 0 | 0 | 0.15523 | 0
441 | 1 | 0.00018935 | 0.00028261 | 0 | 0.00016448 | 0.00011416 | 0.02 | 0.0053 | 0.0147 | 0 | 0 | 0.19557 | 0
442 | 1 | 0.0002005 | 0.00027021 | 0 | 0.00018797 | 0.00011416 | 0 | 0.0036 | 0.0096 | 0 | 0 | 0.11419 | 0.029083
443 | 1 | 0.00020548 | 0.00025914 | 0 | 0.00020677 | 0.00011416 | 0.09 | 0.0018 | 0.0052 | 0 | 0 | 0.033057 | 0.23505
444 | 1 | 0.00020878 | 0.00025058 | 0 | 0.00018797 | 0.00011416 | 0.09 | 0.0011 | 0.0012 | 0 | 0 | 0.0013373 | 0.12691
445 | 1 | 0.00020407 | 0.00024532 | 0 | 0.00019032 | 0.00011416 | 0.16 | 0.0009 | 0 | 0 | 0 | 0.095931 | 0.037919
446 | 1 | 0.00020634 | 0.00024505 | 0 | 0.00021382 | 0.00011416 | 0.06 | 0.0008 | 0 | 0 | 0 | 0.38931 | 0.080463
447 | 1 | 0.0002038 | 0.00025206 | 0 | 0.00022322 | 0.00011416 | 0.07 | 0.0008 | 0.0001 | 0 | 0 | 0.50281 | 0
448 | 1 | 0.00020115 | 0.00026766 | 0 | 0.00022322 | 0.00011416 | 0.01 | 0.0012 | 0.0005 | 0 | 0 | 0.30805 | 0
449 | 1 | 0.00020506 | 0.00027894 | 0 | 0.00016448 | 0.00011416 | 0 | 0.0014 | 0.0008 | 0 | 0 | 0.089335 | 0
450 | 1 | 0.00022415 | 0.00028442 | 0 | 0.00011748 | 0.00011416 | 0 | 0.0009 | 0.0005 | 0 | 0 | 0.0019042 | 0
451 | 1 | 0.00021103 | 0.00028901 | 0 | 8.8113e-05 | 0.00011416 | 0 | 0.0006 | 0.0002 | 0 | 0 | 0.021085 | 0
452 | 1 | 0.00019642 | 0.00029464 | 0 | 5.8742e-05 | 0.00011416 | 0 | 0.0011 | 0.0003 | 0 | 0 | 0.17845 | 0
453 | 1 | 0.00017381 | 0.00030045 | 0 | 3.7595e-05 | 0.00011416 | 0 | 0.0027 | 0.0015 | 0 | 0 | 0.22038 | 0
454 | 1 | 0.00014721 | 0.0003038 | 0 | 2.3497e-05 | 0.00011416 | 0 | 0.0053 | 0.0034 | 0 | 0 | 0.1266 | 0
455 | 1 | 0.00011644 | 0.00030622 | 0 | 9.3987e-06 | 0.00011416 | 0 | 0.0079 | 0.0047 | 0 | 0 | 0.03557 | 0
456 | 1 | 9.053e-05 | 0.00030836 | 0 | 5.8742e-06 | 0.00011416 | 0 | 0.0099 | 0.0058 | 0 | 0 | 0.0013373 | 0
457 | 1 | 6.6244e-05 | 0.0003103 | 0 | 2.3497e-06 | 0.00011416 | 0 | 0.0113 | 0.0067 | 0 | 0 | 0.10537 | 0
458 | 1 | 5.216e-05 | 0.00031172 | 0 | 1.1748e-06 | 0.00011416 | 0 | 0.0126 | 0.0081 | 0 | 0 | 0.42441 | 0
459 | 1 | 4.3858e-05 | 0.00031375 | 0 | 1.4098e-05 | 0.00011416 | 0 | 0.015 | 0.0104 | 0 | 0 | 0.54899 | 0
460 | 1 | 4.0893e-05 | 0.00031522 | 0 | 3.7595e-05 | 0.00011416 | 0 | 0.0182 | 0.0141 | 0 | 0 | 0.33552 | 0
461 | 1 | 4.3097e-05 | 0.00031629 | 0 | 9.3987e-05 | 0.00011416 | 0 | 0.0222 | 0.0182 | 0 | 0 | 0.097183 | 0
462 | 1 | 5.5213e-05 | 0.00031679 | 0 | 0.0001821 | 0.00011416 | 0 | 0.0254 | 0.0198 | 0 | 0 | 0.0019813 | 0
463 | 1 | 9.2254e-05 | 0.00031698 | 0 | 0.0001586 | 0.00011416 | 0 | 0.0278 | 0.02 | 0 | 0 | 0.024135 | 0
464 | 1 | 0.00015311 | 0.00031609 | 0 | 0.00014685 | 0.00011416 | 0 | 0.0286 | 0.0185 | 0 | 0 | 0.1973 | 0
465 | 1 | 0.00019285 | 0.00030229 | 0 | 0.00016448 | 0.00011416 | 0.03 | 0.0269 | 0.0158 | 0 | 0 | 0.24031 | 0
466 | 1 | 0.00020566 | 0.00028617 | 0 | 0.00018797 | 0.00011416 | 0.05 | 0.022 | 0.0122 | 0 | 0 | 0.13647 | 0.032727
467 | 1 | 0.00020876 | 0.00027423 | 0 | 0.00020677 | 0.00011416 | 0.06 | 0.0192 | 0.009 | 0 | 0 | 0.037535 | 0
468 | 1 | 0.00021001 | 0.00026305 | 0 | 0.00018797 | 0.00011416 | 0.37 | 0.0193 | 0.0084 | 0 | 0 | 0.0013373 | 0
469 | 1 | 0.00020295 | 0.00025577 | 0 | 0.00019032 | 0.00011416 | 0.32 | 0.0204 | 0.0086 | 0 | 0 | 0.11199 | 0.0031311
470 | 1 | 0.00020191 | 0.00025346 | 0 | 0.00021382 | 0.00011416 | 0.54 | 0.022 | 0.0106 | 0 | 0 | 0.44895 | 0.0099394
471 | 1 | 0.00019864 | 0.0002616 | 0 | 0.00022322 | 0.00011416 | 0.1 | 0.0258 | 0.0167 | 0 | 0 | 0.58129 | 0.24142
472 | 1 | 0.00019496 | 0.00028484 | 0 | 0.00022322 | 0.00011416 | 0.01 | 0.0346 | 0.0285 | 0 | 0 | 0.3547 | 0.10828
473 | 1 | 0.00019931 | 0.00029702 | 0 | 0.00016448 | 0.00011416 | 0 | 0.046 | 0.045 | 0 | 0 | 0.10266 | 0
474 | 1 | 0.00022034 | 0.00030251 | 0 | 0.00011748 | 0.00011416 | 0 | 0.0583 | 0.0657 | 0 | 0 | 0.0020339 | 0
475 | 1 | 0.00020882 | 0.00030825 | 0 | 8.8113e-05 | 0.00011416 | 0 | 0.0718 | 0.0915 | 0 | 0 | 0.026323 | 0
476 | 1 | 0.00019471 | 0.00031279 | 0 | 5.8742e-05 | 0.00011416 | 0 | 0.0849 | 0.1207 | 0 | 0 | 0.21058 | 0
477 | 1 | 0.00017332 | 0.0003157 | 0 | 3.7595e-05 | 0.00011416 | 0 | 0.0957 | 0.145 | 0 | 0 | 0.25424 | 0
478 | 1 | 0.00014803 | 0.00031751 | 0 | 2.3497e-05 | 0.00011416 | 0 | 0.1079 | 0.1718 | 0 | 0 | 0.14333 | 0
479 | 1 | 0.00011805 | 0.00031893 | 0 | 9.3987e-06 | 0.00011416 | 0 | 0.1168 | 0.1948 | 0 | 0 | 0.038885 | 0
480 | 1 | 8.8934e-05 | 0.0003222 | 0 | 5.8742e-06 | 0.00011416 | 0 | 0.1184 | 0.209 | 0 | 0 | 0.0013373 | 0
481 | 1 | 6.2781e-05 | 0.00032489 | 0 | 2.3497e-06 | 0.00011416 | 0 | 0.1159 | 0.212 | 0 | 0 | 0.1154 | 0
482 | 1 | 4.7636e-05 | 0.00032639 | 0 | 1.1748e-06 | 0.00011416 | 0 | 0.113 | 0.2054 | 0 | 0 | 0.46157 | 0
483 | 1 | 3.9907e-05 | 0.00032465 | 0 | 1.4098e-05 | 0.00011416 | 0 | 0.1101 | 0.1974 | 0 | 0 | 0.59791 | 0
484 | 1 | 3.7545e-05 | 0.00032264 | 0 | 3.7595e-05 | 0.00011416 | 0 | 0.1096 | 0.194 | 0 | 0 | 0.36456 | 0
485 | 1 | 3.8842e-05 | 0.00032268 | 0 | 9.3987e-05 | 0.00011416 | 0 | 0.1131 | 0.1978 | 0 | 0 | 0.10548 | 0
486 | 1 | 5.0379e-05 | 0.00032268 | 0 | 0.0001821 | 0.00011416 | 0 | 0.1217 | 0.2123 | 0 | 0 | 0.0020606 | 0
487 | 1 | 8.7676e-05 | 0.00032255 | 0 | 0.0001586 | 0.00011416 | 0 | 0.1309 | 0.2306 | 0 | 0 | 0.027465 | 0
488 | 1 | 0.00015146 | 0.00032185 | 0 | 0.00014685 | 0.00011416 | 0 | 0.14 | 0.2516 | 0 | 0 | 0.21744 | 0
489 | 1 | 0.00019121 | 0.0003134 | 0 | 0.00016448 | 0.00011416 | 0.04 | 0.1333 | 0.2546 | 0 | 0 | 0.26141 | 0.039056
490 | 1 | 0.00020294 | 0.00030178 | 0 | 0.00018797 | 0.00011416 | 0.08 | 0.1089 | 0.2345 | 0 | 0 | 0.14684 | 0.11678
491 | 1 | 0.00020682 | 0.0002887 | 0 | 0.00020677 | 0.00011416 | 0.07 | 0.0961 | 0.2148 | 0 | 0 | 0.039572 | 0.083304
492 | 1 | 0.0002075 | 0.00027707 | 0 | 0.00018797 | 0.00011416 | 0.1 | 0.0961 | 0.2023 | 0 | 0 | 0.0013373 | 0.056015
493 | 1 | 0.00020217 | 0.00026892 | 0 | 0.00019032 | 0.00011416 | 0.17 | 0.1049 | 0.1998 | 0 | 0 | 0.1154 | 0.077465
494 | 1 | 0.0002006 | 0.00026754 | 0 | 0.00021382 | 0.00011416 | 0.1 | 0.1024 | 0.193 | 0 | 0 | 0.46157 | 0.075348
495 | 1 | 0.00019778 | 0.00027765 | 0 | 0.00022322 | 0.00011416 | 0.09 | 0.1088 | 0.2006 | 0 | 0 | 0.59791 | 0.06893
496 | 1 | 0.00019314 | 0.00030707 | 0 | 0.00022322 | 0.00011416 | 0.15 | 0.1411 | 0.2302 | 0 | 0 | 0.36456 | 0.0061286
497 | 1 | 0.00019509 | 0.00032002 | 0 | 0.00016448 | 0.00011416 | 0 | 0.1791 | 0.2545 | 0 | 0 | 0.10548 | 0
498 | 1 | 0.00021895 | 0.00032045 | 0 | 0.00011748 | 0.00011416 | 0 | 0.1984 | 0.2612 | 0 | 0 | 0.0020606 | 0
499 | 1 | 0.00020798 | 0.00032565 | 0 | 8.8113e-05 | 0.00011416 | 0 | 0.2005 | 0.2555 | 0 | 0 | 0.027465 | 0
500 | 1 | 0.00019224 | 0.00033242 | 0 | 5.8742e-05 | 0.00011416 | 0 | 0.1905 | 0.2365 | 0 | 0 | 0.21744 | 0
501 | 1 | 0.00016861 | 0.00033976 | 0 | 3.7595e-05 | 0.00011416 | 0 | 0.1762 | 0.2156 | 0 | 0 | 0.26141 | 0
502 | 1 | 0.00014263 | 0.00034507 | 0 | 2.3497e-05 | 0.00011416 | 0 | 0.1672 | 0.203 | 0 | 0 | 0.14684 | 0
503 | 1 | 0.00011389 | 0.00034764 | 0 | 9.3987e-06 | 0.00011416 | 0 | 0.1595 | 0.1955 | 0 | 0 | 0.039572 | 0
504 | 1 | 8.7511e-05 | 0.00034957 | 0 | 5.8742e-06 | 0.00011416 | 0 | 0.1492 | 0.1871 | 0 | 0 | 0.0013373 | 0
505 | 1 | 6.4169e-05 | 0.00035107 | 0 | 2.3497e-06 | 0.00011416 | 0 | 0.1425 | 0.1859 | 0 | 0 | 0.11199 | 0
506 | 1 | 4.8002e-05 | 0.00035242 | 0 | 1.1748e-06 | 0.00011416 | 0 | 0.142 | 0.1996 | 0 | 0 | 0.44895 | 0
507 | 1 | 4.0362e-05 | 0.00035275 | 0 | 1.4098e-05 | 0.00011416 | 0 | 0.1435 | 0.2127 | 0 | 0 | 0.58129 | 0
508 | 1 | 3.7524e-05 | 0.00035096 | 0 | 3.7595e-05 | 0.00011416 | 0 | 0.1406 | 0.2165 | 0 | 0 | 0.3547 | 0
509 | 1 | 3.956e-05 | 0.00035052 | 0 | 9.3987e-05 | 0.00011416 | 0 | 0.1346 | 0.2132 | 0 | 0 | 0.10266 | 0
510 | 1 | 5.2258e-05 | 0.0003491 | 0 | 0.0001821 | 0.00011416 | 0 | 0.1399 | 0.2267 | 0 | 0 | 0.0020339 | 0
511 | 1 | 8.9244e-05 | 0.00034725 | 0 | 0.0001586 | 0.00011416 | 0 | 0.1521 | 0.2504 | 0 | 0 | 0.026323 | 0
512 | 1 | 0.00015169 | 0.00034229 | 0 | 0.00014685 | 0.00011416 | 0 | 0.1647 | 0.2687 | 0 | 0 | 0.21058 | 0
513 | 1 | 0.00019218 | 0.00033046 | 0 | 0.00016448 | 0.00011416 | 0.01 | 0.1804 | 0.2862 | 0 | 0 | 0.25424 | 0
514 | 1 | 0.0002053 | 0.00031661 | 0 | 0.00018797 | 0.00011416 | 0.02 | 0.1753 | 0.2807 | 0 | 0 | 0.14333 | 0
515 | 1 | 0.00021127 | 0.0003012 | 0 | 0.00020677 | 0.00011416 | 0.05 | 0.1623 | 0.2613 | 0 | 0 | 0.038885 | 0
516 | 1 | 0.00021358 | 0.00028877 | 0 | 0.00018797 | 0.00011416 | 0.03 | 0.1424 | 0.232 | 0 | 0 | 0.0013373 | 0
517 | 1 | 0.00020795 | 0.0002817 | 0 | 0.00019032 | 0.00011416 | 0.02 | 0.1268 | 0.2078 | 0 | 0 | 0.10537 | 0.009204
518 | 1 | 0.00020824 | 0.00027868 | 0 | 0.00021382 | 0.00011416 | 0.06 | 0.1172 | 0.1898 | 0 | 0 | 0.42441 | 0.22668
519 | 1 | 0.00020567 | 0.00028229 | 0 | 0.00022322 | 0.00011416 | 0.01 | 0.1074 | 0.1762 | 0 | 0 | 0.54899 | 0.10923
520 | 1 | 0.00020204 | 0.00030056 | 0 | 0.00022322 | 0.00011416 | 0.05 | 0.1147 | 0.1867 | 0 | 0 | 0.33552 | 0.053118
521 | 1 | 0.00020361 | 0.00031284 | 0 | 0.00016448 | 0.00011416 | 0 | 0.1307 | 0.2051 | 0 | 0 | 0.097183 | 0
522 | 1 | 0.00022165 | 0.00031524 | 0 | 0.00011748 | 0.00011416 | 0 | 0.1339 | 0.2108 | 0 | 0 | 0.0019813 | 0
523 | 1 | 0.00021236 | 0.00031952 | 0 | 8.8113e-05 | 0.00011416 | 0 | 0.128 | 0.2016 | 0 | 0 | 0.024135 | 0
524 | 1 | 0.00019815 | 0.00032275 | 0 | 5.8742e-05 | 0.00011416 | 0 | 0.1163 | 0.1802 | 0 | 0 | 0.1973 | 0
525 | 1 | 0.00017661 | 0.00032618 | 0 | 3.7595e-05 | 0.00011416 | 0 | 0.1022 | 0.1554 | 0 | 0 | 0.24031 | 0
526 | 1 | 0.00014695 | 0.00032816 | 0 | 2.3497e-05 | 0.00011416 | 0 | 0.0913 | 0.1388 | 0 | 0 | 0.13647 | 0
527 | 1 | 0.00011685 | 0.00032841 | 0 | 9.3987e-06 | 0.00011416 | 0 | 0.0814 | 0.1207 | 0 | 0 | 0.037535 | 0
528 | 1 | 9.0644e-05 | 0.00033006 | 0 | 5.8742e-06 | 0.00011416 | 0 | 0.0675 | 0.0934 | 0 | 0 | 0.0013373 | 0
529 | 1 | 7.0108e-05 | 0.00033251 | 0 | 2.3497e-06 | 0.00011416 | 0 | 0.0543 | 0.0684 | 0 | 0 | 0.095931 | 0
530 | 1 | 5.5234e-05 | 0.00033443 | 0 | 1.1748e-06 | 0.00011416 | 0 | 0.0439 | 0.0533 | 0 | 0 | 0.38931 | 0
531 | 1 | 4.7465e-05 | 0.00033539 | 0 | 1.4098e-05 | 0.00011416 | 0 | 0.0362 | 0.0413 | 0 | 0 | 0.50281 | 0
532 | 1 | 4.4177e-05 | 0.00033731 | 0 | 3.7595e-05 | 0.00011416 | 0 | 0.0294 | 0.0332 | 0 | 0 | 0.30805 | 0
533 | 1 | 4.6358e-05 | 0.00033864 | 0 | 9.3987e-05 | 0.00011416 | 0 | 0.0221 | 0.0264 | 0 | 0 | 0.089335 | 0
534 | 1 | 5.8504e-05 | 0.00034018 | 0 | 0.0001821 | 0.00011416 | 0 | 0.0154 | 0.0226 | 0 | 0 | 0.0019042 | 0
535 | 1 | 9.4138e-05 | 0.00034159 | 0 | 0.0001586 | 0.00011416 | 0 | 0.0115 | 0.0224 | 0 | 0 | 0.021085 | 0
536 | 1 | 0.00015424 | 0.00034253 | 0 | 0.00014685 | 0.00011416 | 0 | 0.0106 | 0.0251 | 0 | 0 | 0.17845 | 0
537 | 1 | 0.00019513 | 0.00033083 | 0 | 0.00016448 | 0.00011416 | 0.03 | 0.01 | 0.0255 | 0 | 0 | 0.22038 | 0.0071871
538 | 1 | 0.0002109 | 0.00031058 | 0 | 0.00018797 | 0.00011416 | 0.07 | 0.0095 | 0.021 | 0 | 0 | 0.1266 | 0.027289
539 | 1 | 0.00021459 | 0.00029314 | 0 | 0.00020677 | 0.00011416 | 0.05 | 0.0093 | 0.0213 | 0 | 0 | 0.03557 | 0.0032537
540 | 1 | 0.00021501 | 0.00027838 | 0 | 0.00018797 | 0.00011416 | 0.04 | 0.0104 | 0.0251 | 0 | 0 | 0.0013373 | 0
541 | 1 | 0.00021127 | 0.00027191 | 0 | 0.00019032 | 0.00011416 | 0.03 | 0.0108 | 0.0298 | 0 | 0 | 0.084249 | 0
542 | 1 | 0.00021131 | 0.00027196 | 0 | 0.00021382 | 0.00011416 | 0.03 | 0.015 | 0.044 | 0 | 0 | 0.34559 | 0
543 | 1 | 0.00020804 | 0.00028224 | 0 | 0.00022322 | 0.00011416 | 0.02 | 0.0269 | 0.0722 | 0 | 0 | 0.44538 | 0
544 | 1 | 0.00020065 | 0.00031517 | 0 | 0.00022322 | 0.00011416 | 0 | 0.0563 | 0.1274 | 0 | 0 | 0.27383 | 0
545 | 1 | 0.00019856 | 0.00033506 | 0 | 0.00016448 | 0.00011416 | 0 | 0.1017 | 0.2053 | 0 | 0 | 0.079544 | 0
546 | 1 | 0.0002162 | 0.00034118 | 0 | 0.00011748 | 0.00011416 | 0 | 0.1554 | 0.2892 | 0 | 0 | 0.0018044 | 0
547 | 1 | 0.0002059 | 0.00034435 | 0 | 8.8113e-05 | 0.00011416 | 0 | 0.1957 | 0.3488 | 0 | 0 | 0.017434 | 0
548 | 1 | 0.00018911 | 0.00034413 | 0 | 5.8742e-05 | 0.00011416 | 0 | 0.2213 | 0.4032 | 0 | 0 | 0.15523 | 0
549 | 1 | 0.00016658 | 0.00034146 | 0 | 3.7595e-05 | 0.00011416 | 0 | 0.2558 | 0.4837 | 0 | 0 | 0.19557 | 0
550 | 1 | 0.00013925 | 0.00033583 | 0 | 2.3497e-05 | 0.00011416 | 0 | 0.3149 | 0.5881 | 0 | 0 | 0.11419 | 0
551 | 1 | 0.00011366 | 0.00033192 | 0 | 9.3987e-06 | 0.00011416 | 0 | 0.3663 | 0.6609 | 0 | 0 | 0.033057 | 0
552 | 1 | 9.3312e-05 | 0.00032978 | 0 | 5.8742e-06 | 0.00011416 | 0 | 0.4214 | 0.7276 | 0 | 0 | 0.0013373 | 0
553 | 1 | 6.7501e-05 | 0.0003277 | 0 | 2.3497e-06 | 0.00011416 | 0 | 0.4649 | 0.7693 | 0 | 0 | 0.068568 | 0
554 | 1 | 4.9627e-05 | 0.00032513 | 0 | 1.1748e-06 | 0.00011416 | 0 | 0.4925 | 0.7827 | 0 | 0 | 0.28635 | 0
555 | 1 | 3.9244e-05 | 0.00032246 | 0 | 1.4098e-05 | 0.00011416 | 0 | 0.5265 | 0.7764 | 0 | 0 | 0.36769 | 0
556 | 1 | 3.516e-05 | 0.00031755 | 0 | 3.7595e-05 | 0.00011416 | 0 | 0.5308 | 0.7113 | 0 | 0 | 0.22739 | 0
557 | 1 | 3.4377e-05 | 0.00031028 | 0 | 9.3987e-05 | 0.00011416 | 0 | 0.4563 | 0.5426 | 0 | 0 | 0.066242 | 0
558 | 1 | 3.9232e-05 | 0.00030115 | 0 | 0.0001821 | 0.00011416 | 0 | 0.3602 | 0.3616 | 0 | 0 | 0.0016614 | 0
559 | 1 | 5.2516e-05 | 0.00029106 | 0 | 0.0001586 | 0.00011416 | 0 | 0.2803 | 0.3653 | 0 | 0 | 0.012788 | 0
560 | 1 | 7.6822e-05 | 0.0002789 | 0 | 0.00014685 | 0.00011416 | 0 | 0.2749 | 0.5199 | 0 | 0 | 0.12432 | 0
561 | 1 | 0.00010865 | 0.00026134 | 0 | 0.00016448 | 0.00011416 | 0 | 0.3325 | 0.595 | 0 | 0 | 0.16196 | 0
562 | 1 | 0.00013659 | 0.00024466 | 0 | 0.00018797 | 0.00011416 | 0.03 | 0.3903 | 0.6324 | 0 | 0 | 0.097148 | 0.0038331
563 | 1 | 0.00015012 | 0.00023105 | 0 | 0.00020677 | 0.00011416 | 0.12 | 0.418 | 0.6493 | 0 | 0 | 0.029515 | 0.041853
564 | 1 | 0.0001503 | 0.00021987 | 0 | 0.00018797 | 0.00011416 | 0.16 | 0.4166 | 0.6255 | 0 | 0 | 0.0013373 | 0.12684
565 | 1 | 0.00014374 | 0.00021405 | 0 | 0.00019032 | 0.00011416 | 0.23 | 0.399 | 0.604 | 0 | 0 | 0.057093 | 0.21644
566 | 1 | 0.00013394 | 0.00021509 | 0 | 0.00021382 | 0.00011416 | 0.3 | 0.3859 | 0.5944 | 0 | 0 | 0.24249 | 0.069587
567 | 1 | 0.00012611 | 0.00022518 | 0 | 0.00022322 | 0.00011416 | 0.31 | 0.3866 | 0.6027 | 0 | 0 | 0.31032 | 0.16761
568 | 1 | 0.00012182 | 0.00024352 | 0 | 0.00022322 | 0.00011416 | 0 | 0.399 | 0.5896 | 0 | 0 | 0.19297 | 0.087839
569 | 1 | 0.00012685 | 0.00025394 | 0 | 0.00016448 | 0.00011416 | 0 | 0.3948 | 0.5485 | 0 | 0 | 0.056361 | 0
570 | 1 | 0.00015545 | 0.00025958 | 0 | 0.00011748 | 0.00011416 | 0 | 0.3723 | 0.4947 | 0 | 0 | 0.0015481 | 0
571 | 1 | 0.00016331 | 0.00026521 | 0 | 8.8113e-05 | 0.00011416 | 0 | 0.3467 | 0.4413 | 0 | 0 | 0.0096143 | 0
572 | 1 | 0.00015011 | 0.00027091 | 0 | 5.8742e-05 | 0.00011416 | 0 | 0.3214 | 0.4076 | 0 | 0 | 0.10194 | 0
573 | 1 | 0.00013221 | 0.00027567 | 0 | 3.7595e-05 | 0.00011416 | 0 | 0.3011 | 0.3798 | 0 | 0 | 0.13708 | 0
574 | 1 | 0.0001107 | 0.00027687 | 0 | 2.3497e-05 | 0.00011416 | 0 | 0.3063 | 0.3816 | 0 | 0 | 0.084313 | 0
575 | 1 | 9.2755e-05 | 0.0002763 | 0 | 9.3987e-06 | 0.00011416 | 0 | 0.3045 | 0.3821 | 0 | 0 | 0.026764 | 0
576 | 1 | 7.326e-05 | 0.00027709 | 0 | 5.8742e-06 | 0.00011416 | 0 | 0.2856 | 0.3641 | 0 | 0 | 0.0013373 | 0
577 | 1 | 0.0001147 | 0.00027853 | 0 | 2.3497e-06 | 0.00011416 | 0 | 0.2668 | 0.3437 | 0 | 0 | 0.04329 | 0
578 | 1 | 0.00010313 | 0.00027925 | 0 | 1.1748e-06 | 0.00011416 | 0 | 0.2498 | 0.3204 | 0 | 0 | 0.18897 | 0
579 | 1 | 9.7527e-05 | 0.00027824 | 0 | 1.4098e-05 | 0.00011416 | 0 | 0.2356 | 0.3019 | 0 | 0 | 0.2405 | 0
580 | 1 | 9.7672e-05 | 0.00026765 | 0 | 3.7595e-05 | 0.00011416 | 0 | 0.2231 | 0.282 | 0 | 0 | 0.15088 | 0
581 | 1 | 9.6044e-05 | 0.00026032 | 0 | 9.3987e-05 | 0.00011416 | 0 | 0.2096 | 0.2588 | 0 | 0 | 0.044255 | 0
582 | 1 | 9.8189e-05 | 0.00025907 | 0 | 0.0001821 | 0.00011416 | 0 | 0.1978 | 0.2422 | 0 | 0 | 0.0013984 | 0
583 | 1 | 0.00010791 | 0.00025892 | 0 | 0.0001586 | 0.00011416 | 0 | 0.1961 | 0.2331 | 0 | 0 | 0.006123 | 0
584 | 1 | 0.00011739 | 0.00025887 | 0 | 0.00014685 | 0.00011416 | 0 | 0.1999 | 0.2279 | 0 | 0 | 0.07537 | 0
585 | 1 | 0.00013154 | 0.00024628 | 0 | 0.00016448 | 0.00011416 | 0.14 | 0.1942 | 0.2242 | 0 | 0 | 0.10674 | 0.046377
586 | 1 | 0.00015231 | 0.00022857 | 0 | 0.00018797 | 0.00011416 | 0.06 | 0.1658 | 0.2098 | 0 | 0 | 0.068319 | 0.079215
587 | 1 | 0.000167 | 0.00021739 | 0 | 0.00020677 | 0.00011416 | 0.05 | 0.1335 | 0.1866 | 0 | 0 | 0.023208 | 0
588 | 1 | 0.00018438 | 0.00020939 | 0 | 0.00018797 | 0.00011416 | 0.04 | 0.1216 | 0.175 | 0 | 0 | 0.0013373 | 0.011956
589 | 1 | 0.00019329 | 0.00020522 | 0 | 0.00019032 | 0.00011416 | 0.06 | 0.1188 | 0.1689 | 0 | 0 | 0.033399 | 0.0089254
590 | 1 | 0.00018965 | 0.00021064 | 0 | 0.00021382 | 0.00011416 | 0.08 | 0.1223 | 0.1757 | 0 | 0 | 0.1499 | 0.050009
591 | 1 | 0.00018819 | 0.00022806 | 0 | 0.00022322 | 0.00011416 | 0.11 | 0.148 | 0.2152 | 0 | 0 | 0.18973 | 0.0071649
592 | 1 | 0.00018917 | 0.00024438 | 0 | 0.00022322 | 0.00011416 | 0.03 | 0.1767 | 0.2266 | 0 | 0 | 0.12009 | 0.005304
593 | 1 | 0.00018926 | 0.00024839 | 0 | 0.00016448 | 0.00011416 | 0 | 0.1952 | 0.2383 | 0 | 0 | 0.035373 | 0
594 | 1 | 0.00020196 | 0.00024689 | 0 | 0.00011748 | 0.00011416 | 0 | 0.2107 | 0.2572 | 0 | 0 | 0.0012781 | 0
595 | 1 | 0.00020147 | 0.00024608 | 0 | 8.8113e-05 | 0.00011416 | 0 | 0.2355 | 0.3021 | 0 | 0 | 0.0039066 | 0
596 | 1 | 0.00018975 | 0.00024639 | 0 | 5.8742e-05 | 0.00011416 | 0 | 0.2489 | 0.3274 | 0 | 0 | 0.056654 | 0
597 | 1 | 0.00017459 | 0.00024829 | 0 | 3.7595e-05 | 0.00011416 | 0 | 0.2434 | 0.3209 | 0 | 0 | 0.084599 | 0
598 | 1 | 0.00015681 | 0.00025036 | 0 | 2.3497e-05 | 0.00011416 | 0 | 0.2349 | 0.3258 | 0 | 0 | 0.056337 | 0
599 | 1 | 0.00013861 | 0.00025256 | 0 | 9.3987e-06 | 0.00011416 | 0 | 0.236 | 0.3302 | 0 | 0 | 0.020423 | 0
600 | 1 | 0.00011637 | 0.00025372 | 0 | 5.8742e-06 | 0.00011416 | 0 | 0.2406 | 0.3386 | 0 | 0 | 0.0013373 | 0
601 | 1 | 5.0724e-05 | 0.00025394 | 0 | 2.3497e-06 | 0.00011416 | 0 | 0.2504 | 0.3532 | 0 | 0 | 0.023914 | 0
602 | 1 | 3.8788e-05 | 0.00025204 | 0 | 1.1748e-06 | 0.00011416 | 0 | 0.2531 | 0.3571 | 0 | 0 | 0.11161 | 0
603 | 1 | 3.4376e-05 | 0.00025001 | 0 | 1.4098e-05 | 0.00011416 | 0 | 0.2542 | 0.3639 | 0 | 0 | 0.14018 | 0
604 | 1 | 3.3716e-05 | 0.00024785 | 0 | 3.7595e-05 | 0.00011416 | 0 | 0.2608 | 0.3709 | 0 | 0 | 0.089831 | 0
605 | 1 | 3.6934e-05 | 0.00024553 | 0 | 9.3987e-05 | 0.00011416 | 0 | 0.2694 | 0.3889 | 0 | 0 | 0.026617 | 0
606 | 1 | 5.1157e-05 | 0.00024296 | 0 | 0.0001821 | 0.00011416 | 0 | 0.2794 | 0.4174 | 0 | 0 | 0.0011466 | 0
607 | 1 | 8.9784e-05 | 0.0002397 | 0 | 0.0001586 | 0.00011416 | 0 | 0.2827 | 0.4272 | 0 | 0 | 0.0020875 | 0
608 | 1 | 0.00015283 | 0.00023553 | 0 | 0.00014685 | 0.00011416 | 0 | 0.2856 | 0.4457 | 0 | 0 | 0.039075 | 0
609 | 1 | 0.00019472 | 0.00022861 | 0 | 0.00016448 | 0.00011416 | 0 | 0.2979 | 0.465 | 0 | 0 | 0.062917 | 0
610 | 1 | 0.0002081 | 0.0002204 | 0 | 0.00018797 | 0.00011416 | 0.03 | 0.3015 | 0.4898 | 0 | 0 | 0.044234 | 0
611 | 1 | 0.00021089 | 0.0002126 | 0 | 0.00020677 | 0.00011416 | 0.05 | 0.3286 | 0.5147 | 0 | 0 | 0.017467 | 0.0031423
612 | 1 | 0.0002149 | 0.00020409 | 0 | 0.00018797 | 0.00011416 | 0.07 | 0.3538 | 0.5733 | 0 | 0 | 0.0013373 | 0
613 | 1 | 0.00021516 | 0.00019535 | 0 | 0.00019032 | 0.00011416 | 0.04 | 0.3768 | 0.611 | 0 | 0 | 0.018372 | 0
614 | 1 | 0.00021697 | 0.00018873 | 0 | 0.00021382 | 0.00011416 | 0.06 | 0.4353 | 0.6654 | 0 | 0 | 0.088676 | 0
615 | 1 | 0.00021046 | 0.00019024 | 0 | 0.00022322 | 0.00011416 | 0.03 | 0.4823 | 0.6745 | 0 | 0 | 0.11065 | 0.081098
616 | 1 | 0.00020382 | 0.00020455 | 0 | 0.00022322 | 0.00011416 | 0.04 | 0.471 | 0.6634 | 0 | 0 | 0.071659 | 0.015377
617 | 1 | 0.00020549 | 0.00021999 | 0 | 0.00016448 | 0.00011416 | 0 | 0.459 | 0.6526 | 0 | 0 | 0.021338 | 0
618 | 1 | 0.00022272 | 0.00022846 | 0 | 0.00011748 | 0.00011416 | 0 | 0.4625 | 0.664 | 0 | 0 | 0.0010584 | 0
619 | 1 | 0.00021325 | 0.00023402 | 0 | 8.8113e-05 | 0.00011416 | 0 | 0.455 | 0.6473 | 0 | 0 | 0.0012111 | 0
620 | 1 | 0.00019832 | 0.00023842 | 0 | 5.8742e-05 | 0.00011416 | 0 | 0.4492 | 0.654 | 0 | 0 | 0.029044 | 0
621 | 1 | 0.00017639 | 0.00023499 | 0 | 3.7595e-05 | 0.00011416 | 0 | 0.5031 | 0.6947 | 0 | 0 | 0.049941 | 0
622 | 1 | 0.00015114 | 0.00023994 | 0 | 2.3497e-05 | 0.00011416 | 0 | 0.4786 | 0.6705 | 0 | 0 | 0.036744 | 0
623 | 1 | 0.00012143 | 0.00024518 | 0 | 9.3987e-06 | 0.00011416 | 0 | 0.4631 | 0.6609 | 0 | 0 | 0.01554 | 0
624 | 1 | 9.4366e-05 | 0.00024462 | 0 | 5.8742e-06 | 0.00011416 | 0 | 0.4801 | 0.6737 | 0 | 0 | 0.0013373 | 0
625 | 1 | 6.7253e-05 | 0.00024221 | 0 | 2.3497e-06 | 0.00011416 | 0 | 0.4774 | 0.6577 | 0 | 0 | 0.015499 | 0
626 | 1 | 5.2108e-05 | 0.00024245 | 0 | 1.1748e-06 | 0.00011416 | 0 | 0.4483 | 0.6207 | 0 | 0 | 0.076556 | 0
627 | 1 | 4.4296e-05 | 0.00024333 | 0 | 1.4098e-05 | 0.00011416 | 0 | 0.4232 | 0.5848 | 0 | 0 | 0.095102 | 0
628 | 1 | 4.148e-05 | 0.00024745 | 0 | 3.7595e-05 | 0.00011416 | 0 | 0.3867 | 0.5216 | 0 | 0 | 0.062032 | 0
629 | 1 | 4.2384e-05 | 0.00025165 | 0 | 9.3987e-05 | 0.00011416 | 0 | 0.3636 | 0.4576 | 0 | 0 | 0.018534 | 0
630 | 1 | 5.5334e-05 | 0.00024717 | 0 | 0.0001821 | 0.00011416 | 0 | 0.3452 | 0.4304 | 0 | 0 | 0.0010078 | 0
631 | 1 | 9.4769e-05 | 0.00024082 | 0 | 0.0001586 | 0.00011416 | 0 | 0.3347 | 0.4309 | 0 | 0 | 0.00082711 | 0
632 | 1 | 0.00015658 | 0.00023542 | 0 | 0.00014685 | 0.00011416 | 0 | 0.334 | 0.4555 | 0 | 0 | 0.023942 | 0
633 | 1 | 0.00018983 | 0.00022402 | 0 | 0.00016448 | 0.00011416 | 0.06 | 0.3113 | 0.4035 | 0 | 0 | 0.043087 | 0.024481
634 | 1 | 0.00020041 | 0.00021365 | 0 | 0.00018797 | 0.00011416 | 0.14 | 0.2794 | 0.3667 | 0 | 0 | 0.032684 | 0.25171
635 | 1 | 0.00020183 | 0.00020345 | 0 | 0.00020677 | 0.00011416 | 0.39 | 0.2191 | 0.291 | 0 | 0 | 0.014455 | 0.0062177
636 | 1 | 0.00020181 | 0.00019407 | 0 | 0.00018797 | 0.00011416 | 0.19 | 0.1886 | 0.2546 | 0 | 0 | 0.0013373 | 0.26059
637 | 1 | 0.00019523 | 0.00018738 | 0 | 0.00019032 | 0.00011416 | 0.06 | 0.2022 | 0.2742 | 0 | 0 | 0.01376 | 0.023311
638 | 1 | 0.00019609 | 0.00018633 | 0 | 0.00021382 | 0.00011416 | 0.29 | 0.2024 | 0.271 | 0 | 0 | 0.069123 | 0.03968
639 | 1 | 0.00019327 | 0.00019476 | 0 | 0.00022322 | 0.00011416 | 0.06 | 0.1825 | 0.2402 | 0 | 0 | 0.08559 | 0.027746
640 | 1 | 0.00019027 | 0.0002245 | 0 | 0.00022322 | 0.00011416 | 0.03 | 0.1769 | 0.2278 | 0 | 0 | 0.056119 | 0.0099171
641 | 1 | 0.00019084 | 0.00024903 | 0 | 0.00016448 | 0.00011416 | 0 | 0.1907 | 0.2307 | 0 | 0 | 0.016808 | 0
642 | 1 | 0.00021007 | 0.00025324 | 0 | 0.00011748 | 0.00011416 | 0 | 0.1934 | 0.2386 | 0 | 0 | 0.00097493 | 0
643 | 1 | 0.00020727 | 0.00024864 | 0 | 8.8113e-05 | 0.00011416 | 0 | 0.1881 | 0.2482 | 0 | 0 | 0.00062252 | 0
644 | 1 | 0.00019442 | 0.00023938 | 0 | 5.8742e-05 | 0.00011416 | 0 | 0.1729 | 0.2422 | 0 | 0 | 0.020896 | 0
645 | 1 | 0.00017345 | 0.00023263 | 0 | 3.7595e-05 | 0.00011416 | 0 | 0.1579 | 0.2412 | 0 | 0 | 0.038885 | 0
646 | 1 | 0.00014837 | 0.00022889 | 0 | 2.3497e-05 | 0.00011416 | 0 | 0.1676 | 0.249 | 0 | 0 | 0.030151 | 0
647 | 1 | 0.00011726 | 0.00022621 | 0 | 9.3987e-06 | 0.00011416 | 0 | 0.1998 | 0.2863 | 0 | 0 | 0.01376 | 0
648 | 1 | 9.3249e-05 | 0.00022306 | 0 | 5.8742e-06 | 0.00011416 | 0 | 0.2325 | 0.3439 | 0 | 0 | 0.0013373 | 0
649 | 1 | 7.4404e-05 | 0.00022221 | 0 | 2.3497e-06 | 0.00011416 | 0 | 0.2618 | 0.4003 | 0 | 0 | 0.014612 | 0
650 | 1 | 5.78e-05 | 0.00022215 | 0 | 1.1748e-06 | 0.00011416 | 0 | 0.3014 | 0.4847 | 0 | 0 | 0.072776 | 0
651 | 1 | 4.9694e-05 | 0.00022398 | 0 | 1.4098e-05 | 0.00011416 | 0 | 0.3291 | 0.5565 | 0 | 0 | 0.090263 | 0
652 | 1 | 4.6346e-05 | 0.00022763 | 0 | 3.7595e-05 | 0.00011416 | 0 | 0.363 | 0.6122 | 0 | 0 | 0.059026 | 0
653 | 1 | 4.7351e-05 | 0.00023119 | 0 | 9.3987e-05 | 0.00011416 | 0 | 0.3835 | 0.6037 | 0 | 0 | 0.017657 | 0
654 | 1 | 5.916e-05 | 0.0002323 | 0 | 0.0001821 | 0.00011416 | 0 | 0.4333 | 0.6293 | 0 | 0 | 0.00099127 | 0
655 | 1 | 9.6704e-05 | 0.00023147 | 0 | 0.0001586 | 0.00011416 | 0 | 0.5133 | 0.6951 | 0 | 0 | 0.00071998 | 0
656 | 1 | 0.00015933 | 0.00023082 | 0 | 0.00014685 | 0.00011416 | 0 | 0.5421 | 0.7612 | 0 | 0 | 0.022384 | 0
657 | 1 | 0.00019976 | 0.00022212 | 0 | 0.00016448 | 0.00011416 | 0.05 | 0.6463 | 0.8633 | 0 | 0 | 0.04095 | 0.0058834
658 | 1 | 0.00021214 | 0.00021064 | 0 | 0.00018797 | 0.00011416 | 0 | 0.7498 | 0.9104 | 0 | 0 | 0.0314 | 0
659 | 1 | 0.00021636 | 0.00020418 | 0 | 0.00020677 | 0.00011416 | 0.02 | 0.8325 | 0.9487 | 0 | 0 | 0.014105 | 0
660 | 1 | 0.0002191 | 0.00020522 | 0 | 0.00018797 | 0.00011416 | 0.03 | 0.8942 | 0.973 | 0 | 0 | 0.0013373 | 0
661 | 1 | 0.00021767 | 0.00020751 | 0 | 0.00019032 | 0.00011416 | 0.03 | 0.9309 | 0.9813 | 0 | 0 | 0.017378 | 0
662 | 1 | 0.0002221 | 0.00020616 | 0 | 0.00021382 | 0.00011416 | 0.03 | 0.9314 | 0.9635 | 0 | 0 | 0.084504 | 0
663 | 1 | 0.00022436 | 0.00020097 | 0 | 0.00022322 | 0.00011416 | 0.02 | 0.8861 | 0.9346 | 0 | 0 | 0.10529 | 0
664 | 1 | 0.00022348 | 0.00020162 | 0 | 0.00022322 | 0.00011416 | 0.02 | 0.8314 | 0.9304 | 0 | 0 | 0.068347 | 0
665 | 1 | 0.00022607 | 0.0002099 | 0 | 0.00016448 | 0.00011416 | 0 | 0.8215 | 0.9428 | 0 | 0 | 0.020374 | 0
666 | 1 | 0.00023489 | 0.0002226 | 0 | 0.00011748 | 0.00011416 | 0 | 0.8238 | 0.9506 | 0 | 0 | 0.0010414 | 0
667 | 1 | 0.00022083 | 0.00023248 | 0 | 8.8113e-05 | 0.00011416 | 0 | 0.815 | 0.9428 | 0 | 0 | 0.0010722 | 0
668 | 1 | 0.00020411 | 0.00023702 | 0 | 5.8742e-05 | 0.00011416 | 0 | 0.7956 | 0.9355 | 0 | 0 | 0.02727 | 0
669 | 1 | 0.00018149 | 0.00024091 | 0 | 3.7595e-05 | 0.00011416 | 0 | 0.7716 | 0.9278 | 0 | 0 | 0.047581 | 0
670 | 1 | 0.00015602 | 0.00024486 | 0 | 2.3497e-05 | 0.00011416 | 0 | 0.752 | 0.9203 | 0 | 0 | 0.035355 | 0
671 | 1 | 0.00012647 | 0.00024715 | 0 | 9.3987e-06 | 0.00011416 | 0 | 0.7402 | 0.9187 | 0 | 0 | 0.015172 | 0
672 | 1 | 9.987e-05 | 0.00024853 | 0 | 5.8742e-06 | 0.00011416 | 0 | 0.7471 | 0.9243 | 0 | 0 | 0.0013373 | 0
673 | 1 | 7.1149e-05 | 0.00025043 | 0 | 2.3497e-06 | 0.00011416 | 0 | 0.7554 | 0.9263 | 0 | 0 | 0.022727 | 0
674 | 1 | 5.4452e-05 | 0.00025228 | 0 | 1.1748e-06 | 0.00011416 | 0 | 0.7548 | 0.9222 | 0 | 0 | 0.10674 | 0
675 | 1 | 4.6005e-05 | 0.00025302 | 0 | 1.4098e-05 | 0.00011416 | 0 | 0.741 | 0.9151 | 0 | 0 | 0.1339 | 0
676 | 1 | 4.2775e-05 | 0.00025337 | 0 | 3.7595e-05 | 0.00011416 | 0 | 0.7208 | 0.9057 | 0 | 0 | 0.085976 | 0
677 | 1 | 4.4591e-05 | 0.00025459 | 0 | 9.3987e-05 | 0.00011416 | 0 | 0.7114 | 0.8955 | 0 | 0 | 0.025498 | 0
678 | 1 | 5.6961e-05 | 0.00025471 | 0 | 0.0001821 | 0.00011416 | 0 | 0.6945 | 0.8732 | 0 | 0 | 0.0011286 | 0
679 | 1 | 9.5393e-05 | 0.00025374 | 0 | 0.0001586 | 0.00011416 | 0 | 0.666 | 0.8434 | 0 | 0 | 0.0018864 | 0
680 | 1 | 0.00015708 | 0.00025335 | 0 | 0.00014685 | 0.00011416 | 0 | 0.6158 | 0.8065 | 0 | 0 | 0.036909 | 0
681 | 1 | 0.00019234 | 0.00025066 | 0 | 0.00016448 | 0.00011416 | 0.11 | 0.5936 | 0.7945 | 0 | 0 | 0.060161 | 0.028325
682 | 1 | 0.00020576 | 0.00024431 | 0 | 0.00018797 | 0.00011416 | 0.03 | 0.5795 | 0.7834 | 0 | 0 | 0.042662 | 0.14813
683 | 1 | 0.00020909 | 0.00023588 | 0 | 0.00020677 | 0.00011416 | 0.04 | 0.5992 | 0.7634 | 0 | 0 | 0.01707 | 0.0030309
684 | 1 | 0.00021016 | 0.00022756 | 0 | 0.00018797 | 0.00011416 | 0.06 | 0.6055 | 0.7445 | 0 | 0 | 0.0013373 | 0
685 | 1 | 0.00020541 | 0.00022223 | 0 | 0.00019032 | 0.00011416 | 0.05 | 0.5765 | 0.7295 | 0 | 0 | 0.029075 | 0
686 | 1 | 0.00020456 | 0.0002216 | 0 | 0.00021382 | 0.00011416 | 0.07 | 0.5071 | 0.695 | 0 | 0 | 0.13256 | 0.029807
687 | 1 | 0.0002025 | 0.00022846 | 0 | 0.00022322 | 0.00011416 | 0.05 | 0.4224 | 0.6281 | 0 | 0 | 0.16727 | 0
688 | 1 | 0.00020146 | 0.00024115 | 0 | 0.00022322 | 0.00011416 | 0.01 | 0.342 | 0.5231 | 0 | 0 | 0.1064 | 0
689 | 1 | 0.00020392 | 0.00025045 | 0 | 0.00016448 | 0.00011416 | 0 | 0.2854 | 0.4161 | 0 | 0 | 0.031417 | 0
690 | 1 | 0.00022085 | 0.00025595 | 0 | 0.00011748 | 0.00011416 | 0 | 0.2189 | 0.2618 | 0 | 0 | 0.0012206 | 0
691 | 1 | 0.00021424 | 0.00026172 | 0 | 8.8113e-05 | 0.00011416 | 0 | 0.1615 | 0.1689 | 0 | 0 | 0.0030341 | 0
692 | 1 | 0.00020059 | 0.00026602 | 0 | 5.8742e-05 | 0.00011416 | 0 | 0.1275 | 0.1493 | 0 | 0 | 0.048587 | 0
693 | 1 | 0.00017986 | 0.00026929 | 0 | 3.7595e-05 | 0.00011416 | 0 | 0.1145 | 0.1693 | 0 | 0 | 0.074782 | 0
694 | 1 | 0.0001507 | 0.00027412 | 0 | 2.3497e-05 | 0.00011416 | 0 | 0.1195 | 0.1969 | 0 | 0 | 0.050911 | 0
695 | 1 | 0.00012131 | 0.00027814 | 0 | 9.3987e-06 | 0.00011416 | 0 | 0.1297 | 0.2241 | 0 | 0 | 0.019119 | 0
696 | 1 | 9.7001e-05 | 0.00028259 | 0 | 5.8742e-06 | 0.00011416 | 0 | 0.1443 | 0.2483 | 0 | 0 | 0.0013373 | 0
697 | 1 | 7.7247e-05 | 0.00028632 | 0 | 2.3497e-06 | 0.00011416 | 0 | 0.1435 | 0.2496 | 0 | 0 | 0.036507 | 0
698 | 1 | 6.0336e-05 | 0.00029093 | 0 | 1.1748e-06 | 0.00011416 | 0 | 0.1354 | 0.2164 | 0 | 0 | 0.16225 | 0
699 | 1 | 5.0582e-05 | 0.000296 | 0 | 1.4098e-05 | 0.00011416 | 0 | 0.1221 | 0.1663 | 0 | 0 | 0.20577 | 0
700 | 1 | 4.6546e-05 | 0.00030012 | 0 | 3.7595e-05 | 0.00011416 | 0 | 0.106 | 0.122 | 0 | 0 | 0.12983 | 0
701 | 1 | 4.7891e-05 | 0.00030248 | 0 | 9.3987e-05 | 0.00011416 | 0 | 0.0919 | 0.1006 | 0 | 0 | 0.038187 | 0
702 | 1 | 5.9594e-05 | 0.0003038 | 0 | 0.0001821 | 0.00011416 | 0 | 0.0795 | 0.0917 | 0 | 0 | 0.0013174 | 0
703 | 1 | 9.506e-05 | 0.00030487 | 0 | 0.0001586 | 0.00011416 | 0 | 0.0715 | 0.0869 | 0 | 0 | 0.0045725 | 0
704 | 1 | 0.00015404 | 0.00030454 | 0 | 0.00014685 | 0.00011416 | 0 | 0.065 | 0.0847 | 0 | 0 | 0.062499 | 0
705 | 1 | 0.00019155 | 0.0002832 | 0 | 0.00016448 | 0.00011416 | 0.03 | 0.0541 | 0.0826 | 0 | 0 | 0.091599 | 0.18005
706 | 1 | 0.00020735 | 0.000262 | 0 | 0.00018797 | 0.00011416 | 0.25 | 0.0443 | 0.0818 | 0 | 0 | 0.060161 | 0.23581
707 | 1 | 0.00020959 | 0.00024903 | 0 | 0.00020677 | 0.00011416 | 0.18 | 0.049 | 0.091 | 0 | 0 | 0.021325 | 0.32361
708 | 1 | 0.00020677 | 0.00024132 | 0 | 0.00018797 | 0.00011416 | 0.62 | 0.0556 | 0.1032 | 0 | 0 | 0.0013373 | 0.49647
709 | 1 | 0.00019846 | 0.00023953 | 0 | 0.00019032 | 0.00011416 | 0.69 | 0.0599 | 0.1104 | 0 | 0 | 0.045108 | 0.3615
710 | 1 | 0.00019673 | 0.00024189 | 0 | 0.00021382 | 0.00011416 | 0.21 | 0.0634 | 0.1292 | 0 | 0 | 0.19607 | 0.33281
711 | 1 | 0.00019659 | 0.0002501 | 0 | 0.00022322 | 0.00011416 | 0.51 | 0.0743 | 0.1744 | 0 | 0 | 0.24976 | 0.44947
712 | 1 | 0.00019244 | 0.00027442 | 0 | 0.00022322 | 0.00011416 | 0.14 | 0.1104 | 0.2517 | 0 | 0 | 0.15647 | 0.24845
713 | 1 | 0.00019295 | 0.00028916 | 0 | 0.00016448 | 0.00011416 | 0 | 0.1684 | 0.3201 | 0 | 0 | 0.045866 | 0
714 | 1 | 0.00021126 | 0.00028534 | 0 | 0.00011748 | 0.00011416 | 0 | 0.199 | 0.3418 | 0 | 0 | 0.0014192 | 0
715 | 1 | 0.00020566 | 0.00028375 | 0 | 8.8113e-05 | 0.00011416 | 0 | 0.1987 | 0.3578 | 0 | 0 | 0.0065588 | 0
716 | 1 | 0.00018943 | 0.00028148 | 0 | 5.8742e-05 | 0.00011416 | 0 | 0.1938 | 0.3884 | 0 | 0 | 0.078843 | 0
717 | 1 | 0.00016714 | 0.00027763 | 0 | 3.7595e-05 | 0.00011416 | 0 | 0.2052 | 0.4178 | 0 | 0 | 0.11077 | 0
718 | 1 | 0.00014029 | 0.00027215 | 0 | 2.3497e-05 | 0.00011416 | 0 | 0.2244 | 0.4281 | 0 | 0 | 0.070468 | 0
719 | 1 | 0.00011648 | 0.00026792 | 0 | 9.3987e-06 | 0.00011416 | 0 | 0.2349 | 0.4031 | 0 | 0 | 0.023696 | 0
720 | 1 | 9.6617e-05 | 0.00026634 | 0 | 5.8742e-06 | 0.00011416 | 0 | 0.2423 | 0.3838 | 0 | 0 | 0.0013373 | 0
721 | 1 | 7.4899e-05 | 0.00026822 | 0 | 2.3497e-06 | 0.00011416 | 0 | 0.2329 | 0.3563 | 0 | 0 | 0.054964 | 0
722 | 1 | 5.5519e-05 | 0.00027134 | 0 | 1.1748e-06 | 0.00011416 | 0 | 0.2195 | 0.3266 | 0 | 0 | 0.23429 | 0
723 | 1 | 4.4214e-05 | 0.00027541 | 0 | 1.4098e-05 | 0.00011416 | 0 | 0.2052 | 0.2945 | 0 | 0 | 0.29961 | 0
724 | 1 | 3.8932e-05 | 0.00027897 | 0 | 3.7595e-05 | 0.00011416 | 0 | 0.195 | 0.2736 | 0 | 0 | 0.18653 | 0
725 | 1 | 3.7204e-05 | 0.00028089 | 0 | 9.3987e-05 | 0.00011416 | 0 | 0.1832 | 0.2467 | 0 | 0 | 0.054511 | 0
726 | 1 | 4.0497e-05 | 0.00028135 | 0 | 0.0001821 | 0.00011416 | 0 | 0.1758 | 0.2208 | 0 | 0 | 0.0015261 | 0
727 | 1 | 5.3679e-05 | 0.0002829 | 0 | 0.0001586 | 0.00011416 | 0 | 0.1693 | 0.1964 | 0 | 0 | 0.0090503 | 0
728 | 1 | 7.874e-05 | 0.00028287 | 0 | 0.00014685 | 0.00011416 | 0 | 0.1585 | 0.1694 | 0 | 0 | 0.097813 | 0
729 | 1 | 0.00010638 | 0.00027052 | 0 | 0.00016448 | 0.00011416 | 0.22 | 0.136 | 0.1388 | 0 | 0 | 0.13243 | 0.06835
730 | 1 | 0.00013437 | 0.00025833 | 0 | 0.00018797 | 0.00011416 | 0.42 | 0.1137 | 0.1098 | 0 | 0 | 0.08189 | 0.10228
731 | 1 | 0.00014567 | 0.00024636 | 0 | 0.00020677 | 0.00011416 | 0.11 | 0.1227 | 0.1015 | 0 | 0 | 0.026235 | 0.24865
732 | 1 | 0.0001447 | 0.00023901 | 0 | 0.00018797 | 0.00011416 | 0.1 | 0.1189 | 0.0931 | 0 | 0 | 0.0013373 | 0.33404
733 | 1 | 0.00014058 | 0.00023649 | 0 | 0.00019032 | 0.00011416 | 0.23 | 0.1074 | 0.0833 | 0 | 0 | 0.06381 | 0.46389
734 | 1 | 0.00013421 | 0.00023796 | 0 | 0.00021382 | 0.00011416 | 0.18 | 0.0905 | 0.0738 | 0 | 0 | 0.26822 | 0.4162
735 | 1 | 0.00013192 | 0.00024405 | 0 | 0.00022322 | 0.00011416 | 0.24 | 0.075 | 0.0663 | 0 | 0 | 0.34396 | 0.074813
736 | 1 | 0.00012743 | 0.00026584 | 0 | 0.00022322 | 0.00011416 | 0.04 | 0.0763 | 0.0673 | 0 | 0 | 0.21317 | 0.039468
737 | 1 | 0.0001311 | 0.00028886 | 0 | 0.00016448 | 0.00011416 | 0 | 0.0799 | 0.0675 | 0 | 0 | 0.062162 | 0
738 | 1 | 0.00015268 | 0.00029644 | 0 | 0.00011748 | 0.00011416 | 0 | 0.0773 | 0.0656 | 0 | 0 | 0.0016155 | 0
739 | 1 | 0.00016281 | 0.00030266 | 0 | 8.8113e-05 | 0.00011416 | 0 | 0.0759 | 0.0681 | 0 | 0 | 0.011446 | 0
740 | 1 | 0.0001493 | 0.00030812 | 0 | 5.8742e-05 | 0.00011416 | 0 | 0.0808 | 0.078 | 0 | 0 | 0.11501 | 0
741 | 1 | 0.00013174 | 0.00031225 | 0 | 3.7595e-05 | 0.00011416 | 0 | 0.0916 | 0.0869 | 0 | 0 | 0.15168 | 0
742 | 1 | 0.0001114 | 0.00031176 | 0 | 2.3497e-05 | 0.00011416 | 0 | 0.1084 | 0.0979 | 0 | 0 | 0.091868 | 0
743 | 1 | 9.4538e-05 | 0.00030729 | 0 | 9.3987e-06 | 0.00011416 | 0 | 0.132 | 0.1196 | 0 | 0 | 0.028393 | 0
744 | 1 | 7.5204e-05 | 0.00030102 | 0 | 5.8742e-06 | 0.00011416 | 0 | 0.1489 | 0.1438 | 0 | 0 | 0.0013373 | 0
745 | 1 | 5.3335e-05 | 0.00029379 | 0 | 2.3497e-06 | 0.00011416 | 0 | 0.1532 | 0.17 | 0 | 0 | 0.073557 | 0
746 | 1 | 3.8582e-05 | 0.0002877 | 0 | 1.1748e-06 | 0.00011416 | 0 | 0.1545 | 0.1887 | 0 | 0 | 0.30527 | 0
747 | 1 | 2.8773e-05 | 0.00028327 | 0 | 1.4098e-05 | 0.00011416 | 0 | 0.1597 | 0.2151 | 0 | 0 | 0.39249 | 0
748 | 1 | 2.4082e-05 | 0.00028084 | 0 | 3.7595e-05 | 0.00011416 | 0 | 0.1648 | 0.2388 | 0 | 0 | 0.24223 | 0
749 | 1 | 2.2557e-05 | 0.00027787 | 0 | 9.3987e-05 | 0.00011416 | 0 | 0.1678 | 0.2407 | 0 | 0 | 0.070496 | 0
750 | 1 | 2.4181e-05 | 0.00027475 | 0 | 0.0001821 | 0.00011416 | 0 | 0.1678 | 0.2281 | 0 | 0 | 0.0017082 | 0
751 | 1 | 3.113e-05 | 0.00027143 | 0 | 0.0001586 | 0.00011416 | 0 | 0.1669 | 0.1836 | 0 | 0 | 0.01423 | 0
752 | 1 | 4.4228e-05 | 0.0002675 | 0 | 0.00014685 | 0.00011416 | 0 | 0.1491 | 0.1253 | 0 | 0 | 0.13412 | 0
753 | 1 | 6.3848e-05 | 0.00025796 | 0 | 0.00016448 | 0.00011416 | 0.1 | 0.1161 | 0.0764 | 0 | 0 | 0.17269 | 0.03549
754 | 1 | 8.5015e-05 | 0.00024842 | 0 | 0.00018797 | 0.00011416 | 0.12 | 0.0756 | 0.054 | 0 | 0 | 0.10263 | 0.020113
755 | 1 | 0.00010227 | 0.00023975 | 0 | 0.00020677 | 0.00011416 | 0.06 | 0.0491 | 0.0813 | 0 | 0 | 0.030666 | 0.049708
756 | 1 | 0.00011146 | 0.00023346 | 0 | 0.00018797 | 0.00011416 | 0.03 | 0.0553 | 0.2027 | 0 | 0 | 0.0013373 | 0.074991
757 | 1 | 0.00011652 | 0.00023134 | 0 | 0.00019032 | 0.00011416 | 0.07 | 0.1012 | 0.3755 | 0 | 0 | 0.078782 | 0
758 | 1 | 0.00011401 | 0.00023215 | 0 | 0.00021382 | 0.00011416 | 0.08 | 0.1707 | 0.4465 | 0 | 0 | 0.32501 | 0
759 | 1 | 0.0001102 | 0.00023418 | 0 | 0.00022322 | 0.00011416 | 0.11 | 0.2154 | 0.4149 | 0 | 0 | 0.41838 | 0.035223
760 | 1 | 0.00010472 | 0.00023988 | 0 | 0.00022322 | 0.00011416 | 0 | 0.2381 | 0.3928 | 0 | 0 | 0.25771 | 0.0042566
761 | 1 | 0.00010797 | 0.00024711 | 0 | 0.00016448 | 0.00011416 | 0 | 0.2691 | 0.4387 | 0 | 0 | 0.074929 | 0
762 | 1 | 0.00013705 | 0.00024955 | 0 | 0.00011748 | 0.00011416 | 0 | 0.2776 | 0.4602 | 0 | 0 | 0.0017558 | 0
763 | 1 | 0.00015491 | 0.00025593 | 0 | 8.8113e-05 | 0.00011416 | 0 | 0.2844 | 0.4748 | 0 | 0 | 0.015778 | 0
764 | 1 | 0.00014607 | 0.00026226 | 0 | 5.8742e-05 | 0.00011416 | 0 | 0.3111 | 0.5037 | 0 | 0 | 0.14442 | 0
765 | 1 | 0.00013069 | 0.00026711 | 0 | 3.7595e-05 | 0.00011416 | 0 | 0.3408 | 0.5348 | 0 | 0 | 0.1839 | 0
766 | 1 | 0.00011042 | 0.00026831 | 0 | 2.3497e-05 | 0.00011416 | 0 | 0.363 | 0.5569 | 0 | 0 | 0.10831 | 0
767 | 1 | 9.209e-05 | 0.00026798 | 0 | 9.3987e-06 | 0.00011416 | 0 | 0.3683 | 0.5697 | 0 | 0 | 0.031847 | 0
768 | 1 | 6.6155e-05 | 0.00026835 | 0 | 5.8742e-06 | 0.00011416 | 0 | 0.35 | 0.5552 | 0 | 0 | 0.0013373 | 0
769 | 1 | 5.3621e-05 | 0.00026826 | 0 | 2.3497e-06 | 0.00011416 | 0 | 0.3395 | 0.5315 | 0 | 0 | 0.084249 | 0
770 | 1 | 4.2638e-05 | 0.00026813 | 0 | 1.1748e-06 | 0.00011416 | 0 | 0.319 | 0.5008 | 0 | 0 | 0.34559 | 0
771 | 1 | 3.7516e-05 | 0.00027058 | 0 | 1.4098e-05 | 0.00011416 | 0 | 0.3001 | 0.4881 | 0 | 0 | 0.44538 | 0
772 | 1 | 3.628e-05 | 0.00027468 | 0 | 3.7595e-05 | 0.00011416 | 0 | 0.2859 | 0.4915 | 0 | 0 | 0.27383 | 0
773 | 1 | 3.9128e-05 | 0.00027634 | 0 | 9.3987e-05 | 0.00011416 | 0 | 0.2789 | 0.5015 | 0 | 0 | 0.079544 | 0
774 | 1 | 5.3282e-05 | 0.00027497 | 0 | 0.0001821 | 0.00011416 | 0 | 0.2865 | 0.5024 | 0 | 0 | 0.0018044 | 0
775 | 1 | 9.35e-05 | 0.00027512 | 0 | 0.0001586 | 0.00011416 | 0 | 0.2773 | 0.473 | 0 | 0 | 0.017434 | 0
776 | 1 | 0.00015629 | 0.00027416 | 0 | 0.00014685 | 0.00011416 | 0 | 0.2672 | 0.4394 | 0 | 0 | 0.15523 | 0
777 | 1 | 0.00018953 | 0.00026434 | 0 | 0.00016448 | 0.00011416 | 0.1 | 0.2505 | 0.4054 | 0 | 0 | 0.19557 | 0.15168
778 | 1 | 0.00020356 | 0.00025263 | 0 | 0.00018797 | 0.00011416 | 0.01 | 0.2442 | 0.3898 | 0 | 0 | 0.11419 | 0.059325
779 | 1 | 0.00020895 | 0.00024158 | 0 | 0.00020677 | 0.00011416 | 0.06 | 0.2584 | 0.3916 | 0 | 0 | 0.033057 | 0
780 | 1 | 0.00021097 | 0.00023431 | 0 | 0.00018797 | 0.00011416 | 0.16 | 0.2864 | 0.4335 | 0 | 0 | 0.0013373 | 0.66498
781 | 1 | 0.00020296 | 0.00023462 | 0 | 0.00019032 | 0.00011416 | 0.51 | 0.2761 | 0.4466 | 0 | 0 | 0.087075 | 0.58826
782 | 1 | 0.00020223 | 0.00023988 | 0 | 0.00021382 | 0.00011416 | 0.43 | 0.2343 | 0.4005 | 0 | 0 | 0.3562 | 0.068217
783 | 1 | 0.00019844 | 0.00024577 | 0 | 0.00022322 | 0.00011416 | 0.26 | 0.1878 | 0.3194 | 0 | 0 | 0.4593 | 0
784 | 1 | 0.0001977 | 0.0002546 | 0 | 0.00022322 | 0.00011416 | 0.01 | 0.1714 | 0.2787 | 0 | 0 | 0.28213 | 0.053842
785 | 1 | 0.00019958 | 0.00026418 | 0 | 0.00016448 | 0.00011416 | 0 | 0.1726 | 0.2585 | 0 | 0 | 0.081921 | 0
786 | 1 | 0.00021365 | 0.00026789 | 0 | 0.00011748 | 0.00011416 | 0 | 0.1799 | 0.24 | 0 | 0 | 0.001829 | 0
787 | 1 | 0.00021419 | 0.00027124 | 0 | 8.8113e-05 | 0.00011416 | 0 | 0.1897 | 0.2361 | 0 | 0 | 0.018303 | 0
788 | 1 | 0.0002012 | 0.00027372 | 0 | 5.8742e-05 | 0.00011416 | 0 | 0.2023 | 0.2371 | 0 | 0 | 0.16083 | 0
789 | 1 | 0.00017946 | 0.00027436 | 0 | 3.7595e-05 | 0.00011416 | 0 | 0.2068 | 0.2344 | 0 | 0 | 0.20159 | 0
790 | 1 | 0.00015281 | 0.00027567 | 0 | 2.3497e-05 | 0.00011416 | 0 | 0.1997 | 0.2229 | 0 | 0 | 0.11721 | 0
791 | 1 | 0.00012271 | 0.00027953 | 0 | 9.3987e-06 | 0.00011416 | 0 | 0.1866 | 0.2104 | 0 | 0 | 0.033674 | 0
792 | 1 | 9.3881e-05 | 0.00028366 | 0 | 5.8742e-06 | 0.00011416 | 0 | 0.1762 | 0.198 | 0 | 0 | 0.0013373 | 0
793 | 1 | 6.4903e-05 | 0.00028785 | 0 | 2.3497e-06 | 0.00011416 | 0 | 0.1592 | 0.1797 | 0 | 0 | 0.087075 | 0
794 | 1 | 4.9854e-05 | 0.00029146 | 0 | 1.1748e-06 | 0.00011416 | 0 | 0.1381 | 0.1572 | 0 | 0 | 0.3562 | 0
795 | 1 | 4.2045e-05 | 0.00029427 | 0 | 1.4098e-05 | 0.00011416 | 0 | 0.1177 | 0.1339 | 0 | 0 | 0.4593 | 0
796 | 1 | 4.0028e-05 | 0.00029569 | 0 | 3.7595e-05 | 0.00011416 | 0 | 0.0997 | 0.1105 | 0 | 0 | 0.28213 | 0
797 | 1 | 4.1477e-05 | 0.00029644 | 0 | 9.3987e-05 | 0.00011416 | 0 | 0.0834 | 0.0863 | 0 | 0 | 0.081921 | 0
798 | 1 | 5.3708e-05 | 0.00029626 | 0 | 0.0001821 | 0.00011416 | 0 | 0.0692 | 0.0673 | 0 | 0 | 0.001829 | 0
799 | 1 | 9.1315e-05 | 0.00029626 | 0 | 0.0001586 | 0.00011416 | 0 | 0.0574 | 0.0536 | 0 | 0 | 0.018303 | 0
800 | 1 | 0.00015376 | 0.00029187 | 0 | 0.00014685 | 0.00011416 | 0 | 0.0486 | 0.0438 | 0 | 0 | 0.16083 | 0
801 | 1 | 0.00018755 | 0.00027038 | 0 | 0.00016448 | 0.00011416 | 0.05 | 0.0428 | 0.0376 | 0 | 0 | 0.20159 | 0.080318
802 | 1 | 0.00020011 | 0.00025082 | 0 | 0.00018797 | 0.00011416 | 0.36 | 0.0364 | 0.0357 | 0 | 0 | 0.11721 | 0.12964
803 | 1 | 0.00020031 | 0.00023704 | 0 | 0.00020677 | 0.00011416 | 0.23 | 0.0389 | 0.0457 | 0 | 0 | 0.033674 | 0.14838
804 | 1 | 0.00019663 | 0.00022662 | 0 | 0.00018797 | 0.00011416 | 0.63 | 0.0503 | 0.0674 | 0 | 0 | 0.0013373 | 0.4214
805 | 1 | 0.00018832 | 0.00022236 | 0 | 0.00019032 | 0.00011416 | 0.66 | 0.0629 | 0.0974 | 0 | 0 | 0.087075 | 0.74723
806 | 1 | 0.00018694 | 0.00022202 | 0 | 0.00021382 | 0.00011416 | 0.53 | 0.0752 | 0.1288 | 0 | 0 | 0.3562 | 0.23594
807 | 1 | 0.00018343 | 0.00022881 | 0 | 0.00022322 | 0.00011416 | 0.36 | 0.0873 | 0.1625 | 0 | 0 | 0.4593 | 0.33208
808 | 1 | 0.0001809 | 0.00025547 | 0 | 0.00022322 | 0.00011416 | 0.22 | 0.1216 | 0.2257 | 0 | 0 | 0.28213 | 0.24574
809 | 1 | 0.00018443 | 0.00028274 | 0 | 0.00016448 | 0.00011416 | 0 | 0.1706 | 0.2874 | 0 | 0 | 0.081921 | 0
810 | 1 | 0.00020022 | 0.00029174 | 0 | 0.00011748 | 0.00011416 | 0 | 0.2084 | 0.3159 | 0 | 0 | 0.001829 | 0
811 | 1 | 0.00020336 | 0.00029895 | 0 | 8.8113e-05 | 0.00011416 | 0 | 0.2196 | 0.3046 | 0 | 0 | 0.018303 | 0
812 | 1 | 0.0001904 | 0.0003036 | 0 | 5.8742e-05 | 0.00011416 | 0 | 0.2184 | 0.2778 | 0 | 0 | 0.16083 | 0
813 | 1 | 0.00016892 | 0.00030692 | 0 | 3.7595e-05 | 0.00011416 | 0 | 0.206 | 0.2469 | 0 | 0 | 0.20159 | 0
814 | 1 | 0.00014381 | 0.00030932 | 0 | 2.3497e-05 | 0.00011416 | 0 | 0.1864 | 0.2109 | 0 | 0 | 0.11721 | 0
815 | 1 | 0.00011336 | 0.00031308 | 0 | 9.3987e-06 | 0.00011416 | 0 | 0.1601 | 0.1729 | 0 | 0 | 0.033674 | 0
816 | 1 | 8.5192e-05 | 0.00031808 | 0 | 5.8742e-06 | 0.00011416 | 0 | 0.1274 | 0.1381 | 0 | 0 | 0.0013373 | 0
817 | 1 | 6.7201e-05 | 0.00032076 | 0 | 2.3497e-06 | 0.00011416 | 0 | 0.0964 | 0.1133 | 0 | 0 | 0.081485 | 0
818 | 1 | 5.2623e-05 | 0.00032128 | 0 | 1.1748e-06 | 0.00011416 | 0 | 0.0681 | 0.0985 | 0 | 0 | 0.3352 | 0
819 | 1 | 4.627e-05 | 0.00031819 | 0 | 1.4098e-05 | 0.00011416 | 0 | 0.0489 | 0.1027 | 0 | 0 | 0.43173 | 0
820 | 1 | 4.4096e-05 | 0.00031356 | 0 | 3.7595e-05 | 0.00011416 | 0 | 0.041 | 0.1214 | 0 | 0 | 0.26569 | 0
821 | 1 | 4.6404e-05 | 0.00031039 | 0 | 9.3987e-05 | 0.00011416 | 0 | 0.0415 | 0.1445 | 0 | 0 | 0.077214 | 0
822 | 1 | 5.871e-05 | 0.00030921 | 0 | 0.0001821 | 0.00011416 | 0 | 0.0451 | 0.156 | 0 | 0 | 0.00178 | 0
823 | 1 | 9.5179e-05 | 0.00030772 | 0 | 0.0001586 | 0.00011416 | 0 | 0.0467 | 0.1451 | 0 | 0 | 0.016592 | 0
824 | 1 | 0.00015888 | 0.00030087 | 0 | 0.00014685 | 0.00011416 | 0 | 0.0446 | 0.128 | 0 | 0 | 0.14976 | 0
825 | 1 | 0.00019362 | 0.00027289 | 0 | 0.00016448 | 0.00011416 | 0.17 | 0.0384 | 0.1122 | 0 | 0 | 0.18967 | 0.18719
826 | 1 | 0.00020675 | 0.00025034 | 0 | 0.00018797 | 0.00011416 | 0.43 | 0.0321 | 0.1007 | 0 | 0 | 0.11122 | 0.39836
827 | 1 | 0.000207 | 0.00023416 | 0 | 0.00020677 | 0.00011416 | 0.6 | 0.037 | 0.0936 | 0 | 0 | 0.032448 | 0.18321
828 | 1 | 0.00020317 | 0.00022675 | 0 | 0.00018797 | 0.00011416 | 0.63 | 0.0421 | 0.0898 | 0 | 0 | 0.0013373 | 0.13718
829 | 1 | 0.00019711 | 0.00022514 | 0 | 0.00019032 | 0.00011416 | 0.44 | 0.0484 | 0.0883 | 0 | 0 | 0.07614 | 0.26521
830 | 1 | 0.0001962 | 0.00022756 | 0 | 0.00021382 | 0.00011416 | 0.28 | 0.0557 | 0.0914 | 0 | 0 | 0.31504 | 0
831 | 1 | 0.00019589 | 0.00023747 | 0 | 0.00022322 | 0.00011416 | 0.03 | 0.0673 | 0.1054 | 0 | 0 | 0.40529 | 0
832 | 1 | 0.00019171 | 0.00027191 | 0 | 0.00022322 | 0.00011416 | 0.31 | 0.0916 | 0.1282 | 0 | 0 | 0.24989 | 0
833 | 1 | 0.00019239 | 0.00030644 | 0 | 0.00016448 | 0.00011416 | 0 | 0.1202 | 0.148 | 0 | 0 | 0.07269 | 0
834 | 1 | 0.00020561 | 0.00031661 | 0 | 0.00011748 | 0.00011416 | 0 | 0.1349 | 0.1477 | 0 | 0 | 0.0017319 | 0
835 | 1 | 0.00020886 | 0.00032314 | 0 | 8.8113e-05 | 0.00011416 | 0 | 0.1315 | 0.1279 | 0 | 0 | 0.014991 | 0
836 | 1 | 0.00019598 | 0.00032952 | 0 | 5.8742e-05 | 0.00011416 | 0 | 0.1118 | 0.0946 | 0 | 0 | 0.1392 | 0
837 | 1 | 0.00017372 | 0.00033413 | 0 | 3.7595e-05 | 0.00011416 | 0 | 0.0871 | 0.0618 | 0 | 0 | 0.17824 | 0
838 | 1 | 0.00014787 | 0.00033677 | 0 | 2.3497e-05 | 0.00011416 | 0 | 0.0662 | 0.038 | 0 | 0 | 0.10544 | 0
839 | 1 | 0.0001199 | 0.00033742 | 0 | 9.3987e-06 | 0.00011416 | 0 | 0.05 | 0.0243 | 0 | 0 | 0.031253 | 0
840 | 1 | 9.4107e-05 | 0.00033572 | 0 | 5.8742e-06 | 0.00011416 | 0 | 0.0403 | 0.0219 | 0 | 0 | 0.0013373 | 0
841 | 1 | 6.5139e-05 | 0.0003326 | 0 | 2.3497e-06 | 0.00011416 | 0 | 0.0344 | 0.024 | 0 | 0 | 0.068568 | 0
842 | 1 | 5.1186e-05 | 0.00032862 | 0 | 1.1748e-06 | 0.00011416 | 0 | 0.0308 | 0.0258 | 0 | 0 | 0.28635 | 0
843 | 1 | 4.3807e-05 | 0.00032585 | 0 | 1.4098e-05 | 0.00011416 | 0 | 0.0375 | 0.0429 | 0 | 0 | 0.36769 | 0
844 | 1 | 4.0811e-05 | 0.00032467 | 0 | 3.7595e-05 | 0.00011416 | 0 | 0.0494 | 0.0705 | 0 | 0 | 0.22739 | 0
845 | 1 | 4.2536e-05 | 0.00032364 | 0 | 9.3987e-05 | 0.00011416 | 0 | 0.0668 | 0.1036 | 0 | 0 | 0.066242 | 0
846 | 1 | 5.3244e-05 | 0.00032137 | 0 | 0.0001821 | 0.00011416 | 0 | 0.0893 | 0.1592 | 0 | 0 | 0.0016614 | 0
847 | 1 | 9.0072e-05 | 0.00032006 | 0 | 0.0001586 | 0.00011416 | 0 | 0.1117 | 0.2288 | 0 | 0 | 0.012788 | 0
848 | 1 | 0.00015263 | 0.0003146 | 0 | 0.00014685 | 0.00011416 | 0 | 0.1346 | 0.2958 | 0 | 0 | 0.12432 | 0
849 | 1 | 0.00018592 | 0.00029879 | 0 | 0.00016448 | 0.00011416 | 0.1 | 0.1396 | 0.3359 | 0 | 0 | 0.16196 | 0.070635
850 | 1 | 0.00020116 | 0.00028576 | 0 | 0.00018797 | 0.00011416 | 0.07 | 0.1665 | 0.3507 | 0 | 0 | 0.097148 | 0.053274
851 | 1 | 0.00020552 | 0.00027658 | 0 | 0.00020677 | 0.00011416 | 0.24 | 0.1974 | 0.3505 | 0 | 0 | 0.029515 | 0.089098
852 | 1 | 0.00020358 | 0.00027141 | 0 | 0.00018797 | 0.00011416 | 0.6 | 0.2115 | 0.3263 | 0 | 0 | 0.0013373 | 0.0053263
853 | 1 | 0.00019421 | 0.00026872 | 0 | 0.00019032 | 0.00011416 | 0.08 | 0.2231 | 0.3192 | 0 | 0 | 0.061516 | 0
854 | 1 | 0.00019309 | 0.00026918 | 0 | 0.00021382 | 0.00011416 | 0.16 | 0.2307 | 0.3176 | 0 | 0 | 0.25945 | 0.013717
855 | 1 | 0.00019246 | 0.00027436 | 0 | 0.00022322 | 0.00011416 | 0.03 | 0.2172 | 0.3138 | 0 | 0 | 0.33249 | 0.0060171
856 | 1 | 0.00019059 | 0.000291 | 0 | 0.00022322 | 0.00011416 | 0.12 | 0.2156 | 0.3267 | 0 | 0 | 0.20629 | 0.026743
857 | 1 | 0.00019154 | 0.00031028 | 0 | 0.00016448 | 0.00011416 | 0 | 0.2544 | 0.3551 | 0 | 0 | 0.060186 | 0
858 | 1 | 0.00020247 | 0.0003115 | 0 | 0.00011748 | 0.00011416 | 0 | 0.278 | 0.3761 | 0 | 0 | 0.0015928 | 0
859 | 1 | 0.00021 | 0.0003139 | 0 | 8.8113e-05 | 0.00011416 | 0 | 0.2888 | 0.3917 | 0 | 0 | 0.010812 | 0
860 | 1 | 0.00019821 | 0.00031818 | 0 | 5.8742e-05 | 0.00011416 | 0 | 0.3007 | 0.4261 | 0 | 0 | 0.11054 | 0
861 | 1 | 0.00017667 | 0.00032312 | 0 | 3.7595e-05 | 0.00011416 | 0 | 0.3256 | 0.4758 | 0 | 0 | 0.1467 | 0
862 | 1 | 0.00014684 | 0.00032485 | 0 | 2.3497e-05 | 0.00011416 | 0 | 0.3554 | 0.5198 | 0 | 0 | 0.089302 | 0
863 | 1 | 0.00011614 | 0.00032639 | 0 | 9.3987e-06 | 0.00011416 | 0 | 0.3612 | 0.5375 | 0 | 0 | 0.027843 | 0
864 | 1 | 9.1329e-05 | 0.00032984 | 0 | 5.8742e-06 | 0.00011416 | 0 | 0.335 | 0.523 | 0 | 0 | 0.0013373 | 0
865 | 1 | 7.1406e-05 | 0.00033247 | 0 | 2.3497e-06 | 0.00011416 | 0 | 0.3079 | 0.5082 | 0 | 0 | 0.052888 | 0
866 | 1 | 5.4977e-05 | 0.00033316 | 0 | 1.1748e-06 | 0.00011416 | 0 | 0.3007 | 0.5012 | 0 | 0 | 0.22628 | 0
867 | 1 | 4.6334e-05 | 0.00033234 | 0 | 1.4098e-05 | 0.00011416 | 0 | 0.304 | 0.5161 | 0 | 0 | 0.28916 | 0
868 | 1 | 4.4113e-05 | 0.00033118 | 0 | 3.7595e-05 | 0.00011416 | 0 | 0.3055 | 0.5416 | 0 | 0 | 0.18023 | 0
869 | 1 | 4.6129e-05 | 0.00033111 | 0 | 9.3987e-05 | 0.00011416 | 0 | 0.2968 | 0.5382 | 0 | 0 | 0.052702 | 0
870 | 1 | 5.7314e-05 | 0.00033314 | 0 | 0.0001821 | 0.00011416 | 0 | 0.2856 | 0.5394 | 0 | 0 | 0.0015043 | 0
871 | 1 | 9.4471e-05 | 0.00033557 | 0 | 0.0001586 | 0.00011416 | 0 | 0.3053 | 0.5484 | 0 | 0 | 0.0085089 | 0
872 | 1 | 0.00015517 | 0.00033596 | 0 | 0.00014685 | 0.00011416 | 0 | 0.3093 | 0.5119 | 0 | 0 | 0.0938 | 0
873 | 1 | 0.00018815 | 0.00032268 | 0 | 0.00016448 | 0.00011416 | 0.2 | 0.2957 | 0.4749 | 0 | 0 | 0.12789 | 0.076897
874 | 1 | 0.00020315 | 0.00030309 | 0 | 0.00018797 | 0.00011416 | 0.44 | 0.3043 | 0.4639 | 0 | 0 | 0.079513 | 0.16337
875 | 1 | 0.00020331 | 0.00028233 | 0 | 0.00020677 | 0.00011416 | 0.61 | 0.3229 | 0.4668 | 0 | 0 | 0.025714 | 0.23929
876 | 1 | 0.000199 | 0.00026604 | 0 | 0.00018797 | 0.00011416 | 0.71 | 0.3234 | 0.4572 | 0 | 0 | 0.0013373 | 0.28964
877 | 1 | 0.0001899 | 0.00025586 | 0 | 0.00019032 | 0.00011416 | 0.71 | 0.3107 | 0.4302 | 0 | 0 | 0.045108 | 0.32788
878 | 1 | 0.00018666 | 0.00025191 | 0 | 0.00021382 | 0.00011416 | 0.65 | 0.291 | 0.4002 | 0 | 0 | 0.19607 | 0.36607
879 | 1 | 0.0001825 | 0.00025691 | 0 | 0.00022322 | 0.00011416 | 0.51 | 0.2559 | 0.3759 | 0 | 0 | 0.24976 | 0.29945
880 | 1 | 0.00017868 | 0.00027945 | 0 | 0.00022322 | 0.00011416 | 0.29 | 0.2416 | 0.379 | 0 | 0 | 0.15647 | 0.17871
881 | 1 | 0.00017938 | 0.00031045 | 0 | 0.00016448 | 0.00011416 | 0 | 0.2633 | 0.4015 | 0 | 0 | 0.045866 | 0
882 | 1 | 0.00019147 | 0.00031753 | 0 | 0.00011748 | 0.00011416 | 0 | 0.257 | 0.3675 | 0 | 0 | 0.0014192 | 0
883 | 1 | 0.00020283 | 0.00032428 | 0 | 8.8113e-05 | 0.00011416 | 0 | 0.2257 | 0.3092 | 0 | 0 | 0.0065588 | 0
884 | 1 | 0.000188 | 0.00032985 | 0 | 5.8742e-05 | 0.00011416 | 0 | 0.1951 | 0.2591 | 0 | 0 | 0.078843 | 0
885 | 1 | 0.00016447 | 0.00033367 | 0 | 3.7595e-05 | 0.00011416 | 0 | 0.1722 | 0.2205 | 0 | 0 | 0.11077 | 0
886 | 1 | 0.00013719 | 0.000335 | 0 | 2.3497e-05 | 0.00011416 | 0 | 0.1581 | 0.2001 | 0 | 0 | 0.070468 | 0
887 | 1 | 0.00011173 | 0.00033487 | 0 | 9.3987e-06 | 0.00011416 | 0 | 0.1426 | 0.1783 | 0 | 0 | 0.023696 | 0
888 | 1 | 9.0548e-05 | 0.0003345 | 0 | 5.8742e-06 | 0.00011416 | 0 | 0.1241 | 0.144 | 0 | 0 | 0.0013373 | 0
889 | 1 | 6.9226e-05 | 0.00033378 | 0 | 2.3497e-06 | 0.00011416 | 0 | 0.1066 | 0.1088 | 0 | 0 | 0.036507 | 0
890 | 1 | 5.2053e-05 | 0.00033249 | 0 | 1.1748e-06 | 0.00011416 | 0 | 0.0906 | 0.0787 | 0 | 0 | 0.16225 | 0
891 | 1 | 4.2127e-05 | 0.00033155 | 0 | 1.4098e-05 | 0.00011416 | 0 | 0.0758 | 0.0521 | 0 | 0 | 0.20577 | 0
892 | 1 | 3.6626e-05 | 0.00033033 | 0 | 3.7595e-05 | 0.00011416 | 0 | 0.0642 | 0.0303 | 0 | 0 | 0.12983 | 0
893 | 1 | 3.5502e-05 | 0.00032924 | 0 | 9.3987e-05 | 0.00011416 | 0 | 0.0605 | 0.024 | 0 | 0 | 0.038187 | 0
894 | 1 | 3.8813e-05 | 0.0003272 | 0 | 0.0001821 | 0.00011416 | 0 | 0.0635 | 0.0323 | 0 | 0 | 0.0013174 | 0
895 | 1 | 5.3307e-05 | 0.0003233 | 0 | 0.0001586 | 0.00011416 | 0 | 0.0695 | 0.051 | 0 | 0 | 0.0045725 | 0
896 | 1 | 8.0199e-05 | 0.00031111 | 0 | 0.00014685 | 0.00011416 | 0 | 0.0771 | 0.0751 | 0 | 0 | 0.062499 | 0
897 | 1 | 0.00010742 | 0.00028383 | 0 | 0.00016448 | 0.00011416 | 0.2 | 0.0834 | 0.1055 | 0 | 0 | 0.091599 | 0.012413
898 | 1 | 0.00013734 | 0.000258 | 0 | 0.00018797 | 0.00011416 | 0.11 | 0.088 | 0.1342 | 0 | 0 | 0.060161 | 0.0090926
899 | 1 | 0.00015214 | 0.00023247 | 0 | 0.00020677 | 0.00011416 | 0.19 | 0.096 | 0.1475 | 0 | 0 | 0.021325 | 0.0081566
900 | 1 | 0.00015429 | 0.00021476 | 0 | 0.00018797 | 0.00011416 | 0.14 | 0.1288 | 0.1773 | 0 | 0 | 0.0013373 | 0.015633
901 | 1 | 0.00015186 | 0.00020653 | 0 | 0.00019032 | 0.00011416 | 0.24 | 0.155 | 0.1968 | 0 | 0 | 0.029075 | 0
902 | 1 | 0.00014552 | 0.00020513 | 0 | 0.00021382 | 0.00011416 | 0.08 | 0.1725 | 0.2252 | 0 | 0 | 0.13256 | 0.0026854
903 | 1 | 0.00014124 | 0.00021206 | 0 | 0.00022322 | 0.00011416 | 0.04 | 0.2299 | 0.3263 | 0 | 0 | 0.16727 | 0
904 | 1 | 0.00013551 | 0.0002306 | 0 | 0.00022322 | 0.00011416 | 0 | 0.3132 | 0.4518 | 0 | 0 | 0.1064 | 0
905 | 1 | 0.00013753 | 0.00024042 | 0 | 0.00016448 | 0.00011416 | 0 | 0.3852 | 0.5346 | 0 | 0 | 0.031417 | 0
906 | 1 | 0.0001554 | 0.00023702 | 0 | 0.00011748 | 0.00011416 | 0 | 0.4204 | 0.5949 | 0 | 0 | 0.0012206 | 0
907 | 1 | 0.00016708 | 0.00023645 | 0 | 8.8113e-05 | 0.00011416 | 0 | 0.4553 | 0.6661 | 0 | 0 | 0.0030341 | 0
908 | 1 | 0.0001545 | 0.00023248 | 0 | 5.8742e-05 | 0.00011416 | 0 | 0.4896 | 0.6839 | 0 | 0 | 0.048587 | 0
909 | 1 | 0.00013711 | 0.00022804 | 0 | 3.7595e-05 | 0.00011416 | 0 | 0.5125 | 0.6897 | 0 | 0 | 0.074782 | 0
910 | 1 | 0.00011663 | 0.00022503 | 0 | 2.3497e-05 | 0.00011416 | 0 | 0.549 | 0.7457 | 0 | 0 | 0.050911 | 0
911 | 1 | 9.9482e-05 | 0.00022282 | 0 | 9.3987e-06 | 0.00011416 | 0 | 0.6014 | 0.7964 | 0 | 0 | 0.019119 | 0
912 | 1 | 7.9889e-05 | 0.00022402 | 0 | 5.8742e-06 | 0.00011416 | 0 | 0.6372 | 0.8149 | 0 | 0 | 0.0013373 | 0
913 | 1 | 6.2124e-05 | 0.00022721 | 0 | 2.3497e-06 | 0.00011416 | 0 | 0.6562 | 0.822 | 0 | 0 | 0.02158 | 0
914 | 1 | 4.6086e-05 | 0.00023121 | 0 | 1.1748e-06 | 0.00011416 | 0 | 0.6791 | 0.8372 | 0 | 0 | 0.10201 | 0
915 | 1 | 3.6005e-05 | 0.00023553 | 0 | 1.4098e-05 | 0.00011416 | 0 | 0.6849 | 0.834 | 0 | 0 | 0.12781 | 0
916 | 1 | 3.0688e-05 | 0.0002397 | 0 | 3.7595e-05 | 0.00011416 | 0 | 0.6896 | 0.8457 | 0 | 0 | 0.082233 | 0
917 | 1 | 2.8504e-05 | 0.00024056 | 0 | 9.3987e-05 | 0.00011416 | 0 | 0.7049 | 0.8555 | 0 | 0 | 0.024412 | 0
918 | 1 | 2.9905e-05 | 0.00024012 | 0 | 0.0001821 | 0.00011416 | 0 | 0.7084 | 0.8539 | 0 | 0 | 0.0011108 | 0
919 | 1 | 3.7357e-05 | 0.00024045 | 0 | 0.0001586 | 0.00011416 | 0 | 0.7008 | 0.8446 | 0 | 0 | 0.0016988 | 0
920 | 1 | 5.1395e-05 | 0.00023809 | 0 | 0.00014685 | 0.00011416 | 0 | 0.6797 | 0.8246 | 0 | 0 | 0.034824 | 0
921 | 1 | 6.8564e-05 | 0.0002249 | 0 | 0.00016448 | 0.00011416 | 0.03 | 0.6445 | 0.7946 | 0 | 0 | 0.057486 | 0.0040114
922 | 1 | 9.3136e-05 | 0.00020869 | 0 | 0.00018797 | 0.00011416 | 0.04 | 0.5882 | 0.7463 | 0 | 0 | 0.041127 | 0
923 | 1 | 0.00010797 | 0.00019529 | 0 | 0.00020677 | 0.00011416 | 0.08 | 0.5607 | 0.6912 | 0 | 0 | 0.016678 | 0.018787
924 | 1 | 0.00011315 | 0.00018771 | 0 | 0.00018797 | 0.00011416 | 0.6 | 0.5069 | 0.5875 | 0 | 0 | 0.0013373 | 0.010307
925 | 1 | 0.00011626 | 0.00018439 | 0 | 0.00019032 | 0.00011416 | 0.22 | 0.416 | 0.4731 | 0 | 0 | 0.016421 | 0.002574
926 | 1 | 0.00011189 | 0.00018555 | 0 | 0.00021382 | 0.00011416 | 0.18 | 0.3296 | 0.3668 | 0 | 0 | 0.080465 | 0.30998
927 | 1 | 0.00010464 | 0.00019455 | 0 | 0.00022322 | 0.00011416 | 0.42 | 0.2341 | 0.2583 | 0 | 0 | 0.10011 | 0
928 | 1 | 9.9701e-05 | 0.00022669 | 0 | 0.00022322 | 0.00011416 | 0.07 | 0.1822 | 0.1863 | 0 | 0 | 0.065138 | 0
929 | 1 | 0.00010113 | 0.00026698 | 0 | 0.00016448 | 0.00011416 | 0.01 | 0.1828 | 0.1996 | 0 | 0 | 0.019439 | 0
930 | 1 | 0.00012656 | 0.00027043 | 0 | 0.00011748 | 0.00011416 | 0 | 0.2263 | 0.2818 | 0 | 0 | 0.0010245 | 0
931 | 1 | 0.00015423 | 0.00026556 | 0 | 8.8113e-05 | 0.00011416 | 0 | 0.2963 | 0.4034 | 0 | 0 | 0.00094438 | 0
932 | 1 | 0.00014849 | 0.00025949 | 0 | 5.8742e-05 | 0.00011416 | 0 | 0.3609 | 0.4884 | 0 | 0 | 0.02557 | 0
933 | 1 | 0.00013439 | 0.00025407 | 0 | 3.7595e-05 | 0.00011416 | 0 | 0.4016 | 0.5236 | 0 | 0 | 0.045297 | 0
934 | 1 | 0.00011492 | 0.00025119 | 0 | 2.3497e-05 | 0.00011416 | 0 | 0.4066 | 0.5249 | 0 | 0 | 0.034002 | 0
935 | 1 | 9.5116e-05 | 0.00024702 | 0 | 9.3987e-06 | 0.00011416 | 0 | 0.3891 | 0.4868 | 0 | 0 | 0.014811 | 0
936 | 1 | 7.0538e-05 | 0.00024912 | 0 | 5.8742e-06 | 0.00011416 | 0 | 0.3727 | 0.4596 | 0 | 0 | 0.0013373 | 0
937 | 1 | 4.5545e-05 | 0.00025418 | 0 | 2.3497e-06 | 0.00011416 | 0 | 0.3664 | 0.4476 | 0 | 0 | 0.012157 | 0
938 | 1 | 3.3695e-05 | 0.00025396 | 0 | 1.1748e-06 | 0.00011416 | 0 | 0.3627 | 0.4336 | 0 | 0 | 0.062188 | 0
939 | 1 | 2.9026e-05 | 0.00025051 | 0 | 1.4098e-05 | 0.00011416 | 0 | 0.3561 | 0.4478 | 0 | 0 | 0.076735 | 0
940 | 1 | 2.8443e-05 | 0.00024621 | 0 | 3.7595e-05 | 0.00011416 | 0 | 0.3492 | 0.4298 | 0 | 0 | 0.050594 | 0
941 | 1 | 3.1447e-05 | 0.00024186 | 0 | 9.3987e-05 | 0.00011416 | 0 | 0.3267 | 0.3904 | 0 | 0 | 0.015193 | 0
942 | 1 | 4.5021e-05 | 0.00023693 | 0 | 0.0001821 | 0.00011416 | 0 | 0.3134 | 0.3707 | 0 | 0 | 0.00094279 | 0
943 | 1 | 8.5502e-05 | 0.00023326 | 0 | 0.0001586 | 0.00011416 | 0 | 0.2948 | 0.3599 | 0 | 0 | 0.00045479 | 0
944 | 1 | 0.00014941 | 0.00022724 | 0 | 0.00014685 | 0.00011416 | 0 | 0.2853 | 0.3335 | 0 | 0 | 0.01812 | 0
945 | 1 | 0.00018305 | 0.00021404 | 0 | 0.00016448 | 0.00011416 | 0.04 | 0.2824 | 0.315 | 0 | 0 | 0.034965 | 0.015544
946 | 1 | 0.00019841 | 0.00020265 | 0 | 0.00018797 | 0.00011416 | 0.06 | 0.274 | 0.3062 | 0 | 0 | 0.027752 | 0
947 | 1 | 0.00020342 | 0.00019166 | 0 | 0.00020677 | 0.00011416 | 0.05 | 0.3123 | 0.3566 | 0 | 0 | 0.013088 | 0.031824
948 | 1 | 0.00020665 | 0.00018314 | 0 | 0.00018797 | 0.00011416 | 0.03 | 0.3498 | 0.3791 | 0 | 0 | 0.0013373 | 0.028058
949 | 1 | 0.00020203 | 0.00017849 | 0 | 0.00019032 | 0.00011416 | 0.02 | 0.3456 | 0.3878 | 0 | 0 | 0.0081022 | 0.025417
950 | 1 | 0.00020459 | 0.00017886 | 0 | 0.00021382 | 0.00011416 | 0.02 | 0.3191 | 0.3765 | 0 | 0 | 0.044193 | 0.065475
951 | 1 | 0.00020106 | 0.00018334 | 0 | 0.00022322 | 0.00011416 | 0.02 | 0.2927 | 0.36 | 0 | 0 | 0.053873 | 0.019857
952 | 1 | 0.00019764 | 0.0001947 | 0 | 0.00022322 | 0.00011416 | 0.01 | 0.2801 | 0.3478 | 0 | 0 | 0.036217 | 0.0069197
953 | 1 | 0.00019727 | 0.00020941 | 0 | 0.00016448 | 0.00011416 | 0 | 0.303 | 0.3546 | 0 | 0 | 0.010974 | 0
954 | 1 | 0.00020668 | 0.00021201 | 0 | 0.00011748 | 0.00011416 | 0 | 0.2992 | 0.3311 | 0 | 0 | 0.00085063 | 0
955 | 1 | 0.00020729 | 0.00021634 | 0 | 8.8113e-05 | 0.00011416 | 0 | 0.2779 | 0.3293 | 0 | 0 | 0.00013621 | 0
956 | 1 | 0.00019479 | 0.00021774 | 0 | 5.8742e-05 | 0.00011416 | 0 | 0.2785 | 0.3161 | 0 | 0 | 0.011287 | 0
957 | 1 | 0.00017231 | 0.00021719 | 0 | 3.7595e-05 | 0.00011416 | 0 | 0.2745 | 0.3193 | 0 | 0 | 0.024803 | 0
958 | 1 | 0.00014577 | 0.00021651 | 0 | 2.3497e-05 | 0.00011416 | 0 | 0.2667 | 0.3234 | 0 | 0 | 0.021325 | 0
959 | 1 | 0.0001167 | 0.00021643 | 0 | 9.3987e-06 | 0.00011416 | 0 | 0.2522 | 0.3106 | 0 | 0 | 0.011204 | 0
960 | 1 | 8.9581e-05 | 0.00021797 | 0 | 5.8742e-06 | 0.00011416 | 0 | 0.2302 | 0.2762 | 0 | 0 | 0.0013373 | 0
961 | 1 | 6.6411e-05 | 0.00021787 | 0 | 2.3497e-06 | 0.00011416 | 0 | 0.2213 | 0.2622 | 0 | 0 | 0.0059748 | 0
962 | 1 | 5.1101e-05 | 0.00021747 | 0 | 1.1748e-06 | 0.00011416 | 0 | 0.2222 | 0.2633 | 0 | 0 | 0.034368 | 0
963 | 1 | 4.3542e-05 | 0.00021911 | 0 | 1.4098e-05 | 0.00011416 | 0 | 0.2269 | 0.2672 | 0 | 0 | 0.041482 | 0
964 | 1 | 4.068e-05 | 0.00022095 | 0 | 3.7595e-05 | 0.00011416 | 0 | 0.2172 | 0.2503 | 0 | 0 | 0.028332 | 0
965 | 1 | 4.1704e-05 | 0.00022577 | 0 | 9.3987e-05 | 0.00011416 | 0 | 0.2037 | 0.2172 | 0 | 0 | 0.0086474 | 0
966 | 1 | 5.3428e-05 | 0.00023175 | 0 | 0.0001821 | 0.00011416 | 0 | 0.1841 | 0.1833 | 0 | 0 | 0.00079265 | 0
967 | 1 | 9.2061e-05 | 0.00023687 | 0 | 0.0001586 | 0.00011416 | 0 | 0.161 | 0.1517 | 0 | 0 | 4.1009e-05 | 0
968 | 1 | 0.00015382 | 0.00022992 | 0 | 0.00014685 | 0.00011416 | 0 | 0.1323 | 0.1154 | 0 | 0 | 0.0078515 | 0
969 | 1 | 0.00018557 | 0.0002062 | 0 | 0.00016448 | 0.00011416 | 0.06 | 0.0908 | 0.0732 | 0 | 0 | 0.019261 | 0.015087
970 | 1 | 0.00020037 | 0.00018677 | 0 | 0.00018797 | 0.00011416 | 0.17 | 0.0739 | 0.0547 | 0 | 0 | 0.017646 | 0.16744
971 | 1 | 0.00020428 | 0.00016696 | 0 | 0.00020677 | 0.00011416 | 0.05 | 0.0863 | 0.0596 | 0 | 0 | 0.010054 | 0.12577
972 | 1 | 0.00020696 | 0.0001603 | 0 | 0.00018797 | 0.00011416 | 0.07 | 0.0885 | 0.0597 | 0 | 0 | 0.0013373 | 0.025239
973 | 1 | 0.00020329 | 0.00015847 | 0 | 0.00019032 | 0.00011416 | 0.03 | 0.084 | 0.0548 | 0 | 0 | 0.0042568 | 0
974 | 1 | 0.00020516 | 0.0001596 | 0 | 0.00021382 | 0.00011416 | 0.05 | 0.076 | 0.0467 | 0 | 0 | 0.026119 | 0
975 | 1 | 0.00020297 | 0.00016471 | 0 | 0.00022322 | 0.00011416 | 0.02 | 0.0638 | 0.0347 | 0 | 0 | 0.031154 | 0
976 | 1 | 0.0002 | 0.00017775 | 0 | 0.00022322 | 0.00011416 | 0.02 | 0.0516 | 0.0247 | 0 | 0 | 0.021683 | 0
977 | 1 | 0.0001999 | 0.00019942 | 0 | 0.00016448 | 0.00011416 | 0 | 0.0492 | 0.02 | 0 | 0 | 0.0066753 | 0
978 | 1 | 0.00020836 | 0.00020865 | 0 | 0.00011748 | 0.00011416 | 0 | 0.0464 | 0.0146 | 0 | 0 | 0.00073737 | 0
979 | 1 | 0.00020617 | 0.00021819 | 0 | 8.8113e-05 | 0.00011416 | 0 | 0.0448 | 0.0108 | 0 | 0 | 5.3757e-06 | 0
980 | 1 | 0.00019267 | 0.00022819 | 0 | 5.8742e-05 | 0.00011416 | 0 | 0.0478 | 0.0122 | 0 | 0 | 0.0051952 | 0
981 | 1 | 0.00016903 | 0.00023776 | 0 | 3.7595e-05 | 0.00011416 | 0 | 0.0541 | 0.0196 | 0 | 0 | 0.014612 | 0
982 | 1 | 0.00014312 | 0.00024516 | 0 | 2.3497e-05 | 0.00011416 | 0 | 0.0603 | 0.0341 | 0 | 0 | 0.014416 | 0
983 | 1 | 0.00011304 | 0.00024953 | 0 | 9.3987e-06 | 0.00011416 | 0 | 0.0629 | 0.0498 | 0 | 0 | 0.0089859 | 0
984 | 1 | 8.6299e-05 | 0.00025189 | 0 | 5.8742e-06 | 0.00011416 | 0 | 0.0618 | 0.062 | 0 | 0 | 0.0013373 | 0
985 | 1 | 6.9934e-05 | 0.00025339 | 0 | 2.3497e-06 | 0.00011416 | 0 | 0.0584 | 0.0713 | 0 | 0 | 0.0038861 | 0
986 | 1 | 5.4404e-05 | 0.00025492 | 0 | 1.1748e-06 | 0.00011416 | 0 | 0.0525 | 0.0769 | 0 | 0 | 0.024287 | 0
987 | 1 | 4.6688e-05 | 0.0002568 | 0 | 1.4098e-05 | 0.00011416 | 0 | 0.045 | 0.0774 | 0 | 0 | 0.028873 | 0
988 | 1 | 4.4165e-05 | 0.0002592 | 0 | 3.7595e-05 | 0.00011416 | 0 | 0.0369 | 0.0683 | 0 | 0 | 0.020202 | 0
989 | 1 | 4.5047e-05 | 0.00026276 | 0 | 9.3987e-05 | 0.00011416 | 0 | 0.0326 | 0.06 | 0 | 0 | 0.0062342 | 0
990 | 1 | 5.5761e-05 | 0.00026565 | 0 | 0.0001821 | 0.00011416 | 0 | 0.0326 | 0.0597 | 0 | 0 | 0.00072397 | 0
991 | 1 | 9.1826e-05 | 0.00027132 | 0 | 0.0001586 | 0.00011416 | 0 | 0.0365 | 0.0675 | 0 | 0 | 2.3399e-06 | 0
992 | 1 | 0.00015608 | 0.00026259 | 0 | 0.00014685 | 0.00011416 | 0 | 0.0439 | 0.0814 | 0 | 0 | 0.0046411 | 0
993 | 1 | 0.00019169 | 0.00024032 | 0 | 0.00016448 | 0.00011416 | 0.02 | 0.0419 | 0.0811 | 0 | 0 | 0.013581 | 0.003666
994 | 1 | 0.00020856 | 0.00022261 | 0 | 0.00018797 | 0.00011416 | 0.03 | 0.0502 | 0.0872 | 0 | 0 | 0.013675 | 0
995 | 1 | 0.00021367 | 0.00020928 | 0 | 0.00020677 | 0.00011416 | 0.03 | 0.0503 | 0.0847 | 0 | 0 | 0.0087312 | 0
996 | 1 | 0.00021521 | 0.00019605 | 0 | 0.00018797 | 0.00011416 | 0.04 | 0.0408 | 0.0664 | 0 | 0 | 0.0013373 | 0
997 | 1 | 0.00021185 | 0.00018504 | 0 | 0.00019032 | 0.00011416 | 0.04 | 0.0281 | 0.0443 | 0 | 0 | 0.0046503 | 0
998 | 1 | 0.00021249 | 0.000179 | 0 | 0.00021382 | 0.00011416 | 0.05 | 0.0179 | 0.0259 | 0 | 0 | 0.028041 | 0
999 | 1 | 0.00020968 | 0.00017983 | 0 | 0.00022322 | 0.00011416 | 0.05 | 0.0109 | 0.0123 | 0 | 0 | 0.033553 | 0
1000 | 1 | 0.00020396 | 0.00019906 | 0 | 0.00022322 | 0.00011416 | 0.04 | 0.0064 | 0.0049 | 0 | 0 | 0.023235 | 0
1001 | 1 | 0.00020099 | 0.0002257 | 0 | 0.00016448 | 0.00011416 | 0 | 0.0052 | 0.0015 | 0 | 0 | 0.0071367 | 0
1002 | 1 | 0.0002096 | 0.00023865 | 0 | 0.00011748 | 0.00011416 | 0 | 0.0061 | 0.001 | 0 | 0 | 0.00075094 | 0
1003 | 1 | 0.00021006 | 0.00025257 | 0 | 8.8113e-05 | 0.00011416 | 0 | 0.0079 | 0.0016 | 0 | 0 | 1.0303e-05 | 0
1004 | 1 | 0.00019557 | 0.00026599 | 0 | 5.8742e-05 | 0.00011416 | 0 | 0.0098 | 0.0025 | 0 | 0 | 0.0057917 | 0
1005 | 1 | 0.00017296 | 0.00027646 | 0 | 3.7595e-05 | 0.00011416 | 0 | 0.0105 | 0.003 | 0 | 0 | 0.015695 | 0
1006 | 1 | 0.00014725 | 0.00028364 | 0 | 2.3497e-05 | 0.00011416 | 0 | 0.0099 | 0.0028 | 0 | 0 | 0.015183 | 0
1007 | 1 | 0.00011718 | 0.00028737 | 0 | 9.3987e-06 | 0.00011416 | 0 | 0.009 | 0.0025 | 0 | 0 | 0.0092455 | 0
1008 | 1 | 9.132e-05 | 0.00028949 | 0 | 5.8742e-06 | 0.00011416 | 0 | 0.0079 | 0.0022 | 0 | 0 | 0.0013373 | 0
1009 | 1 | 6.8696e-05 | 0.00029109 | 0 | 2.3497e-06 | 0.00011416 | 0 | 0.007 | 0.0016 | 0 | 0 | 0.0064666 | 0
1010 | 1 | 5.2835e-05 | 0.00029198 | 0 | 1.1748e-06 | 0.00011416 | 0 | 0.0065 | 0.0016 | 0 | 0 | 0.036671 | 0
1011 | 1 | 4.538e-05 | 0.000296 | 0 | 1.4098e-05 | 0.00011416 | 0 | 0.0065 | 0.0022 | 0 | 0 | 0.044379 | 0
1012 | 1 | 4.3167e-05 | 0.00029853 | 0 | 3.7595e-05 | 0.00011416 | 0 | 0.0072 | 0.0032 | 0 | 0 | 0.030183 | 0
1013 | 1 | 4.4274e-05 | 0.0003003 | 0 | 9.3987e-05 | 0.00011416 | 0 | 0.0091 | 0.0051 | 0 | 0 | 0.0091946 | 0
1014 | 1 | 5.5922e-05 | 0.0003012 | 0 | 0.0001821 | 0.00011416 | 0 | 0.0126 | 0.0079 | 0 | 0 | 0.00080689 | 0
1015 | 1 | 9.2072e-05 | 0.00030067 | 0 | 0.0001586 | 0.00011416 | 0 | 0.0171 | 0.0116 | 0 | 0 | 5.8079e-05 | 0
1016 | 1 | 0.0001556 | 0.0002908 | 0 | 0.00014685 | 0.00011416 | 0 | 0.0187 | 0.0144 | 0 | 0 | 0.0086334 | 0
1017 | 1 | 0.00018923 | 0.00027156 | 0 | 0.00016448 | 0.00011416 | 0.03 | 0.0139 | 0.0124 | 0 | 0 | 0.020559 | 0
1018 | 1 | 0.0002057 | 0.00024815 | 0 | 0.00018797 | 0.00011416 | 0.05 | 0.012 | 0.0113 | 0 | 0 | 0.018522 | 0
1019 | 1 | 0.00021059 | 0.00023084 | 0 | 0.00020677 | 0.00011416 | 0.06 | 0.0122 | 0.0131 | 0 | 0 | 0.010334 | 0
1020 | 1 | 0.00021265 | 0.00021686 | 0 | 0.00018797 | 0.00011416 | 0.07 | 0.0127 | 0.0165 | 0 | 0 | 0.0013373 | 0
1021 | 1 | 0.00020668 | 0.00020618 | 0 | 0.00019032 | 0.00011416 | 0.2 | 0.013 | 0.0199 | 0 | 0 | 0.010683 | 0
1022 | 1 | 0.00020656 | 0.00019935 | 0 | 0.00021382 | 0.00011416 | 0.09 | 0.0133 | 0.0236 | 0 | 0 | 0.055732 | 0
1023 | 1 | 0.00020322 | 0.0001993 | 0 | 0.00022322 | 0.00011416 | 0.05 | 0.0127 | 0.0279 | 0 | 0 | 0.068513 | 0
1024 | 1 | 0.00019957 | 0.00021348 | 0 | 0.00022322 | 0.00011416 | 0.2 | 0.0113 | 0.0325 | 0 | 0 | 0.045444 | 0
1025 | 1 | 0.00019743 | 0.00023715 | 0 | 0.00016448 | 0.00011416 | 0.04 | 0.0119 | 0.0387 | 0 | 0 | 0.013684 | 0
1026 | 1 | 0.00020404 | 0.00024997 | 0 | 0.00011748 | 0.00011416 | 0 | 0.0188 | 0.0479 | 0 | 0 | 0.00091137 | 0
1027 | 1 | 0.00021095 | 0.00026043 | 0 | 8.8113e-05 | 0.00011416 | 0 | 0.0332 | 0.0617 | 0 | 0 | 0.00032027 | 0
1028 | 1 | 0.00019955 | 0.0002679 | 0 | 5.8742e-05 | 0.00011416 | 0 | 0.0504 | 0.0712 | 0 | 0 | 0.015602 | 0
1029 | 1 | 0.00017861 | 0.00027301 | 0 | 3.7595e-05 | 0.00011416 | 0 | 0.0659 | 0.0733 | 0 | 0 | 0.031318 | 0
1030 | 1 | 0.00014998 | 0.00027348 | 0 | 2.3497e-05 | 0.00011416 | 0 | 0.0776 | 0.0776 | 0 | 0 | 0.025484 | 0
1031 | 1 | 0.00012024 | 0.00027466 | 0 | 9.3987e-06 | 0.00011416 | 0 | 0.0817 | 0.0864 | 0 | 0 | 0.012438 | 0
1032 | 1 | 9.3809e-05 | 0.00027602 | 0 | 5.8742e-06 | 0.00011416 | 0 | 0.0838 | 0.1024 | 0 | 0 | 0.0013373 | 0
1033 | 1 | 6.9852e-05 | 0.00027667 | 0 | 2.3497e-06 | 0.00011416 | 0 | 0.085 | 0.115 | 0 | 0 | 0.016421 | 0
1034 | 1 | 5.3785e-05 | 0.00027792 | 0 | 1.1748e-06 | 0.00011416 | 0 | 0.0842 | 0.1241 | 0 | 0 | 0.080465 | 0
1035 | 1 | 4.5326e-05 | 0.00028062 | 0 | 1.4098e-05 | 0.00011416 | 0 | 0.0873 | 0.1395 | 0 | 0 | 0.10011 | 0
1036 | 1 | 4.2629e-05 | 0.00027962 | 0 | 3.7595e-05 | 0.00011416 | 0 | 0.0989 | 0.1577 | 0 | 0 | 0.065138 | 0
1037 | 1 | 4.4584e-05 | 0.00027862 | 0 | 9.3987e-05 | 0.00011416 | 0 | 0.1146 | 0.1862 | 0 | 0 | 0.019439 | 0
1038 | 1 | 5.6173e-05 | 0.00027803 | 0 | 0.0001821 | 0.00011416 | 0 | 0.1295 | 0.2167 | 0 | 0 | 0.0010245 | 0
1039 | 1 | 9.2603e-05 | 0.00027691 | 0 | 0.0001586 | 0.00011416 | 0 | 0.1485 | 0.2518 | 0 | 0 | 0.00094438 | 0
1040 | 1 | 0.00015217 | 0.0002722 | 0 | 0.00014685 | 0.00011416 | 0 | 0.1665 | 0.2901 | 0 | 0 | 0.02557 | 0
1041 | 1 | 0.00018355 | 0.00025807 | 0 | 0.00016448 | 0.00011416 | 0.12 | 0.1778 | 0.3308 | 0 | 0 | 0.045297 | 0.22473
1042 | 1 | 0.00020053 | 0.00023173 | 0 | 0.00018797 | 0.00011416 | 0.49 | 0.2201 | 0.393 | 0 | 0 | 0.034002 | 0.19818
1043 | 1 | 0.00020065 | 0.00020033 | 0 | 0.00020677 | 0.00011416 | 0.55 | 0.2392 | 0.4386 | 0 | 0 | 0.014811 | 0.62947
1044 | 1 | 0.00019606 | 0.00016762 | 0 | 0.00018797 | 0.00011416 | 0.7 | 0.2748 | 0.4655 | 0 | 0 | 0.0013373 | 0.75078
1045 | 1 | 0.00018564 | 0.00014126 | 0 | 0.00019032 | 0.00011416 | 0.72 | 0.3231 | 0.5076 | 0 | 0 | 0.025142 | 0.78052
1046 | 1 | 0.00018133 | 0.00012812 | 0 | 0.00021382 | 0.00011416 | 0.66 | 0.3578 | 0.5314 | 0 | 0 | 0.11662 | 0.66331
1047 | 1 | 0.00017654 | 0.00012936 | 0 | 0.00022322 | 0.00011416 | 0.54 | 0.3659 | 0.5824 | 0 | 0 | 0.14666 | 0.51705
1048 | 1 | 0.00017301 | 0.00014807 | 0 | 0.00022322 | 0.00011416 | 0.34 | 0.4165 | 0.6472 | 0 | 0 | 0.0938 | 0.31906
1049 | 1 | 0.00017401 | 0.00017653 | 0 | 0.00016448 | 0.00011416 | 0.06 | 0.4993 | 0.7019 | 0 | 0 | 0.027767 | 0.063971
1050 | 1 | 0.00018314 | 0.00019546 | 0 | 0.00011748 | 0.00011416 | 0 | 0.5094 | 0.7002 | 0 | 0 | 0.0011648 | 0
1051 | 1 | 0.00019468 | 0.00021179 | 0 | 8.8113e-05 | 0.00011416 | 0 | 0.4784 | 0.6678 | 0 | 0 | 0.0023023 | 0
1052 | 1 | 0.00018194 | 0.0002245 | 0 | 5.8742e-05 | 0.00011416 | 0 | 0.457 | 0.6401 | 0 | 0 | 0.041324 | 0
1053 | 1 | 0.00016164 | 0.00023031 | 0 | 3.7595e-05 | 0.00011416 | 0 | 0.4496 | 0.6239 | 0 | 0 | 0.065756 | 0
1054 | 1 | 0.00013446 | 0.00023212 | 0 | 2.3497e-05 | 0.00011416 | 0 | 0.4135 | 0.6109 | 0 | 0 | 0.045845 | 0
1055 | 1 | 0.00010822 | 0.0002309 | 0 | 9.3987e-06 | 0.00011416 | 0 | 0.383 | 0.593 | 0 | 0 | 0.017871 | 0
1056 | 1 | 8.7243e-05 | 0.00022924 | 0 | 5.8742e-06 | 0.00011416 | 0 | 0.35 | 0.5057 | 0 | 0 | 0.0013373 | 0
1057 | 1 | 6.0936e-05 | 0.00022844 | 0 | 2.3497e-06 | 0.00011416 | 0 | 0.3235 | 0.4627 | 0 | 0 | 0.038131 | 0
1058 | 1 | 4.4881e-05 | 0.00022922 | 0 | 1.1748e-06 | 0.00011416 | 0 | 0.3036 | 0.441 | 0 | 0 | 0.16868 | 0
1059 | 1 | 3.4661e-05 | 0.00023057 | 0 | 1.4098e-05 | 0.00011416 | 0 | 0.2926 | 0.4014 | 0 | 0 | 0.21411 | 0
1060 | 1 | 2.9711e-05 | 0.00023344 | 0 | 3.7595e-05 | 0.00011416 | 0 | 0.2791 | 0.3723 | 0 | 0 | 0.1349 | 0
1061 | 1 | 2.8257e-05 | 0.00023595 | 0 | 9.3987e-05 | 0.00011416 | 0 | 0.2728 | 0.3582 | 0 | 0 | 0.039648 | 0
1062 | 1 | 3.0483e-05 | 0.00023553 | 0 | 0.0001821 | 0.00011416 | 0 | 0.2701 | 0.358 | 0 | 0 | 0.0013373 | 0
1063 | 1 | 4.4842e-05 | 0.000234 | 0 | 0.0001586 | 0.00011416 | 0 | 0.2617 | 0.3247 | 0 | 0 | 0.0049321 | 0
1064 | 1 | 6.941e-05 | 0.00022641 | 0 | 0.00014685 | 0.00011416 | 0 | 0.242 | 0.3051 | 0 | 0 | 0.065567 | 0
1065 | 1 | 9.556e-05 | 0.00021167 | 0 | 0.00016448 | 0.00011416 | 0.12 | 0.2 | 0.2593 | 0 | 0 | 0.09524 | 0.036994
1066 | 1 | 0.00012451 | 0.00019275 | 0 | 0.00018797 | 0.00011416 | 0.42 | 0.1562 | 0.2063 | 0 | 0 | 0.062136 | 0.12466
1067 | 1 | 0.000137 | 0.00017118 | 0 | 0.00020677 | 0.00011416 | 0.08 | 0.1288 | 0.1677 | 0 | 0 | 0.021786 | 0.1524
1068 | 1 | 0.00014002 | 0.00015037 | 0 | 0.00018797 | 0.00011416 | 0.12 | 0.1173 | 0.1556 | 0 | 0 | 0.0013373 | 0.0096831
1069 | 1 | 0.00013632 | 0.00013469 | 0 | 0.00019032 | 0.00011416 | 0.22 | 0.1121 | 0.1467 | 0 | 0 | 0.052888 | 0.5529
1070 | 1 | 0.00012908 | 0.00012744 | 0 | 0.00021382 | 0.00011416 | 0.1 | 0.1191 | 0.1542 | 0 | 0 | 0.22628 | 0.48517
1071 | 1 | 0.00012053 | 0.00012903 | 0 | 0.00022322 | 0.00011416 | 0.05 | 0.1275 | 0.1746 | 0 | 0 | 0.28916 | 0.073977
1072 | 1 | 0.00011541 | 0.00014557 | 0 | 0.00022322 | 0.00011416 | 0.31 | 0.163 | 0.2233 | 0 | 0 | 0.18023 | 0.29064
1073 | 1 | 0.00011586 | 0.0001728 | 0 | 0.00016448 | 0.00011416 | 0.08 | 0.2391 | 0.3103 | 0 | 0 | 0.052702 | 0
1074 | 1 | 0.00012873 | 0.00018194 | 0 | 0.00011748 | 0.00011416 | 0 | 0.2962 | 0.3869 | 0 | 0 | 0.0015043 | 0
1075 | 1 | 0.00014861 | 0.00019229 | 0 | 8.8113e-05 | 0.00011416 | 0 | 0.3161 | 0.4222 | 0 | 0 | 0.0085089 | 0
1076 | 1 | 0.00013887 | 0.00020551 | 0 | 5.8742e-05 | 0.00011416 | 0 | 0.3113 | 0.4296 | 0 | 0 | 0.0938 | 0
1077 | 1 | 0.00012147 | 0.00021957 | 0 | 3.7595e-05 | 0.00011416 | 0 | 0.2856 | 0.4146 | 0 | 0 | 0.12789 | 0
1078 | 1 | 0.00010173 | 0.00022951 | 0 | 2.3497e-05 | 0.00011416 | 0 | 0.2677 | 0.3858 | 0 | 0 | 0.079513 | 0
1079 | 1 | 8.4607e-05 | 0.00023593 | 0 | 9.3987e-06 | 0.00011416 | 0 | 0.2475 | 0.3533 | 0 | 0 | 0.025714 | 0
1080 | 1 | 6.476e-05 | 0.00024127 | 0 | 5.8742e-06 | 0.00011416 | 0 | 0.2291 | 0.3328 | 0 | 0 | 0.0013373 | 0
1081 | 1 | 4.5866e-05 | 0.00024719 | 0 | 2.3497e-06 | 0.00011416 | 0 | 0.2167 | 0.3041 | 0 | 0 | 0.071033 | 0
1082 | 1 | 3.0684e-05 | 0.00025685 | 0 | 1.1748e-06 | 0.00011416 | 0 | 0.2008 | 0.2472 | 0 | 0 | 0.29571 | 0
1083 | 1 | 2.0934e-05 | 0.00026783 | 0 | 1.4098e-05 | 0.00011416 | 0 | 0.2012 | 0.2028 | 0 | 0 | 0.37996 | 0
1084 | 1 | 1.5793e-05 | 0.00027615 | 0 | 3.7595e-05 | 0.00011416 | 0 | 0.2166 | 0.2107 | 0 | 0 | 0.23473 | 0
1085 | 1 | 1.3971e-05 | 0.00028466 | 0 | 9.3987e-05 | 0.00011416 | 0 | 0.2365 | 0.2475 | 0 | 0 | 0.068347 | 0
1086 | 1 | 1.4675e-05 | 0.00029211 | 0 | 0.0001821 | 0.00011416 | 0 | 0.2438 | 0.2698 | 0 | 0 | 0.0016847 | 0
1087 | 1 | 2.2075e-05 | 0.00029451 | 0 | 0.0001586 | 0.00011416 | 0 | 0.2431 | 0.3061 | 0 | 0 | 0.013496 | 0
1088 | 1 | 3.6349e-05 | 0.00028549 | 0 | 0.00014685 | 0.00011416 | 0 | 0.2298 | 0.3392 | 0 | 0 | 0.12916 | 0
1089 | 1 | 5.4125e-05 | 0.00026311 | 0 | 0.00016448 | 0.00011416 | 0.31 | 0.2229 | 0.3624 | 0 | 0 | 0.16727 | 0.23898
1090 | 1 | 7.4778e-05 | 0.00023739 | 0 | 0.00018797 | 0.00011416 | 0.5 | 0.2137 | 0.3395 | 0 | 0 | 0.099862 | 0.43494
1091 | 1 | 8.5147e-05 | 0.00021339 | 0 | 0.00020677 | 0.00011416 | 0.65 | 0.1958 | 0.3007 | 0 | 0 | 0.030087 | 0.40249
1092 | 1 | 8.9515e-05 | 0.00019371 | 0 | 0.00018797 | 0.00011416 | 0.73 | 0.1702 | 0.2522 | 0 | 0 | 0.0013373 | 0.40483
1093 | 1 | 9.1277e-05 | 0.00017849 | 0 | 0.00019032 | 0.00011416 | 0.73 | 0.1466 | 0.2042 | 0 | 0 | 0.089964 | 0.28681
1094 | 1 | 8.55e-05 | 0.00017208 | 0 | 0.00021382 | 0.00011416 | 0.67 | 0.1287 | 0.1672 | 0 | 0 | 0.36702 | 0.65121
1095 | 1 | 7.7337e-05 | 0.00017555 | 0 | 0.00022322 | 0.00011416 | 0.55 | 0.1192 | 0.1465 | 0 | 0 | 0.47351 | 0.5082
1096 | 1 | 7.442e-05 | 0.00019946 | 0 | 0.00022322 | 0.00011416 | 0.36 | 0.1192 | 0.1412 | 0 | 0 | 0.2906 | 0.32395
1097 | 1 | 8.0777e-05 | 0.00024853 | 0 | 0.00016448 | 0.00011416 | 0.07 | 0.167 | 0.1782 | 0 | 0 | 0.084345 | 0.071871
1098 | 1 | 0.00010347 | 0.00026683 | 0 | 0.00011748 | 0.00011416 | 0 | 0.2171 | 0.2165 | 0 | 0 | 0.0018538 | 0
1099 | 1 | 0.00013332 | 0.00028025 | 0 | 8.8113e-05 | 0.00011416 | 0 | 0.2269 | 0.2166 | 0 | 0 | 0.019201 | 0
1100 | 1 | 0.00013031 | 0.00029615 | 0 | 5.8742e-05 | 0.00011416 | 0 | 0.2083 | 0.1904 | 0 | 0 | 0.16657 | 0
1101 | 1 | 0.00011688 | 0.00030971 | 0 | 3.7595e-05 | 0.00011416 | 0 | 0.1752 | 0.1534 | 0 | 0 | 0.20773 | 0
1102 | 1 | 9.831e-05 | 0.00031652 | 0 | 2.3497e-05 | 0.00011416 | 0 | 0.1429 | 0.1169 | 0 | 0 | 0.12029 | 0
1103 | 1 | 8.0033e-05 | 0.00031432 | 0 | 9.3987e-06 | 0.00011416 | 0 | 0.1077 | 0.0827 | 0 | 0 | 0.034298 | 0
1104 | 1 | 5.5427e-05 | 0.00031192 | 0 | 5.8742e-06 | 0.00011416 | 0 | 0.072 | 0.0546 | 0 | 0 | 0.0013373 | 0
1105 | 1 | 4.3243e-05 | 0.00031415 | 0 | 2.3497e-06 | 0.00011416 | 0 | 0.0556 | 0.0395 | 0 | 0 | 0.11199 | 0
1106 | 1 | 3.315e-05 | 0.0003179 | 0 | 1.1748e-06 | 0.00011416 | 0 | 0.0492 | 0.0349 | 0 | 0 | 0.44895 | 0
1107 | 1 | 2.8874e-05 | 0.00032061 | 0 | 1.4098e-05 | 0.00011416 | 0 | 0.0513 | 0.0369 | 0 | 0 | 0.58129 | 0
1108 | 1 | 2.7669e-05 | 0.00031939 | 0 | 3.7595e-05 | 0.00011416 | 0 | 0.0558 | 0.0397 | 0 | 0 | 0.3547 | 0
1109 | 1 | 3.052e-05 | 0.00031851 | 0 | 9.3987e-05 | 0.00011416 | 0 | 0.0604 | 0.0392 | 0 | 0 | 0.10266 | 0
1110 | 1 | 4.2578e-05 | 0.00031882 | 0 | 0.0001821 | 0.00011416 | 0 | 0.0623 | 0.0363 | 0 | 0 | 0.0020339 | 0
1111 | 1 | 7.8952e-05 | 0.00031854 | 0 | 0.0001586 | 0.00011416 | 0 | 0.0627 | 0.0336 | 0 | 0 | 0.026323 | 0
1112 | 1 | 0.00013419 | 0.00031019 | 0 | 0.00014685 | 0.00011416 | 0 | 0.0601 | 0.0335 | 0 | 0 | 0.21058 | 0
1113 | 1 | 0.00016406 | 0.00029279 | 0 | 0.00016448 | 0.00011416 | 0.28 | 0.0598 | 0.0421 | 0 | 0 | 0.25424 | 0.20406
1114 | 1 | 0.000179 | 0.00026267 | 0 | 0.00018797 | 0.00011416 | 0.5 | 0.0699 | 0.0619 | 0 | 0 | 0.14333 | 0.40996
1115 | 1 | 0.00018028 | 0.00022909 | 0 | 0.00020677 | 0.00011416 | 0.65 | 0.0873 | 0.0884 | 0 | 0 | 0.038885 | 0.62237
1116 | 1 | 0.00017861 | 0.00019963 | 0 | 0.00018797 | 0.00011416 | 0.73 | 0.0979 | 0.1038 | 0 | 0 | 0.0013373 | 0.76821
1117 | 1 | 0.00017243 | 0.00017882 | 0 | 0.00019032 | 0.00011416 | 0.72 | 0.0962 | 0.1044 | 0 | 0 | 0.13351 | 0.78556
1118 | 1 | 0.00017034 | 0.00016779 | 0 | 0.00021382 | 0.00011416 | 0.62 | 0.0857 | 0.0975 | 0 | 0 | 0.5282 | 0.65743
1119 | 1 | 0.00016576 | 0.00016838 | 0 | 0.00022322 | 0.00011416 | 0.53 | 0.0728 | 0.0878 | 0 | 0 | 0.68575 | 0.54251
1120 | 1 | 0.00016361 | 0.00019334 | 0 | 0.00022322 | 0.00011416 | 0.34 | 0.0673 | 0.0852 | 0 | 0 | 0.41662 | 0.34106
1121 | 1 | 0.000167 | 0.00023706 | 0 | 0.00016448 | 0.00011416 | 0.11 | 0.079 | 0.0966 | 0 | 0 | 0.12033 | 0.092174
1122 | 1 | 0.00017635 | 0.00025401 | 0 | 0.00011748 | 0.00011416 | 0 | 0.094 | 0.1116 | 0 | 0 | 0.0021973 | 0
1123 | 1 | 0.0001884 | 0.00026486 | 0 | 8.8113e-05 | 0.00011416 | 0 | 0.1053 | 0.1231 | 0 | 0 | 0.033674 | 0
1124 | 1 | 0.0001809 | 0.00027444 | 0 | 5.8742e-05 | 0.00011416 | 0 | 0.1119 | 0.1307 | 0 | 0 | 0.25398 | 0
1125 | 1 | 0.00016003 | 0.00028093 | 0 | 3.7595e-05 | 0.00011416 | 0 | 0.1128 | 0.1316 | 0 | 0 | 0.29924 | 0
1126 | 1 | 0.00013563 | 0.00028458 | 0 | 2.3497e-05 | 0.00011416 | 0 | 0.1124 | 0.1333 | 0 | 0 | 0.16527 | 0
1127 | 1 | 0.00010839 | 0.0002813 | 0 | 9.3987e-06 | 0.00011416 | 0 | 0.1076 | 0.1296 | 0 | 0 | 0.043128 | 0
1128 | 1 | 8.3321e-05 | 0.00027475 | 0 | 5.8742e-06 | 0.00011416 | 0 | 0.0941 | 0.1177 | 0 | 0 | 0.0013373 | 0
1129 | 1 | 5.7394e-05 | 0.00027034 | 0 | 2.3497e-06 | 0.00011416 | 0 | 0.0755 | 0.1043 | 0 | 0 | 0.14929 | 0
1130 | 1 | 4.3803e-05 | 0.00027063 | 0 | 1.1748e-06 | 0.00011416 | 0 | 0.0574 | 0.0905 | 0 | 0 | 0.58591 | 0
1131 | 1 | 3.6658e-05 | 0.0002715 | 0 | 1.4098e-05 | 0.00011416 | 0 | 0.0442 | 0.0743 | 0 | 0 | 0.76192 | 0
1132 | 1 | 3.4146e-05 | 0.00027099 | 0 | 3.7595e-05 | 0.00011416 | 0 | 0.0374 | 0.0609 | 0 | 0 | 0.46167 | 0
1133 | 1 | 3.6016e-05 | 0.00026691 | 0 | 9.3987e-05 | 0.00011416 | 0 | 0.0332 | 0.0561 | 0 | 0 | 0.13317 | 0
1134 | 1 | 4.6848e-05 | 0.00026254 | 0 | 0.0001821 | 0.00011416 | 0 | 0.0344 | 0.0644 | 0 | 0 | 0.0023109 | 0
1135 | 1 | 8.2173e-05 | 0.00025807 | 0 | 0.0001586 | 0.00011416 | 0 | 0.0395 | 0.0937 | 0 | 0 | 0.039265 | 0
1136 | 1 | 0.00013975 | 0.00024615 | 0 | 0.00014685 | 0.00011416 | 0 | 0.0482 | 0.1452 | 0 | 0 | 0.28599 | 0
1137 | 1 | 0.00017188 | 0.00022861 | 0 | 0.00016448 | 0.00011416 | 0 | 0.0684 | 0.2238 | 0 | 0 | 0.33202 | 0
1138 | 1 | 0.00018989 | 0.00020894 | 0 | 0.00018797 | 0.00011416 | 0.09 | 0.087 | 0.2547 | 0 | 0 | 0.18108 | 0.018118
1139 | 1 | 0.00019575 | 0.00018944 | 0 | 0.00020677 | 0.00011416 | 0.04 | 0.1136 | 0.2795 | 0 | 0 | 0.046121 | 0
1140 | 1 | 0.00019621 | 0.00017336 | 0 | 0.00018797 | 0.00011416 | 0.14 | 0.1417 | 0.2817 | 0 | 0 | 0.0013373 | 0.0023511
1141 | 1 | 0.00018572 | 0.00016264 | 0 | 0.00019032 | 0.00011416 | 0.04 | 0.1604 | 0.266 | 0 | 0 | 0.16191 | 0
1142 | 1 | 0.00018168 | 0.00015865 | 0 | 0.00021382 | 0.00011416 | 0.03 | 0.1716 | 0.2476 | 0 | 0 | 0.63184 | 0.0047914
1143 | 1 | 0.00017602 | 0.00016221 | 0 | 0.00022322 | 0.00011416 | 0.03 | 0.1769 | 0.24 | 0 | 0 | 0.8226 | 0.012681
1144 | 1 | 0.00017022 | 0.0001797 | 0 | 0.00022322 | 0.00011416 | 0.29 | 0.164 | 0.2118 | 0 | 0 | 0.4975 | 0.2267
1145 | 1 | 0.00016903 | 0.00022378 | 0 | 0.00016448 | 0.00011416 | 0.08 | 0.1523 | 0.1662 | 0 | 0 | 0.14337 | 0.10119
1146 | 1 | 0.0001749 | 0.0002508 | 0 | 0.00011748 | 0.00011416 | 0 | 0.1333 | 0.1371 | 0 | 0 | 0.0023987 | 0
1147 | 1 | 0.00018554 | 0.00026536 | 0 | 8.8113e-05 | 0.00011416 | 0 | 0.1171 | 0.123 | 0 | 0 | 0.043843 | 0
1148 | 1 | 0.00018031 | 0.00027628 | 0 | 5.8742e-05 | 0.00011416 | 0 | 0.0955 | 0.0965 | 0 | 0 | 0.31169 | 0
1149 | 1 | 0.00015996 | 0.0002806 | 0 | 3.7595e-05 | 0.00011416 | 0 | 0.0742 | 0.0779 | 0 | 0 | 0.35811 | 0
1150 | 1 | 0.00013618 | 0.00027979 | 0 | 2.3497e-05 | 0.00011416 | 0 | 0.0686 | 0.0867 | 0 | 0 | 0.19357 | 0
1151 | 1 | 0.00010881 | 0.0002811 | 0 | 9.3987e-06 | 0.00011416 | 0 | 0.0753 | 0.1098 | 0 | 0 | 0.048455 | 0
1152 | 1 | 8.2829e-05 | 0.00027977 | 0 | 5.8742e-06 | 0.00011416 | 0 | 0.0838 | 0.1313 | 0 | 0 | 0.0013373 | 0
1153 | 1 | 6.6924e-05 | 0.0002787 | 0 | 2.3497e-06 | 0.00011416 | 0 | 0.0898 | 0.1474 | 0 | 0 | 0.1707 | 0
1154 | 1 | 5.2533e-05 | 0.00027912 | 0 | 1.1748e-06 | 0.00011416 | 0 | 0.1008 | 0.1686 | 0 | 0 | 0.66376 | 0
1155 | 1 | 4.5626e-05 | 0.00028078 | 0 | 1.4098e-05 | 0.00011416 | 0 | 0.1174 | 0.1878 | 0 | 0 | 0.8648 | 0
1156 | 1 | 4.2818e-05 | 0.00028237 | 0 | 3.7595e-05 | 0.00011416 | 0 | 0.1336 | 0.216 | 0 | 0 | 0.52239 | 0
1157 | 1 | 4.5167e-05 | 0.00028242 | 0 | 9.3987e-05 | 0.00011416 | 0 | 0.1455 | 0.2465 | 0 | 0 | 0.15046 | 0
1158 | 1 | 5.6066e-05 | 0.00028547 | 0 | 0.0001821 | 0.00011416 | 0 | 0.1455 | 0.2457 | 0 | 0 | 0.0024584 | 0
1159 | 1 | 9.0805e-05 | 0.00028995 | 0 | 0.0001586 | 0.00011416 | 0 | 0.1455 | 0.2456 | 0 | 0 | 0.047084 | 0
1160 | 1 | 0.00014737 | 0.00028538 | 0 | 0.00014685 | 0.00011416 | 0 | 0.1552 | 0.2749 | 0 | 0 | 0.32965 | 0.0070089
1161 | 1 | 0.0001793 | 0.00026907 | 0 | 0.00016448 | 0.00011416 | 0.29 | 0.1626 | 0.3061 | 0 | 0 | 0.37624 | 0.23937
1162 | 1 | 0.00019381 | 0.00024138 | 0 | 0.00018797 | 0.00011416 | 0.53 | 0.1871 | 0.3338 | 0 | 0 | 0.20222 | 0.53809
1163 | 1 | 0.00019284 | 0.00021459 | 0 | 0.00020677 | 0.00011416 | 0.57 | 0.2074 | 0.3689 | 0 | 0 | 0.050053 | 0.65592
1164 | 1 | 0.0001918 | 0.00018856 | 0 | 0.00018797 | 0.00011416 | 0.58 | 0.2377 | 0.4137 | 0 | 0 | 0.0013373 | 0.75277
1165 | 1 | 0.00018736 | 0.00016991 | 0 | 0.00019032 | 0.00011416 | 0.65 | 0.2637 | 0.4402 | 0 | 0 | 0.1707 | 0.74223
1166 | 1 | 0.00018617 | 0.0001633 | 0 | 0.00021382 | 0.00011416 | 0.65 | 0.2705 | 0.4399 | 0 | 0 | 0.66376 | 0.65401
1167 | 1 | 0.00018234 | 0.00016683 | 0 | 0.00022322 | 0.00011416 | 0.53 | 0.2486 | 0.4045 | 0 | 0 | 0.8648 | 0.52325
1168 | 1 | 0.00017967 | 0.00018745 | 0 | 0.00022322 | 0.00011416 | 0.35 | 0.208 | 0.3428 | 0 | 0 | 0.52239 | 0.34479
1169 | 1 | 0.00017963 | 0.00023608 | 0 | 0.00016448 | 0.00011416 | 0.06 | 0.2352 | 0.3731 | 0 | 0 | 0.15046 | 0.16182
1170 | 1 | 0.00018772 | 0.00025525 | 0 | 0.00011748 | 0.00011416 | 0 | 0.2831 | 0.4229 | 0 | 0 | 0.0024584 | 0
1171 | 1 | 0.00019721 | 0.00026409 | 0 | 8.8113e-05 | 0.00011416 | 0 | 0.3114 | 0.4487 | 0 | 0 | 0.047084 | 0
1172 | 1 | 0.00019188 | 0.00027296 | 0 | 5.8742e-05 | 0.00011416 | 0 | 0.3303 | 0.4653 | 0 | 0 | 0.32965 | 0
1173 | 1 | 0.00017082 | 0.00028003 | 0 | 3.7595e-05 | 0.00011416 | 0 | 0.3431 | 0.4715 | 0 | 0 | 0.37624 | 0
1174 | 1 | 0.00014557 | 0.00028689 | 0 | 2.3497e-05 | 0.00011416 | 0 | 0.3456 | 0.4722 | 0 | 0 | 0.20222 | 0
1175 | 1 | 0.00011433 | 0.0002943 | 0 | 9.3987e-06 | 0.00011416 | 0 | 0.3438 | 0.4838 | 0 | 0 | 0.050053 | 0
1176 | 1 | 8.857e-05 | 0.00029964 | 0 | 5.8742e-06 | 0.00011416 | 0 | 0.337 | 0.4922 | 0 | 0 | 0.0013373 | 0
1177 | 1 | 6.0442e-05 | 0.00029678 | 0 | 2.3497e-06 | 0.00011416 | 0 | 0.3166 | 0.4808 | 0 | 0 | 0.16191 | 0
1178 | 1 | 4.49e-05 | 0.00029488 | 0 | 1.1748e-06 | 0.00011416 | 0 | 0.2979 | 0.4692 | 0 | 0 | 0.63184 | 0
1179 | 1 | 3.7666e-05 | 0.00029738 | 0 | 1.4098e-05 | 0.00011416 | 0 | 0.3026 | 0.4898 | 0 | 0 | 0.8226 | 0
1180 | 1 | 3.4865e-05 | 0.00030146 | 0 | 3.7595e-05 | 0.00011416 | 0 | 0.3199 | 0.5407 | 0 | 0 | 0.4975 | 0
1181 | 1 | 3.7005e-05 | 0.00030487 | 0 | 9.3987e-05 | 0.00011416 | 0 | 0.3449 | 0.5904 | 0 | 0 | 0.14337 | 0
1182 | 1 | 4.8152e-05 | 0.00030392 | 0 | 0.0001821 | 0.00011416 | 0 | 0.3671 | 0.6159 | 0 | 0 | 0.0023987 | 0
1183 | 1 | 8.7327e-05 | 0.0003013 | 0 | 0.0001586 | 0.00011416 | 0 | 0.3763 | 0.6172 | 0 | 0 | 0.043843 | 0
1184 | 1 | 0.00014314 | 0.00029259 | 0 | 0.00014685 | 0.00011416 | 0 | 0.4111 | 0.6546 | 0 | 0 | 0.31169 | 0
1185 | 1 | 0.00017434 | 0.00027731 | 0 | 0.00016448 | 0.00011416 | 0.31 | 0.4494 | 0.6574 | 0 | 0 | 0.35811 | 0.044349
1186 | 1 | 0.0001879 | 0.00025564 | 0 | 0.00018797 | 0.00011416 | 0.51 | 0.439 | 0.6594 | 0 | 0 | 0.19357 | 0.36185
1187 | 1 | 0.00018581 | 0.00022695 | 0 | 0.00020677 | 0.00011416 | 0.67 | 0.4644 | 0.6753 | 0 | 0 | 0.048455 | 0.63909
1188 | 1 | 0.00018262 | 0.0001966 | 0 | 0.00018797 | 0.00011416 | 0.73 | 0.5037 | 0.695 | 0 | 0 | 0.0013373 | 0.75904
1189 | 1 | 0.00017513 | 0.0001767 | 0 | 0.00019032 | 0.00011416 | 0.49 | 0.5434 | 0.7267 | 0 | 0 | 0.14929 | 0.7602
1190 | 1 | 0.00017663 | 0.00016843 | 0 | 0.00021382 | 0.00011416 | 0.08 | 0.5678 | 0.7539 | 0 | 0 | 0.58591 | 0.29305
1191 | 1 | 0.00017721 | 0.00016921 | 0 | 0.00022322 | 0.00011416 | 0.11 | 0.5666 | 0.7671 | 0 | 0 | 0.76192 | 0.12108
1192 | 1 | 0.00017746 | 0.00018118 | 0 | 0.00022322 | 0.00011416 | 0.12 | 0.546 | 0.7617 | 0 | 0 | 0.46167 | 0.29065
1193 | 1 | 0.00018054 | 0.00020354 | 0 | 0.00016448 | 0.00011416 | 0.07 | 0.5371 | 0.7558 | 0 | 0 | 0.13317 | 0.083393
1194 | 1 | 0.0001867 | 0.00021621 | 0 | 0.00011748 | 0.00011416 | 0 | 0.5542 | 0.7681 | 0 | 0 | 0.0023109 | 0
1195 | 1 | 0.00019809 | 0.00022522 | 0 | 8.8113e-05 | 0.00011416 | 0 | 0.5821 | 0.7903 | 0 | 0 | 0.039265 | 0
1196 | 1 | 0.00019304 | 0.00023783 | 0 | 5.8742e-05 | 0.00011416 | 0 | 0.5896 | 0.8033 | 0 | 0 | 0.28599 | 0
1197 | 1 | 0.00017144 | 0.00025211 | 0 | 3.7595e-05 | 0.00011416 | 0 | 0.5777 | 0.7998 | 0 | 0 | 0.33202 | 0
1198 | 1 | 0.00014246 | 0.00026154 | 0 | 2.3497e-05 | 0.00011416 | 0 | 0.5757 | 0.7991 | 0 | 0 | 0.18108 | 0
1199 | 1 | 0.0001122 | 0.00026744 | 0 | 9.3987e-06 | 0.00011416 | 0 | 0.5251 | 0.7543 | 0 | 0 | 0.046121 | 0
1200 | 1 | 8.6162e-05 | 0.00027104 | 0 | 5.8742e-06 | 0.00011416 | 0 | 0.5047 | 0.7367 | 0 | 0 | 0.0013373 | 0
1201 | 1 | 6.9152e-05 | 0.00027021 | 0 | 2.3497e-06 | 0.00011416 | 0 | 0.521 | 0.7284 | 0 | 0 | 0.12975 | 0
1202 | 1 | 5.2192e-05 | 0.00026532 | 0 | 1.1748e-06 | 0.00011416 | 0 | 0.5356 | 0.7278 | 0 | 0 | 0.51439 | 0
1203 | 1 | 4.5151e-05 | 0.00025822 | 0 | 1.4098e-05 | 0.00011416 | 0 | 0.5649 | 0.7231 | 0 | 0 | 0.66754 | 0
1204 | 1 | 4.34e-05 | 0.00025187 | 0 | 3.7595e-05 | 0.00011416 | 0 | 0.5911 | 0.7263 | 0 | 0 | 0.40584 | 0
1205 | 1 | 4.6267e-05 | 0.00024802 | 0 | 9.3987e-05 | 0.00011416 | 0 | 0.584 | 0.7246 | 0 | 0 | 0.11725 | 0
1206 | 1 | 5.7882e-05 | 0.00024365 | 0 | 0.0001821 | 0.00011416 | 0 | 0.5837 | 0.7219 | 0 | 0 | 0.0021695 | 0
1207 | 1 | 9.3722e-05 | 0.00023809 | 0 | 0.0001586 | 0.00011416 | 0 | 0.5926 | 0.6982 | 0 | 0 | 0.032364 | 0
1208 | 1 | 0.0001502 | 0.00022863 | 0 | 0.00014685 | 0.00011416 | 0 | 0.5763 | 0.6651 | 0 | 0 | 0.24637 | 0.011444
1209 | 1 | 0.00018621 | 0.00021653 | 0 | 0.00016448 | 0.00011416 | 0.04 | 0.5562 | 0.6474 | 0 | 0 | 0.2914 | 0.005772
1210 | 1 | 0.00020651 | 0.00020691 | 0 | 0.00018797 | 0.00011416 | 0.04 | 0.505 | 0.5327 | 0 | 0 | 0.16147 | 0
1211 | 1 | 0.00021345 | 0.00020073 | 0 | 0.00020677 | 0.00011416 | 0.04 | 0.4171 | 0.4146 | 0 | 0 | 0.0424 | 0
1212 | 1 | 0.00021473 | 0.00019657 | 0 | 0.00018797 | 0.00011416 | 0.05 | 0.3419 | 0.3108 | 0 | 0 | 0.0013373 | 0
1213 | 1 | 0.00020768 | 0.00019491 | 0 | 0.00019032 | 0.00011416 | 0.04 | 0.2692 | 0.2256 | 0 | 0 | 0.10864 | 0
1214 | 1 | 0.00020613 | 0.00019603 | 0 | 0.00021382 | 0.00011416 | 0.04 | 0.2 | 0.1354 | 0 | 0 | 0.43657 | 0
1215 | 1 | 0.00020205 | 0.00020011 | 0 | 0.00022322 | 0.00011416 | 0.03 | 0.1405 | 0.0492 | 0 | 0 | 0.56498 | 0
1216 | 1 | 0.00019585 | 0.00020721 | 0 | 0.00022322 | 0.00011416 | 0.02 | 0.1155 | 0.0233 | 0 | 0 | 0.34502 | 0
1217 | 1 | 0.00019521 | 0.00021413 | 0 | 0.00016448 | 0.00011416 | 0.01 | 0.1121 | 0.0302 | 0 | 0 | 0.099898 | 0
1218 | 1 | 0.00020172 | 0.00021797 | 0 | 0.00011748 | 0.00011416 | 0 | 0.1067 | 0.0265 | 0 | 0 | 0.0020075 | 0
1219 | 1 | 0.00020297 | 0.00021974 | 0 | 8.8113e-05 | 0.00011416 | 0 | 0.0969 | 0.0193 | 0 | 0 | 0.025213 | 0
1220 | 1 | 0.00018981 | 0.00022031 | 0 | 5.8742e-05 | 0.00011416 | 0 | 0.0963 | 0.0157 | 0 | 0 | 0.20387 | 0
1221 | 1 | 0.00016915 | 0.00022073 | 0 | 3.7595e-05 | 0.00011416 | 0 | 0.0824 | 0.0122 | 0 | 0 | 0.24721 | 0
1222 | 1 | 0.00014087 | 0.00022201 | 0 | 2.3497e-05 | 0.00011416 | 0 | 0.0671 | 0.0225 | 0 | 0 | 0.13987 | 0
1223 | 1 | 0.00011651 | 0.00022381 | 0 | 9.3987e-06 | 0.00011416 | 0 | 0.0559 | 0.0463 | 0 | 0 | 0.038206 | 0
1224 | 1 | 9.415e-05 | 0.00022584 | 0 | 5.8742e-06 | 0.00011416 | 0 | 0.053 | 0.0732 | 0 | 0 | 0.0013373 | 0
1225 | 1 | 6.575e-05 | 0.00022732 | 0 | 2.3497e-06 | 0.00011416 | 0 | 0.0662 | 0.1016 | 0 | 0 | 0.084249 | 0
1226 | 1 | 4.8682e-05 | 0.00022951 | 0 | 1.1748e-06 | 0.00011416 | 0 | 0.0869 | 0.1221 | 0 | 0 | 0.34559 | 0
1227 | 1 | 3.839e-05 | 0.00023322 | 0 | 1.4098e-05 | 0.00011416 | 0 | 0.103 | 0.1368 | 0 | 0 | 0.44538 | 0
1228 | 1 | 3.3868e-05 | 0.00023872 | 0 | 3.7595e-05 | 0.00011416 | 0 | 0.115 | 0.1492 | 0 | 0 | 0.27383 | 0
1229 | 1 | 3.2489e-05 | 0.00024464 | 0 | 9.3987e-05 | 0.00011416 | 0 | 0.112 | 0.1456 | 0 | 0 | 0.079544 | 0
1230 | 1 | 3.4434e-05 | 0.00024879 | 0 | 0.0001821 | 0.00011416 | 0 | 0.1103 | 0.1439 | 0 | 0 | 0.0018044 | 0
1231 | 1 | 4.698e-05 | 0.00024846 | 0 | 0.0001586 | 0.00011416 | 0 | 0.1161 | 0.1511 | 0 | 0 | 0.017434 | 0
1232 | 1 | 7.0529e-05 | 0.0002421 | 0 | 0.00014685 | 0.00011416 | 0.02 | 0.1255 | 0.1749 | 0 | 0 | 0.15523 | 0.031445
1233 | 1 | 9.6391e-05 | 0.00023466 | 0 | 0.00016448 | 0.00011416 | 0.01 | 0.132 | 0.2005 | 0 | 0 | 0.19557 | 0.047925
1234 | 1 | 0.00012443 | 0.000229 | 0 | 0.00018797 | 0.00011416 | 0.28 | 0.1557 | 0.2246 | 0 | 0 | 0.11419 | 0
1235 | 1 | 0.00013672 | 0.00022354 | 0 | 0.00020677 | 0.00011416 | 0.25 | 0.2013 | 0.2535 | 0 | 0 | 0.033057 | 0.073788
1236 | 1 | 0.00013887 | 0.00021839 | 0 | 0.00018797 | 0.00011416 | 0.07 | 0.2183 | 0.2505 | 0 | 0 | 0.0013373 | 0.042844
1237 | 1 | 0.00013671 | 0.00021428 | 0 | 0.00019032 | 0.00011416 | 0.29 | 0.2142 | 0.2394 | 0 | 0 | 0.06381 | 0.024771
1238 | 1 | 0.0001293 | 0.00021346 | 0 | 0.00021382 | 0.00011416 | 0.69 | 0.1906 | 0.2159 | 0 | 0 | 0.26822 | 0.0091817
1239 | 1 | 0.00012197 | 0.00021638 | 0 | 0.00022322 | 0.00011416 | 0.13 | 0.1524 | 0.1765 | 0 | 0 | 0.34396 | 0.021673
1240 | 1 | 0.00011596 | 0.0002242 | 0 | 0.00022322 | 0.00011416 | 0.11 | 0.1132 | 0.1343 | 0 | 0 | 0.21317 | 0.25568
1241 | 1 | 0.00011759 | 0.00024497 | 0 | 0.00016448 | 0.00011416 | 0.06 | 0.102 | 0.1208 | 0 | 0 | 0.062162 | 0.12974
1242 | 1 | 0.00012943 | 0.0002604 | 0 | 0.00011748 | 0.00011416 | 0 | 0.1062 | 0.1294 | 0 | 0 | 0.0016155 | 0
1243 | 1 | 0.00014646 | 0.00026634 | 0 | 8.8113e-05 | 0.00011416 | 0 | 0.1165 | 0.1502 | 0 | 0 | 0.011446 | 0
1244 | 1 | 0.00014092 | 0.00026938 | 0 | 5.8742e-05 | 0.00011416 | 0 | 0.1364 | 0.1769 | 0 | 0 | 0.11501 | 0
1245 | 1 | 0.00012358 | 0.00027342 | 0 | 3.7595e-05 | 0.00011416 | 0 | 0.1538 | 0.1974 | 0 | 0 | 0.15168 | 0
1246 | 1 | 0.00010304 | 0.00027849 | 0 | 2.3497e-05 | 0.00011416 | 0 | 0.1637 | 0.2089 | 0 | 0 | 0.091868 | 0
1247 | 1 | 8.5879e-05 | 0.0002834 | 0 | 9.3987e-06 | 0.00011416 | 0 | 0.163 | 0.2052 | 0 | 0 | 0.028393 | 0
1248 | 1 | 6.4902e-05 | 0.00028709 | 0 | 5.8742e-06 | 0.00011416 | 0 | 0.1492 | 0.195 | 0 | 0 | 0.0013373 | 0
1249 | 1 | 5.3623e-05 | 0.00028857 | 0 | 2.3497e-06 | 0.00011416 | 0 | 0.1407 | 0.1959 | 0 | 0 | 0.04329 | 0
1250 | 1 | 4.0071e-05 | 0.00028849 | 0 | 1.1748e-06 | 0.00011416 | 0 | 0.1453 | 0.2069 | 0 | 0 | 0.18897 | 0
1251 | 1 | 3.1212e-05 | 0.00028908 | 0 | 1.4098e-05 | 0.00011416 | 0 | 0.1465 | 0.2006 | 0 | 0 | 0.2405 | 0
1252 | 1 | 2.6322e-05 | 0.0002903 | 0 | 3.7595e-05 | 0.00011416 | 0 | 0.1287 | 0.1626 | 0 | 0 | 0.15088 | 0
1253 | 1 | 2.5195e-05 | 0.00029183 | 0 | 9.3987e-05 | 0.00011416 | 0 | 0.1123 | 0.1263 | 0 | 0 | 0.044255 | 0
1254 | 1 | 2.6797e-05 | 0.00029344 | 0 | 0.0001821 | 0.00011416 | 0 | 0.1113 | 0.1186 | 0 | 0 | 0.0013984 | 0
1255 | 1 | 3.386e-05 | 0.00029421 | 0 | 0.0001586 | 0.00011416 | 0 | 0.1403 | 0.1574 | 0 | 0 | 0.006123 | 0
1256 | 1 | 4.6202e-05 | 0.00026873 | 0 | 0.00014685 | 0.00011416 | 0.05 | 0.1755 | 0.21 | 0 | 0 | 0.07537 | 0.082223
1257 | 1 | 6.3812e-05 | 0.00024132 | 0 | 0.00016448 | 0.00011416 | 0.36 | 0.174 | 0.2338 | 0 | 0 | 0.10674 | 0.35815
1258 | 1 | 8.1824e-05 | 0.00021627 | 0 | 0.00018797 | 0.00011416 | 0.56 | 0.2206 | 0.2848 | 0 | 0 | 0.068319 | 0.58968
1259 | 1 | 8.9794e-05 | 0.00019802 | 0 | 0.00020677 | 0.00011416 | 0.37 | 0.2446 | 0.3183 | 0 | 0 | 0.023208 | 0.35805
1260 | 1 | 9.5364e-05 | 0.00018721 | 0 | 0.00018797 | 0.00011416 | 0.58 | 0.263 | 0.3846 | 0 | 0 | 0.0013373 | 0.62072
1261 | 1 | 0.00010015 | 0.00018147 | 0 | 0.00019032 | 0.00011416 | 0.36 | 0.295 | 0.4596 | 0 | 0 | 0.029075 | 0.20969
1262 | 1 | 9.6688e-05 | 0.00018072 | 0 | 0.00021382 | 0.00011416 | 0.49 | 0.3217 | 0.5152 | 0 | 0 | 0.13256 | 0.015901
1263 | 1 | 9.0657e-05 | 0.00018622 | 0 | 0.00022322 | 0.00011416 | 0.5 | 0.3399 | 0.5582 | 0 | 0 | 0.16727 | 0.061832
1264 | 1 | 8.7491e-05 | 0.00020044 | 0 | 0.00022322 | 0.00011416 | 0.42 | 0.3401 | 0.5739 | 0 | 0 | 0.1064 | 0.40696
1265 | 1 | 9.5388e-05 | 0.00022228 | 0 | 0.00016448 | 0.00011416 | 0.08 | 0.383 | 0.6438 | 0 | 0 | 0.031417 | 0.16109
1266 | 1 | 0.00011667 | 0.00023058 | 0 | 0.00011748 | 0.00011416 | 0 | 0.4458 | 0.7274 | 0 | 0 | 0.0012206 | 0
1267 | 1 | 0.00014286 | 0.00023579 | 0 | 8.8113e-05 | 0.00011416 | 0 | 0.5219 | 0.794 | 0 | 0 | 0.0030341 | 0
1268 | 1 | 0.000143 | 0.00024025 | 0 | 5.8742e-05 | 0.00011416 | 0 | 0.5995 | 0.8573 | 0 | 0 | 0.048587 | 0
1269 | 1 | 0.00012896 | 0.00024359 | 0 | 3.7595e-05 | 0.00011416 | 0 | 0.6734 | 0.9025 | 0 | 0 | 0.074782 | 0
1270 | 1 | 0.00011114 | 0.00024748 | 0 | 2.3497e-05 | 0.00011416 | 0 | 0.7941 | 0.9483 | 0 | 0 | 0.050911 | 0
1271 | 1 | 9.3813e-05 | 0.00025195 | 0 | 9.3987e-06 | 0.00011416 | 0 | 0.8767 | 0.9683 | 0 | 0 | 0.019119 | 0
1272 | 1 | 6.9211e-05 | 0.00025864 | 0 | 5.8742e-06 | 0.00011416 | 0 | 0.8961 | 0.9731 | 0 | 0 | 0.0013373 | 0
1273 | 1 | 5.2274e-05 | 0.00026669 | 0 | 2.3497e-06 | 0.00011416 | 0 | 0.8876 | 0.9582 | 0 | 0 | 0.018372 | 0
1274 | 1 | 4.1566e-05 | 0.00027001 | 0 | 1.1748e-06 | 0.00011416 | 0 | 0.851 | 0.9275 | 0 | 0 | 0.088676 | 0
1275 | 1 | 3.7058e-05 | 0.00026837 | 0 | 1.4098e-05 | 0.00011416 | 0 | 0.79 | 0.8666 | 0 | 0 | 0.11065 | 0
1276 | 1 | 3.6878e-05 | 0.00026112 | 0 | 3.7595e-05 | 0.00011416 | 0 | 0.7076 | 0.741 | 0 | 0 | 0.071659 | 0
1277 | 1 | 4.0365e-05 | 0.00025121 | 0 | 9.3987e-05 | 0.00011416 | 0 | 0.5963 | 0.6261 | 0 | 0 | 0.021338 | 0
1278 | 1 | 5.2915e-05 | 0.00024287 | 0 | 0.0001821 | 0.00011416 | 0 | 0.4884 | 0.5431 | 0 | 0 | 0.0010584 | 0
1279 | 1 | 9.0102e-05 | 0.00023938 | 0 | 0.0001586 | 0.00011416 | 0 | 0.4123 | 0.5169 | 0 | 0 | 0.0012111 | 0
1280 | 1 | 0.00014357 | 0.00023647 | 0 | 0.00014685 | 0.00011416 | 0 | 0.3559 | 0.509 | 0 | 0 | 0.029044 | 0.0089811
1281 | 1 | 0.00017977 | 0.00023112 | 0 | 0.00016448 | 0.00011416 | 0.02 | 0.2981 | 0.4845 | 0 | 0 | 0.049941 | 0
1282 | 1 | 0.00019393 | 0.00022103 | 0 | 0.00018797 | 0.00011416 | 0.21 | 0.2449 | 0.4547 | 0 | 0 | 0.036744 | 0
1283 | 1 | 0.00019344 | 0.00020308 | 0 | 0.00020677 | 0.00011416 | 0.66 | 0.2923 | 0.4795 | 0 | 0 | 0.01554 | 0.036092
1284 | 1 | 0.00018935 | 0.00018347 | 0 | 0.00018797 | 0.00011416 | 0.19 | 0.3435 | 0.5205 | 0 | 0 | 0.0013373 | 0.71421
1285 | 1 | 0.00018351 | 0.00016679 | 0 | 0.00019032 | 0.00011416 | 0.04 | 0.382 | 0.5543 | 0 | 0 | 0.012157 | 0.057441
1286 | 1 | 0.00018195 | 0.00016144 | 0 | 0.00021382 | 0.00011416 | 0.02 | 0.4013 | 0.5868 | 0 | 0 | 0.062188 | 0
1287 | 1 | 0.00017645 | 0.00016734 | 0 | 0.00022322 | 0.00011416 | 0.59 | 0.3804 | 0.6039 | 0 | 0 | 0.076735 | 0.57779
1288 | 1 | 0.00017673 | 0.00018138 | 0 | 0.00022322 | 0.00011416 | 0.11 | 0.3822 | 0.6183 | 0 | 0 | 0.050594 | 0.231
1289 | 1 | 0.00018343 | 0.00019767 | 0 | 0.00016448 | 0.00011416 | 0.03 | 0.4275 | 0.6462 | 0 | 0 | 0.015193 | 0.024637
1290 | 1 | 0.00018769 | 0.0002068 | 0 | 0.00011748 | 0.00011416 | 0 | 0.4698 | 0.6696 | 0 | 0 | 0.00094279 | 0
1291 | 1 | 0.00019402 | 0.00021254 | 0 | 8.8113e-05 | 0.00011416 | 0 | 0.4913 | 0.7008 | 0 | 0 | 0.00045479 | 0
1292 | 1 | 0.00019231 | 0.00022035 | 0 | 5.8742e-05 | 0.00011416 | 0 | 0.4919 | 0.7191 | 0 | 0 | 0.01812 | 0
1293 | 1 | 0.00017076 | 0.00022981 | 0 | 3.7595e-05 | 0.00011416 | 0 | 0.4808 | 0.7155 | 0 | 0 | 0.034965 | 0
1294 | 1 | 0.00014408 | 0.00023818 | 0 | 2.3497e-05 | 0.00011416 | 0 | 0.4732 | 0.7129 | 0 | 0 | 0.027752 | 0
1295 | 1 | 0.0001162 | 0.00024401 | 0 | 9.3987e-06 | 0.00011416 | 0 | 0.4747 | 0.7161 | 0 | 0 | 0.013088 | 0
1296 | 1 | 9.0455e-05 | 0.00024837 | 0 | 5.8742e-06 | 0.00011416 | 0 | 0.4861 | 0.7388 | 0 | 0 | 0.0013373 | 0
1297 | 1 | 6.2215e-05 | 0.00025104 | 0 | 2.3497e-06 | 0.00011416 | 0 | 0.5015 | 0.7498 | 0 | 0 | 0.0087032 | 0
1298 | 1 | 4.8012e-05 | 0.00025108 | 0 | 1.1748e-06 | 0.00011416 | 0 | 0.5402 | 0.7827 | 0 | 0 | 0.046912 | 0
1299 | 1 | 4.017e-05 | 0.00025042 | 0 | 1.4098e-05 | 0.00011416 | 0 | 0.5834 | 0.8132 | 0 | 0 | 0.057314 | 0
1300 | 1 | 3.7926e-05 | 0.00025064 | 0 | 3.7595e-05 | 0.00011416 | 0 | 0.6191 | 0.838 | 0 | 0 | 0.038394 | 0
1301 | 1 | 3.9768e-05 | 0.00025036 | 0 | 9.3987e-05 | 0.00011416 | 0 | 0.6473 | 0.8366 | 0 | 0 | 0.011614 | 0
1302 | 1 | 5.1648e-05 | 0.00024654 | 0 | 0.0001821 | 0.00011416 | 0 | 0.6459 | 0.8144 | 0 | 0 | 0.00086555 | 0
1303 | 1 | 8.8639e-05 | 0.0002392 | 0 | 0.0001586 | 0.00011416 | 0 | 0.6441 | 0.7902 | 0 | 0 | 0.00017275 | 0
1304 | 1 | 0.0001403 | 0.00022784 | 0 | 0.00014685 | 0.00011416 | 0.02 | 0.6487 | 0.7695 | 0 | 0 | 0.012279 | 0
1305 | 1 | 0.00017642 | 0.00021315 | 0 | 0.00016448 | 0.00011416 | 0.09 | 0.5832 | 0.7213 | 0 | 0 | 0.026338 | 0
1306 | 1 | 0.00019363 | 0.00019843 | 0 | 0.00018797 | 0.00011416 | 0.12 | 0.533 | 0.6881 | 0 | 0 | 0.022319 | 0
1307 | 1 | 0.0001945 | 0.00018504 | 0 | 0.00020677 | 0.00011416 | 0.15 | 0.545 | 0.6812 | 0 | 0 | 0.011505 | 0.069175
1308 | 1 | 0.00019362 | 0.00017389 | 0 | 0.00018797 | 0.00011416 | 0.45 | 0.5211 | 0.6521 | 0 | 0 | 0.0013373 | 0.043803
1309 | 1 | 0.00018832 | 0.00016648 | 0 | 0.00019032 | 0.00011416 | 0.25 | 0.4741 | 0.6111 | 0 | 0 | 0.0075296 | 0
1310 | 1 | 0.00018307 | 0.00016364 | 0 | 0.00021382 | 0.00011416 | 0.25 | 0.4361 | 0.5767 | 0 | 0 | 0.041581 | 0.28041
1311 | 1 | 0.00017645 | 0.00016524 | 0 | 0.00022322 | 0.00011416 | 0.16 | 0.4019 | 0.5242 | 0 | 0 | 0.050571 | 0.25752
1312 | 1 | 0.00017137 | 0.00017482 | 0 | 0.00022322 | 0.00011416 | 0.37 | 0.3429 | 0.4771 | 0 | 0 | 0.034124 | 0.46414
1313 | 1 | 0.00017311 | 0.00020428 | 0 | 0.00016448 | 0.00011416 | 0.15 | 0.3229 | 0.4738 | 0 | 0 | 0.010357 | 0.19994
1314 | 1 | 0.00017995 | 0.000223 | 0 | 0.00011748 | 0.00011416 | 0 | 0.3617 | 0.5323 | 0 | 0 | 0.00083588 | 0
1315 | 1 | 0.00018867 | 0.00022062 | 0 | 8.8113e-05 | 0.00011416 | 0 | 0.4008 | 0.5631 | 0 | 0 | 0.00010522 | 0
1316 | 1 | 0.00018602 | 0.00021833 | 0 | 5.8742e-05 | 0.00011416 | 0 | 0.3907 | 0.5271 | 0 | 0 | 0.01035 | 0
1317 | 1 | 0.00016639 | 0.00021896 | 0 | 3.7595e-05 | 0.00011416 | 0 | 0.3394 | 0.504 | 0 | 0 | 0.023329 | 0
1318 | 1 | 0.00014193 | 0.00022558 | 0 | 2.3497e-05 | 0.00011416 | 0 | 0.3119 | 0.5089 | 0 | 0 | 0.020362 | 0
1319 | 1 | 0.00011302 | 0.00023392 | 0 | 9.3987e-06 | 0.00011416 | 0 | 0.3262 | 0.5152 | 0 | 0 | 0.010909 | 0
1320 | 1 | 8.6573e-05 | 0.00024278 | 0 | 5.8742e-06 | 0.00011416 | 0 | 0.3232 | 0.4693 | 0 | 0 | 0.0013373 | 0
1321 | 1 | 7.0325e-05 | 0.00024979 | 0 | 2.3497e-06 | 0.00011416 | 0 | 0.323 | 0.4527 | 0 | 0 | 0.0087032 | 0
1322 | 1 | 5.3136e-05 | 0.00025553 | 0 | 1.1748e-06 | 0.00011416 | 0 | 0.3042 | 0.3997 | 0 | 0 | 0.046912 | 0
1323 | 1 | 4.6299e-05 | 0.00025953 | 0 | 1.4098e-05 | 0.00011416 | 0 | 0.2909 | 0.3482 | 0 | 0 | 0.057314 | 0
1324 | 1 | 4.4386e-05 | 0.0002618 | 0 | 3.7595e-05 | 0.00011416 | 0 | 0.2721 | 0.3018 | 0 | 0 | 0.038394 | 0
1325 | 1 | 4.6622e-05 | 0.00026265 | 0 | 9.3987e-05 | 0.00011416 | 0 | 0.2489 | 0.2717 | 0 | 0 | 0.011614 | 0
1326 | 1 | 5.7139e-05 | 0.00026226 | 0 | 0.0001821 | 0.00011416 | 0 | 0.2262 | 0.289 | 0 | 0 | 0.00086555 | 0
1327 | 1 | 9.2463e-05 | 0.00026172 | 0 | 0.0001586 | 0.00011416 | 0 | 0.2094 | 0.3153 | 0 | 0 | 0.00017275 | 0
1328 | 1 | 0.00014098 | 0.00025717 | 0 | 0.00014685 | 0.00011416 | 0.09 | 0.1975 | 0.3374 | 0 | 0 | 0.012279 | 0.011811
1329 | 1 | 0.0001738 | 0.00024935 | 0 | 0.00016448 | 0.00011416 | 0.25 | 0.1967 | 0.3387 | 0 | 0 | 0.026338 | 0.36892
1330 | 1 | 0.00018845 | 0.00023593 | 0 | 0.00018797 | 0.00011416 | 0.57 | 0.226 | 0.3661 | 0 | 0 | 0.022319 | 0.55191
1331 | 1 | 0.00018977 | 0.00022354 | 0 | 0.00020677 | 0.00011416 | 0.72 | 0.2379 | 0.3796 | 0 | 0 | 0.011505 | 0.74619
1332 | 1 | 0.00019057 | 0.00021156 | 0 | 0.00018797 | 0.00011416 | 0.82 | 0.2317 | 0.3295 | 0 | 0 | 0.0013373 | 0.2104
1333 | 1 | 0.00019259 | 0.00020282 | 0 | 0.00019032 | 0.00011416 | 0.08 | 0.2063 | 0.2599 | 0 | 0 | 0.012157 | 0
1334 | 1 | 0.00019823 | 0.00019989 | 0 | 0.00021382 | 0.00011416 | 0.04 | 0.1618 | 0.1831 | 0 | 0 | 0.062188 | 0
1335 | 1 | 0.00019886 | 0.00020009 | 0 | 0.00022322 | 0.00011416 | 0.01 | 0.1083 | 0.1152 | 0 | 0 | 0.076735 | 0
1336 | 1 | 0.00019635 | 0.00020291 | 0 | 0.00022322 | 0.00011416 | 0.03 | 0.0671 | 0.0756 | 0 | 0 | 0.050594 | 0.0050143
1337 | 1 | 0.00019409 | 0.0002119 | 0 | 0.00016448 | 0.00011416 | 0.02 | 0.0477 | 0.0559 | 0 | 0 | 0.015193 | 0.049017
1338 | 1 | 0.00019626 | 0.00021977 | 0 | 0.00011748 | 0.00011416 | 0 | 0.0346 | 0.0406 | 0 | 0 | 0.00094279 | 0
1339 | 1 | 0.0001952 | 0.00022341 | 0 | 8.8113e-05 | 0.00011416 | 0 | 0.0274 | 0.0248 | 0 | 0 | 0.00045479 | 0
1340 | 1 | 0.00019041 | 0.00022549 | 0 | 5.8742e-05 | 0.00011416 | 0 | 0.0234 | 0.0187 | 0 | 0 | 0.01812 | 0
1341 | 1 | 0.00016957 | 0.00022706 | 0 | 3.7595e-05 | 0.00011416 | 0 | 0.0239 | 0.024 | 0 | 0 | 0.034965 | 0
1342 | 1 | 0.00014606 | 0.00022815 | 0 | 2.3497e-05 | 0.00011416 | 0 | 0.0296 | 0.0365 | 0 | 0 | 0.027752 | 0
1343 | 1 | 0.00011776 | 0.00022946 | 0 | 9.3987e-06 | 0.00011416 | 0 | 0.0349 | 0.0505 | 0 | 0 | 0.013088 | 0
1344 | 1 | 9.2771e-05 | 0.00022994 | 0 | 5.8742e-06 | 0.00011416 | 0 | 0.041 | 0.0649 | 0 | 0 | 0.0013373 | 0
1345 | 1 | 6.9875e-05 | 0.00023106 | 0 | 2.3497e-06 | 0.00011416 | 0 | 0.0558 | 0.0903 | 0 | 0 | 0.017378 | 0
1346 | 1 | 5.4432e-05 | 0.00023127 | 0 | 1.1748e-06 | 0.00011416 | 0 | 0.0844 | 0.1426 | 0 | 0 | 0.084504 | 0
1347 | 1 | 4.6632e-05 | 0.00023235 | 0 | 1.4098e-05 | 0.00011416 | 0 | 0.1173 | 0.2118 | 0 | 0 | 0.10529 | 0
1348 | 1 | 4.4095e-05 | 0.00023547 | 0 | 3.7595e-05 | 0.00011416 | 0 | 0.1411 | 0.2689 | 0 | 0 | 0.068347 | 0
1349 | 1 | 4.537e-05 | 0.00023765 | 0 | 9.3987e-05 | 0.00011416 | 0 | 0.1629 | 0.3267 | 0 | 0 | 0.020374 | 0
1350 | 1 | 5.6115e-05 | 0.00024097 | 0 | 0.0001821 | 0.00011416 | 0 | 0.1861 | 0.3797 | 0 | 0 | 0.0010414 | 0
1351 | 1 | 9.08e-05 | 0.00024348 | 0 | 0.0001586 | 0.00011416 | 0 | 0.2197 | 0.4038 | 0 | 0 | 0.0010722 | 0
1352 | 1 | 0.00014111 | 0.00023839 | 0 | 0.00014685 | 0.00011416 | 0.01 | 0.25 | 0.4549 | 0 | 0 | 0.02727 | 0.022263
1353 | 1 | 0.00017531 | 0.00022361 | 0 | 0.00016448 | 0.00011416 | 0.01 | 0.2943 | 0.5381 | 0 | 0 | 0.047581 | 0.0075771
1354 | 1 | 0.00019394 | 0.00020158 | 0 | 0.00018797 | 0.00011416 | 0.08 | 0.3401 | 0.5661 | 0 | 0 | 0.035355 | 0.072908
1355 | 1 | 0.00020014 | 0.00017917 | 0 | 0.00020677 | 0.00011416 | 0.12 | 0.4112 | 0.6352 | 0 | 0 | 0.015172 | 0.002184
1356 | 1 | 0.00020279 | 0.00016306 | 0 | 0.00018797 | 0.00011416 | 0.17 | 0.4436 | 0.6563 | 0 | 0 | 0.0013373 | 0.023634
1357 | 1 | 0.00019882 | 0.00015496 | 0 | 0.00019032 | 0.00011416 | 0.06 | 0.4618 | 0.6764 | 0 | 0 | 0.023914 | 0.0021506
1358 | 1 | 0.00019985 | 0.00015183 | 0 | 0.00021382 | 0.00011416 | 0.09 | 0.4845 | 0.666 | 0 | 0 | 0.11161 | 0.010909
1359 | 1 | 0.0001992 | 0.00015227 | 0 | 0.00022322 | 0.00011416 | 0.05 | 0.5002 | 0.6798 | 0 | 0 | 0.14018 | 0.002262
1360 | 1 | 0.00019607 | 0.00015594 | 0 | 0.00022322 | 0.00011416 | 0.01 | 0.5265 | 0.6881 | 0 | 0 | 0.089831 | 0
1361 | 1 | 0.00019579 | 0.00016162 | 0 | 0.00016448 | 0.00011416 | 0.01 | 0.5299 | 0.629 | 0 | 0 | 0.026617 | 0
1362 | 1 | 0.00019993 | 0.00016587 | 0 | 0.00011748 | 0.00011416 | 0 | 0.4557 | 0.4313 | 0 | 0 | 0.0011466 | 0
1363 | 1 | 0.00020371 | 0.00016937 | 0 | 8.8113e-05 | 0.00011416 | 0 | 0.3465 | 0.3565 | 0 | 0 | 0.0020875 | 0
1364 | 1 | 0.00019753 | 0.00017629 | 0 | 5.8742e-05 | 0.00011416 | 0 | 0.2566 | 0.332 | 0 | 0 | 0.039075 | 0
1365 | 1 | 0.00017808 | 0.0001838 | 0 | 3.7595e-05 | 0.00011416 | 0 | 0.2107 | 0.2825 | 0 | 0 | 0.062917 | 0
1366 | 1 | 0.00015124 | 0.00019142 | 0 | 2.3497e-05 | 0.00011416 | 0 | 0.1959 | 0.2965 | 0 | 0 | 0.044234 | 0
1367 | 1 | 0.00012283 | 0.00019638 | 0 | 9.3987e-06 | 0.00011416 | 0 | 0.2315 | 0.366 | 0 | 0 | 0.017467 | 0
1368 | 1 | 9.9005e-05 | 0.00020175 | 0 | 5.8742e-06 | 0.00011416 | 0 | 0.2534 | 0.4491 | 0 | 0 | 0.0013373 | 0
1369 | 1 | 7.4739e-05 | 0.0002064 | 0 | 2.3497e-06 | 0.00011416 | 0 | 0.2944 | 0.5066 | 0 | 0 | 0.033399 | 0
1370 | 1 | 5.8222e-05 | 0.00020968 | 0 | 1.1748e-06 | 0.00011416 | 0 | 0.3274 | 0.5355 | 0 | 0 | 0.1499 | 0
1371 | 1 | 4.908e-05 | 0.00021278 | 0 | 1.4098e-05 | 0.00011416 | 0 | 0.3565 | 0.5654 | 0 | 0 | 0.18973 | 0
1372 | 1 | 4.5807e-05 | 0.00021691 | 0 | 3.7595e-05 | 0.00011416 | 0 | 0.3591 | 0.5702 | 0 | 0 | 0.12009 | 0
1373 | 1 | 4.6741e-05 | 0.00022142 | 0 | 9.3987e-05 | 0.00011416 | 0 | 0.3614 | 0.5388 | 0 | 0 | 0.035373 | 0
1374 | 1 | 5.6482e-05 | 0.00022647 | 0 | 0.0001821 | 0.00011416 | 0 | 0.3375 | 0.4738 | 0 | 0 | 0.0012781 | 0
1375 | 1 | 8.9614e-05 | 0.00023234 | 0 | 0.0001586 | 0.00011416 | 0 | 0.2963 | 0.4097 | 0 | 0 | 0.0039066 | 0
1376 | 1 | 0.00013746 | 0.00022247 | 0 | 0.00014685 | 0.00011416 | 0.03 | 0.2406 | 0.3298 | 0 | 0 | 0.056654 | 0.11232
1377 | 1 | 0.00017125 | 0.00020561 | 0 | 0.00016448 | 0.00011416 | 0.21 | 0.2185 | 0.28 | 0 | 0 | 0.084599 | 0.36142
1378 | 1 | 0.00018669 | 0.00018987 | 0 | 0.00018797 | 0.00011416 | 0.52 | 0.2263 | 0.2621 | 0 | 0 | 0.056337 | 0.26082
1379 | 1 | 0.00018552 | 0.00017826 | 0 | 0.00020677 | 0.00011416 | 0.67 | 0.2164 | 0.249 | 0 | 0 | 0.020423 | 0.15996
1380 | 1 | 0.00018395 | 0.00017168 | 0 | 0.00018797 | 0.00011416 | 0.49 | 0.2001 | 0.2299 | 0 | 0 | 0.0013373 | 0.2469
1381 | 1 | 0.00017652 | 0.00016947 | 0 | 0.00019032 | 0.00011416 | 0.46 | 0.1836 | 0.2141 | 0 | 0 | 0.04329 | 0.10216
1382 | 1 | 0.00017231 | 0.0001709 | 0 | 0.00021382 | 0.00011416 | 0.56 | 0.1697 | 0.2007 | 0 | 0 | 0.18897 | 0.60034
1383 | 1 | 0.00016753 | 0.00017653 | 0 | 0.00022322 | 0.00011416 | 0.36 | 0.152 | 0.1765 | 0 | 0 | 0.2405 | 0.44084
1384 | 1 | 0.00016247 | 0.00018843 | 0 | 0.00022322 | 0.00011416 | 0.45 | 0.1275 | 0.1442 | 0 | 0 | 0.15088 | 0.18661
1385 | 1 | 0.00016181 | 0.00022084 | 0 | 0.00016448 | 0.00011416 | 0.21 | 0.1186 | 0.1366 | 0 | 0 | 0.044255 | 0.045764
1386 | 1 | 0.00016723 | 0.00024759 | 0 | 0.00011748 | 0.00011416 | 0 | 0.1358 | 0.1524 | 0 | 0 | 0.0013984 | 0
1387 | 1 | 0.00017527 | 0.0002537 | 0 | 8.8113e-05 | 0.00011416 | 0 | 0.139 | 0.1487 | 0 | 0 | 0.006123 | 0
1388 | 1 | 0.00017626 | 0.00026287 | 0 | 5.8742e-05 | 0.00011416 | 0 | 0.1202 | 0.1196 | 0 | 0 | 0.07537 | 0
1389 | 1 | 0.00015674 | 0.00027342 | 0 | 3.7595e-05 | 0.00011416 | 0 | 0.1026 | 0.1005 | 0 | 0 | 0.10674 | 0
1390 | 1 | 0.00013152 | 0.00028381 | 0 | 2.3497e-05 | 0.00011416 | 0 | 0.1085 | 0.1303 | 0 | 0 | 0.068319 | 0
1391 | 1 | 0.00010574 | 0.00029172 | 0 | 9.3987e-06 | 0.00011416 | 0 | 0.1385 | 0.1973 | 0 | 0 | 0.023208 | 0
1392 | 1 | 8.5261e-05 | 0.00029663 | 0 | 5.8742e-06 | 0.00011416 | 0 | 0.1806 | 0.2763 | 0 | 0 | 0.0013373 | 0
1393 | 1 | 5.7918e-05 | 0.00029884 | 0 | 2.3497e-06 | 0.00011416 | 0 | 0.2142 | 0.3437 | 0 | 0 | 0.054964 | 0
1394 | 1 | 4.1854e-05 | 0.00029602 | 0 | 1.1748e-06 | 0.00011416 | 0 | 0.2249 | 0.3925 | 0 | 0 | 0.23429 | 0
1395 | 1 | 3.2265e-05 | 0.00029189 | 0 | 1.4098e-05 | 0.00011416 | 0 | 0.2236 | 0.3945 | 0 | 0 | 0.29961 | 0
1396 | 1 | 2.7619e-05 | 0.00029181 | 0 | 3.7595e-05 | 0.00011416 | 0 | 0.2163 | 0.4052 | 0 | 0 | 0.18653 | 0
1397 | 1 | 2.6913e-05 | 0.00029178 | 0 | 9.3987e-05 | 0.00011416 | 0 | 0.2042 | 0.3996 | 0 | 0 | 0.054511 | 0
1398 | 1 | 2.9549e-05 | 0.00029438 | 0 | 0.0001821 | 0.00011416 | 0 | 0.2067 | 0.4003 | 0 | 0 | 0.0015261 | 0
1399 | 1 | 4.2816e-05 | 0.00029482 | 0 | 0.0001586 | 0.00011416 | 0 | 0.2361 | 0.4361 | 0 | 0 | 0.0090503 | 0
1400 | 1 | 6.3383e-05 | 0.00028335 | 0 | 0.00014685 | 0.00011416 | 0.02 | 0.2604 | 0.4717 | 0 | 0 | 0.097813 | 0.053307
1401 | 1 | 9.0153e-05 | 0.00026619 | 0 | 0.00016448 | 0.00011416 | 0.06 | 0.3138 | 0.5593 | 0 | 0 | 0.13243 | 0.15531
1402 | 1 | 0.00011766 | 0.00024377 | 0 | 0.00018797 | 0.00011416 | 0.12 | 0.3601 | 0.5918 | 0 | 0 | 0.08189 | 0.057698
1403 | 1 | 0.0001277 | 0.00021546 | 0 | 0.00020677 | 0.00011416 | 0.42 | 0.4232 | 0.6128 | 0 | 0 | 0.026235 | 0.48773
1404 | 1 | 0.00012575 | 0.00018564 | 0 | 0.00018797 | 0.00011416 | 0.59 | 0.5007 | 0.6657 | 0 | 0 | 0.0013373 | 0.56304
1405 | 1 | 0.00011896 | 0.00016229 | 0 | 0.00019032 | 0.00011416 | 0.54 | 0.5696 | 0.7391 | 0 | 0 | 0.06616 | 0.071704
1406 | 1 | 0.00010921 | 0.00015105 | 0 | 0.00021382 | 0.00011416 | 0.77 | 0.5945 | 0.7591 | 0 | 0 | 0.27718 | 0.85107
1407 | 1 | 0.00010163 | 0.00015111 | 0 | 0.00022322 | 0.00011416 | 0.66 | 0.596 | 0.7683 | 0 | 0 | 0.3557 | 0.71879
1408 | 1 | 0.00010014 | 0.00016076 | 0 | 0.00022322 | 0.00011416 | 0.46 | 0.6061 | 0.7977 | 0 | 0 | 0.2202 | 0.48634
1409 | 1 | 0.00010876 | 0.00017684 | 0 | 0.00016448 | 0.00011416 | 0.09 | 0.6475 | 0.8332 | 0 | 0 | 0.06418 | 0.15951
1410 | 1 | 0.00012325 | 0.00018808 | 0 | 0.00011748 | 0.00011416 | 0 | 0.6942 | 0.8619 | 0 | 0 | 0.0016383 | 0
1411 | 1 | 0.00014259 | 0.000193 | 0 | 8.8113e-05 | 0.00011416 | 0 | 0.7214 | 0.8822 | 0 | 0 | 0.012104 | 0
1412 | 1 | 0.00014184 | 0.00019675 | 0 | 5.8742e-05 | 0.00011416 | 0 | 0.7511 | 0.9028 | 0 | 0 | 0.11961 | 0
1413 | 1 | 0.00012555 | 0.00020164 | 0 | 3.7595e-05 | 0.00011416 | 0 | 0.759 | 0.9091 | 0 | 0 | 0.15676 | 0
1414 | 1 | 0.00010502 | 0.000208 | 0 | 2.3497e-05 | 0.00011416 | 0 | 0.7615 | 0.9066 | 0 | 0 | 0.094484 | 0
1415 | 1 | 8.7789e-05 | 0.00021453 | 0 | 9.3987e-06 | 0.00011416 | 0 | 0.7818 | 0.9104 | 0 | 0 | 0.02895 | 0
1416 | 1 | 6.7206e-05 | 0.0002185 | 0 | 5.8742e-06 | 0.00011416 | 0 | 0.805 | 0.9209 | 0 | 0 | 0.0013373 | 0
1417 | 1 | 4.8236e-05 | 0.0002183 | 0 | 2.3497e-06 | 0.00011416 | 0 | 0.8095 | 0.9247 | 0 | 0 | 0.07614 | 0
1418 | 1 | 3.4102e-05 | 0.00021463 | 0 | 1.1748e-06 | 0.00011416 | 0 | 0.8071 | 0.9283 | 0 | 0 | 0.31504 | 0
1419 | 1 | 2.6586e-05 | 0.00020642 | 0 | 1.4098e-05 | 0.00011416 | 0 | 0.8123 | 0.9398 | 0 | 0 | 0.40529 | 0
1420 | 1 | 2.293e-05 | 0.00019561 | 0 | 3.7595e-05 | 0.00011416 | 0 | 0.7824 | 0.9072 | 0 | 0 | 0.24989 | 0
1421 | 1 | 2.2983e-05 | 0.00018376 | 0 | 9.3987e-05 | 0.00011416 | 0 | 0.7362 | 0.8727 | 0 | 0 | 0.07269 | 0
1422 | 1 | 2.5618e-05 | 0.00017177 | 0 | 0.0001821 | 0.00011416 | 0 | 0.7079 | 0.8531 | 0 | 0 | 0.0017319 | 0
1423 | 1 | 3.2463e-05 | 0.00016397 | 0 | 0.0001586 | 0.00011416 | 0 | 0.68 | 0.8521 | 0 | 0 | 0.014991 | 0
1424 | 1 | 4.134e-05 | 0.00015793 | 0 | 0.00014685 | 0.00011416 | 0 | 0.688 | 0.8528 | 0 | 0 | 0.1392 | 0.0031757
1425 | 1 | 5.945e-05 | 0.00015148 | 0 | 0.00016448 | 0.00011416 | 0.07 | 0.6978 | 0.8517 | 0 | 0 | 0.17824 | 0.24275
1426 | 1 | 7.7111e-05 | 0.00014403 | 0 | 0.00018797 | 0.00011416 | 0.27 | 0.7501 | 0.8586 | 0 | 0 | 0.10544 | 0.52804
1427 | 1 | 8.389e-05 | 0.00013683 | 0 | 0.00020677 | 0.00011416 | 0.53 | 0.7646 | 0.8615 | 0 | 0 | 0.031253 | 0
1428 | 1 | 8.8648e-05 | 0.00013019 | 0 | 0.00018797 | 0.00011416 | 0.51 | 0.7712 | 0.8561 | 0 | 0 | 0.0013373 | 0.37818
1429 | 1 | 9.342e-05 | 0.00012639 | 0 | 0.00019032 | 0.00011416 | 0.39 | 0.7487 | 0.8267 | 0 | 0 | 0.084249 | 0.21839
1430 | 1 | 9.0028e-05 | 0.0001251 | 0 | 0.00021382 | 0.00011416 | 0.27 | 0.7339 | 0.8074 | 0 | 0 | 0.34559 | 0.059291
1431 | 1 | 8.4453e-05 | 0.00012884 | 0 | 0.00022322 | 0.00011416 | 0.49 | 0.712 | 0.7927 | 0 | 0 | 0.44538 | 0.24704
1432 | 1 | 8.2205e-05 | 0.00014048 | 0 | 0.00022322 | 0.00011416 | 0.28 | 0.6401 | 0.7243 | 0 | 0 | 0.27383 | 0.12199
1433 | 1 | 8.7944e-05 | 0.00015723 | 0 | 0.00016448 | 0.00011416 | 0.17 | 0.5502 | 0.64 | 0 | 0 | 0.079544 | 0.091605
1434 | 1 | 0.00010736 | 0.00017419 | 0 | 0.00011748 | 0.00011416 | 0 | 0.5179 | 0.6214 | 0 | 0 | 0.0018044 | 0
1435 | 1 | 0.00013074 | 0.00018456 | 0 | 8.8113e-05 | 0.00011416 | 0 | 0.4851 | 0.6236 | 0 | 0 | 0.017434 | 0
1436 | 1 | 0.00013876 | 0.000193 | 0 | 5.8742e-05 | 0.00011416 | 0 | 0.4859 | 0.6733 | 0 | 0 | 0.15523 | 0
1437 | 1 | 0.00012482 | 0.00019664 | 0 | 3.7595e-05 | 0.00011416 | 0 | 0.5213 | 0.746 | 0 | 0 | 0.19557 | 0
1438 | 1 | 0.0001053 | 0.00019531 | 0 | 2.3497e-05 | 0.00011416 | 0 | 0.5706 | 0.8065 | 0 | 0 | 0.11419 | 0
1439 | 1 | 8.6311e-05 | 0.00018909 | 0 | 9.3987e-06 | 0.00011416 | 0 | 0.6112 | 0.8132 | 0 | 0 | 0.033057 | 0
1440 | 1 | 6.4527e-05 | 0.00018349 | 0 | 5.8742e-06 | 0.00011416 | 0 | 0.6737 | 0.8571 | 0 | 0 | 0.0013373 | 0
1441 | 1 | 4.6708e-05 | 0.00018636 | 0 | 2.3497e-06 | 0.00011416 | 0 | 0.7556 | 0.9195 | 0 | 0 | 0.089964 | 0
1442 | 1 | 3.4817e-05 | 0.00020177 | 0 | 1.1748e-06 | 0.00011416 | 0 | 0.7767 | 0.9225 | 0 | 0 | 0.36702 | 0
1443 | 1 | 2.9095e-05 | 0.0002178 | 0 | 1.4098e-05 | 0.00011416 | 0 | 0.7519 | 0.9225 | 0 | 0 | 0.47351 | 0
1444 | 1 | 2.7463e-05 | 0.00022721 | 0 | 3.7595e-05 | 0.00011416 | 0 | 0.7157 | 0.9068 | 0 | 0 | 0.2906 | 0
1445 | 1 | 3.0614e-05 | 0.0002332 | 0 | 9.3987e-05 | 0.00011416 | 0 | 0.672 | 0.8632 | 0 | 0 | 0.084345 | 0
1446 | 1 | 4.2864e-05 | 0.00023944 | 0 | 0.0001821 | 0.00011416 | 0 | 0.6211 | 0.816 | 0 | 0 | 0.0018538 | 0
1447 | 1 | 8.1733e-05 | 0.00024245 | 0 | 0.0001586 | 0.00011416 | 0 | 0.572 | 0.7712 | 0 | 0 | 0.019201 | 0
1448 | 1 | 0.00013325 | 0.00022724 | 0 | 0.00014685 | 0.00011416 | 0.09 | 0.5341 | 0.7319 | 0 | 0 | 0.16657 | 0.09994
1449 | 1 | 0.00016556 | 0.00020252 | 0 | 0.00016448 | 0.00011416 | 0.33 | 0.5755 | 0.7256 | 0 | 0 | 0.20773 | 0.32691
1450 | 1 | 0.00017577 | 0.0001804 | 0 | 0.00018797 | 0.00011416 | 0.55 | 0.6437 | 0.7376 | 0 | 0 | 0.12029 | 0.48894
1451 | 1 | 0.00017433 | 0.00016609 | 0 | 0.00020677 | 0.00011416 | 0.52 | 0.6606 | 0.7492 | 0 | 0 | 0.034298 | 0.01258
1452 | 1 | 0.000177 | 0.00016096 | 0 | 0.00018797 | 0.00011416 | 0.21 | 0.6573 | 0.7554 | 0 | 0 | 0.0013373 | 0.69772
1453 | 1 | 0.00017049 | 0.00017068 | 0 | 0.00019032 | 0.00011416 | 0.16 | 0.6689 | 0.7867 | 0 | 0 | 0.092915 | 0.36555
1454 | 1 | 0.00017603 | 0.00018266 | 0 | 0.00021382 | 0.00011416 | 0.11 | 0.7017 | 0.8269 | 0 | 0 | 0.37805 | 0.033562
1455 | 1 | 0.00017843 | 0.0001892 | 0 | 0.00022322 | 0.00011416 | 0.14 | 0.7174 | 0.8469 | 0 | 0 | 0.48802 | 0.028091
1456 | 1 | 0.00017617 | 0.00019695 | 0 | 0.00022322 | 0.00011416 | 0.15 | 0.6989 | 0.8497 | 0 | 0 | 0.29924 | 0.22629
1457 | 1 | 0.00017637 | 0.00021038 | 0 | 0.00016448 | 0.00011416 | 0.03 | 0.6768 | 0.8441 | 0 | 0 | 0.086816 | 0.094436
1458 | 1 | 0.00018114 | 0.00021867 | 0 | 0.00011748 | 0.00011416 | 0 | 0.6743 | 0.8519 | 0 | 0 | 0.0018789 | 0
1459 | 1 | 0.00018601 | 0.00021896 | 0 | 8.8113e-05 | 0.00011416 | 0 | 0.6755 | 0.8744 | 0 | 0 | 0.020128 | 0
1460 | 1 | 0.00019138 | 0.00021926 | 0 | 5.8742e-05 | 0.00011416 | 0 | 0.6906 | 0.8972 | 0 | 0 | 0.17244 | 0
1461 | 1 | 0.00017102 | 0.00022119 | 0 | 3.7595e-05 | 0.00011416 | 0 | 0.6795 | 0.8828 | 0 | 0 | 0.214 | 0
1462 | 1 | 0.00014354 | 0.00022499 | 0 | 2.3497e-05 | 0.00011416 | 0 | 0.6432 | 0.8355 | 0 | 0 | 0.12342 | 0
1463 | 1 | 0.00011262 | 0.00023127 | 0 | 9.3987e-06 | 0.00011416 | 0 | 0.6038 | 0.7793 | 0 | 0 | 0.03493 | 0
1464 | 1 | 8.3312e-05 | 0.00024034 | 0 | 5.8742e-06 | 0.00011416 | 0 | 0.5511 | 0.7327 | 0 | 0 | 0.0013373 | 0
1465 | 1 | 5.8323e-05 | 0.00025045 | 0 | 2.3497e-06 | 0.00011416 | 0 | 0.5031 | 0.7022 | 0 | 0 | 0.095931 | 0
1466 | 1 | 4.2581e-05 | 0.00025599 | 0 | 1.1748e-06 | 0.00011416 | 0 | 0.4722 | 0.6969 | 0 | 0 | 0.38931 | 0
1467 | 1 | 3.529e-05 | 0.00025802 | 0 | 1.4098e-05 | 0.00011416 | 0 | 0.4518 | 0.6965 | 0 | 0 | 0.50281 | 0
1468 | 1 | 3.2721e-05 | 0.00026241 | 0 | 3.7595e-05 | 0.00011416 | 0 | 0.4003 | 0.6661 | 0 | 0 | 0.30805 | 0
1469 | 1 | 3.4999e-05 | 0.00026383 | 0 | 9.3987e-05 | 0.00011416 | 0 | 0.3769 | 0.6347 | 0 | 0 | 0.089335 | 0
1470 | 1 | 4.644e-05 | 0.00026296 | 0 | 0.0001821 | 0.00011416 | 0 | 0.3677 | 0.6107 | 0 | 0 | 0.0019042 | 0
1471 | 1 | 8.5847e-05 | 0.00025988 | 0 | 0.0001586 | 0.00011416 | 0 | 0.342 | 0.5467 | 0 | 0 | 0.021085 | 0
1472 | 1 | 0.00013866 | 0.00024427 | 0 | 0.00014685 | 0.00011416 | 0.01 | 0.3348 | 0.503 | 0 | 0 | 0.17845 | 0.09565
1473 | 1 | 0.00017011 | 0.00022841 | 0 | 0.00016448 | 0.00011416 | 0.07 | 0.3568 | 0.4873 | 0 | 0 | 0.22038 | 0.13065
1474 | 1 | 0.00018643 | 0.00022136 | 0 | 0.00018797 | 0.00011416 | 0.04 | 0.4176 | 0.5077 | 0 | 0 | 0.1266 | 0.0064071
1475 | 1 | 0.00019403 | 0.00021808 | 0 | 0.00020677 | 0.00011416 | 0.05 | 0.4469 | 0.5023 | 0 | 0 | 0.03557 | 0
1476 | 1 | 0.00019979 | 0.00021203 | 0 | 0.00018797 | 0.00011416 | 0.05 | 0.4401 | 0.4527 | 0 | 0 | 0.0013373 | 0
1477 | 1 | 0.00019668 | 0.00020062 | 0 | 0.00019032 | 0.00011416 | 0.05 | 0.4128 | 0.4413 | 0 | 0 | 0.095931 | 0
1478 | 1 | 0.00019624 | 0.0001871 | 0 | 0.00021382 | 0.00011416 | 0.05 | 0.3791 | 0.4446 | 0 | 0 | 0.38931 | 0
1479 | 1 | 0.00019086 | 0.00018048 | 0 | 0.00022322 | 0.00011416 | 0.03 | 0.331 | 0.3531 | 0 | 0 | 0.50281 | 0
1480 | 1 | 0.00018371 | 0.00018662 | 0 | 0.00022322 | 0.00011416 | 0.05 | 0.3039 | 0.3179 | 0 | 0 | 0.30805 | 0.0045463
1481 | 1 | 0.00018223 | 0.00020073 | 0 | 0.00016448 | 0.00011416 | 0.07 | 0.3107 | 0.3445 | 0 | 0 | 0.089335 | 0.070133
1482 | 1 | 0.0001826 | 0.0002118 | 0 | 0.00011748 | 0.00011416 | 0 | 0.3092 | 0.3492 | 0 | 0 | 0.0019042 | 0
1483 | 1 | 0.0001828 | 0.00022457 | 0 | 8.8113e-05 | 0.00011416 | 0 | 0.2807 | 0.4695 | 0 | 0 | 0.021085 | 0
1484 | 1 | 0.00019049 | 0.00023697 | 0 | 5.8742e-05 | 0.00011416 | 0 | 0.3224 | 0.6271 | 0 | 0 | 0.17845 | 0
1485 | 1 | 0.00016985 | 0.00024125 | 0 | 3.7595e-05 | 0.00011416 | 0 | 0.4048 | 0.6917 | 0 | 0 | 0.22038 | 0
1486 | 1 | 0.0001439 | 0.00024331 | 0 | 2.3497e-05 | 0.00011416 | 0 | 0.468 | 0.7184 | 0 | 0 | 0.1266 | 0
1487 | 1 | 0.00011375 | 0.00024643 | 0 | 9.3987e-06 | 0.00011416 | 0 | 0.493 | 0.7468 | 0 | 0 | 0.03557 | 0
1488 | 1 | 8.5716e-05 | 0.00025228 | 0 | 5.8742e-06 | 0.00011416 | 0 | 0.4856 | 0.7382 | 0 | 0 | 0.0013373 | 0
1489 | 1 | 6.5786e-05 | 0.00025757 | 0 | 2.3497e-06 | 0.00011416 | 0 | 0.4718 | 0.7159 | 0 | 0 | 0.092915 | 0
1490 | 1 | 5.0261e-05 | 0.00026065 | 0 | 1.1748e-06 | 0.00011416 | 0 | 0.4501 | 0.7008 | 0 | 0 | 0.37805 | 0
1491 | 1 | 4.2518e-05 | 0.00026327 | 0 | 1.4098e-05 | 0.00011416 | 0 | 0.433 | 0.6855 | 0 | 0 | 0.48802 | 0
1492 | 1 | 3.9885e-05 | 0.00026315 | 0 | 3.7595e-05 | 0.00011416 | 0 | 0.4326 | 0.6715 | 0 | 0 | 0.29924 | 0
1493 | 1 | 4.2015e-05 | 0.0002615 | 0 | 9.3987e-05 | 0.00011416 | 0 | 0.4264 | 0.6632 | 0 | 0 | 0.086816 | 0
1494 | 1 | 5.3467e-05 | 0.00026211 | 0 | 0.0001821 | 0.00011416 | 0 | 0.4305 | 0.6671 | 0 | 0 | 0.0018789 | 0
1495 | 1 | 9.1334e-05 | 0.00025748 | 0 | 0.0001586 | 0.00011416 | 0 | 0.4388 | 0.6792 | 0 | 0 | 0.020128 | 0
1496 | 1 | 0.00014315 | 0.0002423 | 0 | 0.00014685 | 0.00011416 | 0.11 | 0.4358 | 0.7114 | 0 | 0 | 0.17244 | 0.0027857
1497 | 1 | 0.00017579 | 0.0002195 | 0 | 0.00016448 | 0.00011416 | 0.36 | 0.5061 | 0.7449 | 0 | 0 | 0.214 | 0.0022509
1498 | 1 | 0.00019046 | 0.00019542 | 0 | 0.00018797 | 0.00011416 | 0.06 | 0.6074 | 0.7722 | 0 | 0 | 0.12342 | 0.0063291
1499 | 1 | 0.00019434 | 0.00017952 | 0 | 0.00020677 | 0.00011416 | 0.08 | 0.6418 | 0.7779 | 0 | 0 | 0.03493 | 0.0020503
1500 | 1 | 0.00019522 | 0.00017232 | 0 | 0.00018797 | 0.00011416 | 0.06 | 0.652 | 0.7721 | 0 | 0 | 0.0013373 | 0.002028
1501 | 1 | 0.00019258 | 0.0001691 | 0 | 0.00019032 | 0.00011416 | 0.02 | 0.644 | 0.7627 | 0 | 0 | 0.087075 | 0.41305
1502 | 1 | 0.00019304 | 0.00016963 | 0 | 0.00021382 | 0.00011416 | 0.06 | 0.6306 | 0.7585 | 0 | 0 | 0.3562 | 0.05762
1503 | 1 | 0.00019029 | 0.00017356 | 0 | 0.00022322 | 0.00011416 | 0.22 | 0.6105 | 0.762 | 0 | 0 | 0.4593 | 0
1504 | 1 | 0.00018618 | 0.0001819 | 0 | 0.00022322 | 0.00011416 | 0.3 | 0.5262 | 0.7112 | 0 | 0 | 0.28213 | 0.06269
1505 | 1 | 0.0001857 | 0.00019705 | 0 | 0.00016448 | 0.00011416 | 0.05 | 0.4699 | 0.6753 | 0 | 0 | 0.081921 | 0.11536
1506 | 1 | 0.00019152 | 0.0002109 | 0 | 0.00011748 | 0.00011416 | 0 | 0.4832 | 0.675 | 0 | 0 | 0.001829 | 0
1507 | 1 | 0.00019238 | 0.00021249 | 0 | 8.8113e-05 | 0.00011416 | 0 | 0.5048 | 0.6671 | 0 | 0 | 0.018303 | 0
1508 | 1 | 0.00019651 | 0.00021204 | 0 | 5.8742e-05 | 0.00011416 | 0 | 0.4957 | 0.6228 | 0 | 0 | 0.16083 | 0
1509 | 1 | 0.00017539 | 0.00021289 | 0 | 3.7595e-05 | 0.00011416 | 0 | 0.4607 | 0.5494 | 0 | 0 | 0.20159 | 0
1510 | 1 | 0.00014912 | 0.00021706 | 0 | 2.3497e-05 | 0.00011416 | 0 | 0.397 | 0.4583 | 0 | 0 | 0.11721 | 0
1511 | 1 | 0.00011829 | 0.00022706 | 0 | 9.3987e-06 | 0.00011416 | 0 | 0.3193 | 0.3812 | 0 | 0 | 0.033674 | 0
1512 | 1 | 9.0102e-05 | 0.00024217 | 0 | 5.8742e-06 | 0.00011416 | 0 | 0.272 | 0.3431 | 0 | 0 | 0.0013373 | 0
1513 | 1 | 6.5221e-05 | 0.00025091 | 0 | 2.3497e-06 | 0.00011416 | 0 | 0.2449 | 0.3095 | 0 | 0 | 0.081485 | 0
1514 | 1 | 5.0194e-05 | 0.00025268 | 0 | 1.1748e-06 | 0.00011416 | 0 | 0.2182 | 0.2641 | 0 | 0 | 0.3352 | 0
1515 | 1 | 4.2843e-05 | 0.00025316 | 0 | 1.4098e-05 | 0.00011416 | 0 | 0.1878 | 0.2131 | 0 | 0 | 0.43173 | 0
1516 | 1 | 4.1017e-05 | 0.00025584 | 0 | 3.7595e-05 | 0.00011416 | 0 | 0.1489 | 0.1545 | 0 | 0 | 0.26569 | 0
1517 | 1 | 4.3177e-05 | 0.00025741 | 0 | 9.3987e-05 | 0.00011416 | 0 | 0.1054 | 0.1175 | 0 | 0 | 0.077214 | 0
1518 | 1 | 5.5567e-05 | 0.00025724 | 0 | 0.0001821 | 0.00011416 | 0 | 0.0876 | 0.1287 | 0 | 0 | 0.00178 | 0
1519 | 1 | 9.312e-05 | 0.00025302 | 0 | 0.0001586 | 0.00011416 | 0 | 0.0968 | 0.1557 | 0 | 0 | 0.016592 | 0
1520 | 1 | 0.00014522 | 0.00022653 | 0 | 0.00014685 | 0.00011416 | 0.07 | 0.097 | 0.1473 | 0 | 0 | 0.14976 | 0.10693
1521 | 1 | 0.00017643 | 0.00020374 | 0 | 0.00016448 | 0.00011416 | 0.27 | 0.0856 | 0.1308 | 0 | 0 | 0.18967 | 0.30295
1522 | 1 | 0.00018811 | 0.00018094 | 0 | 0.00018797 | 0.00011416 | 0.49 | 0.0974 | 0.1403 | 0 | 0 | 0.11122 | 0.3941
1523 | 1 | 0.0001874 | 0.00015869 | 0 | 0.00020677 | 0.00011416 | 0.15 | 0.1155 | 0.1688 | 0 | 0 | 0.032448 | 0.014241
1524 | 1 | 0.00018803 | 0.00014284 | 0 | 0.00018797 | 0.00011416 | 0.42 | 0.1394 | 0.2122 | 0 | 0 | 0.0013373 | 0.022174
1525 | 1 | 0.00018144 | 0.00013473 | 0 | 0.00019032 | 0.00011416 | 0.2 | 0.1646 | 0.256 | 0 | 0 | 0.073557 | 0.16944
1526 | 1 | 0.00018038 | 0.00013154 | 0 | 0.00021382 | 0.00011416 | 0.48 | 0.1799 | 0.2849 | 0 | 0 | 0.30527 | 0.22629
1527 | 1 | 0.00017709 | 0.00013325 | 0 | 0.00022322 | 0.00011416 | 0.19 | 0.1871 | 0.2894 | 0 | 0 | 0.39249 | 0.16302
1528 | 1 | 0.00017577 | 0.0001453 | 0 | 0.00022322 | 0.00011416 | 0.16 | 0.1703 | 0.26 | 0 | 0 | 0.24223 | 0.077187
1529 | 1 | 0.00017703 | 0.00017978 | 0 | 0.00016448 | 0.00011416 | 0.14 | 0.1524 | 0.2397 | 0 | 0 | 0.070496 | 0.096932
1530 | 1 | 0.00017891 | 0.00022118 | 0 | 0.00011748 | 0.00011416 | 0 | 0.1719 | 0.2573 | 0 | 0 | 0.0017082 | 0
1531 | 1 | 0.00018335 | 0.00023202 | 0 | 8.8113e-05 | 0.00011416 | 0 | 0.1947 | 0.2761 | 0 | 0 | 0.01423 | 0
1532 | 1 | 0.00019461 | 0.00023269 | 0 | 5.8742e-05 | 0.00011416 | 0 | 0.217 | 0.2823 | 0 | 0 | 0.13412 | 0
1533 | 1 | 0.00017586 | 0.00023021 | 0 | 3.7595e-05 | 0.00011416 | 0 | 0.2211 | 0.269 | 0 | 0 | 0.17269 | 0
1534 | 1 | 0.00014821 | 0.00022809 | 0 | 2.3497e-05 | 0.00011416 | 0 | 0.2161 | 0.2608 | 0 | 0 | 0.10263 | 0
1535 | 1 | 0.00011712 | 0.00022654 | 0 | 9.3987e-06 | 0.00011416 | 0 | 0.2138 | 0.2698 | 0 | 0 | 0.030666 | 0
1536 | 1 | 9.073e-05 | 0.00022429 | 0 | 5.8742e-06 | 0.00011416 | 0 | 0.2099 | 0.2785 | 0 | 0 | 0.0013373 | 0
1537 | 1 | 6.1465e-05 | 0.00022322 | 0 | 2.3497e-06 | 0.00011416 | 0 | 0.2085 | 0.2716 | 0 | 0 | 0.06381 | 0
1538 | 1 | 4.6191e-05 | 0.00022254 | 0 | 1.1748e-06 | 0.00011416 | 0 | 0.2047 | 0.2624 | 0 | 0 | 0.26822 | 0
1539 | 1 | 3.9702e-05 | 0.00022156 | 0 | 1.4098e-05 | 0.00011416 | 0 | 0.2054 | 0.2665 | 0 | 0 | 0.34396 | 0
1540 | 1 | 3.7023e-05 | 0.00021909 | 0 | 3.7595e-05 | 0.00011416 | 0 | 0.205 | 0.273 | 0 | 0 | 0.21317 | 0
1541 | 1 | 3.8698e-05 | 0.00021778 | 0 | 9.3987e-05 | 0.00011416 | 0 | 0.2046 | 0.2752 | 0 | 0 | 0.062162 | 0
1542 | 1 | 4.9697e-05 | 0.00021822 | 0 | 0.0001821 | 0.00011416 | 0 | 0.2051 | 0.2723 | 0 | 0 | 0.0016155 | 0
1543 | 1 | 8.6761e-05 | 0.00021627 | 0 | 0.0001586 | 0.00011416 | 0 | 0.1968 | 0.2545 | 0 | 0 | 0.011446 | 0
1544 | 1 | 0.00014071 | 0.00020267 | 0 | 0.00014685 | 0.00011416 | 0.03 | 0.1725 | 0.2286 | 0 | 0 | 0.11501 | 0.005148
1545 | 1 | 0.00017689 | 0.00018162 | 0 | 0.00016448 | 0.00011416 | 0.04 | 0.1672 | 0.2356 | 0 | 0 | 0.15168 | 0.0086914
1546 | 1 | 0.00019529 | 0.00015559 | 0 | 0.00018797 | 0.00011416 | 0.02 | 0.1984 | 0.2654 | 0 | 0 | 0.091868 | 0
1547 | 1 | 0.00019957 | 0.00013427 | 0 | 0.00020677 | 0.00011416 | 0.06 | 0.2204 | 0.3006 | 0 | 0 | 0.028393 | 0
1548 | 1 | 0.00019768 | 0.00012606 | 0 | 0.00018797 | 0.00011416 | 0.18 | 0.2264 | 0.3275 | 0 | 0 | 0.0013373 | 0.023979
1549 | 1 | 0.00018878 | 0.00012462 | 0 | 0.00019032 | 0.00011416 | 0.06 | 0.2259 | 0.3308 | 0 | 0 | 0.054964 | 0
1550 | 1 | 0.00018824 | 0.00012539 | 0 | 0.00021382 | 0.00011416 | 0.11 | 0.2104 | 0.313 | 0 | 0 | 0.23429 | 0
1551 | 1 | 0.0001829 | 0.00012945 | 0 | 0.00022322 | 0.00011416 | 0.13 | 0.1886 | 0.2959 | 0 | 0 | 0.29961 | 0
1552 | 1 | 0.00017609 | 0.00013928 | 0 | 0.00022322 | 0.00011416 | 0.06 | 0.1578 | 0.2761 | 0 | 0 | 0.18653 | 0.0021729
1553 | 1 | 0.00017084 | 0.00016609 | 0 | 0.00016448 | 0.00011416 | 0.17 | 0.1552 | 0.2747 | 0 | 0 | 0.054511 | 0.017383
1554 | 1 | 0.00017038 | 0.0002043 | 0 | 0.00011748 | 0.00011416 | 0 | 0.1826 | 0.3291 | 0 | 0 | 0.0015261 | 0
1555 | 1 | 0.00017169 | 0.00021429 | 0 | 8.8113e-05 | 0.00011416 | 0 | 0.225 | 0.4126 | 0 | 0 | 0.0090503 | 0
1556 | 1 | 0.00017658 | 0.00021996 | 0 | 5.8742e-05 | 0.00011416 | 0 | 0.2806 | 0.4631 | 0 | 0 | 0.097813 | 0
1557 | 1 | 0.00015759 | 0.00022129 | 0 | 3.7595e-05 | 0.00011416 | 0 | 0.2989 | 0.4565 | 0 | 0 | 0.13243 | 0
1558 | 1 | 0.00013 | 0.00022536 | 0 | 2.3497e-05 | 0.00011416 | 0 | 0.301 | 0.4528 | 0 | 0 | 0.08189 | 0
1559 | 1 | 0.00010334 | 0.00023368 | 0 | 9.3987e-06 | 0.00011416 | 0 | 0.3294 | 0.4804 | 0 | 0 | 0.026235 | 0
1560 | 1 | 8.2218e-05 | 0.00023632 | 0 | 5.8742e-06 | 0.00011416 | 0 | 0.3365 | 0.4618 | 0 | 0 | 0.0013373 | 0
1561 | 1 | 6.4774e-05 | 0.00023789 | 0 | 2.3497e-06 | 0.00011416 | 0 | 0.334 | 0.4855 | 0 | 0 | 0.045108 | 0
1562 | 1 | 4.8175e-05 | 0.00024134 | 0 | 1.1748e-06 | 0.00011416 | 0 | 0.3388 | 0.5069 | 0 | 0 | 0.19607 | 0
1563 | 1 | 3.8364e-05 | 0.00024595 | 0 | 1.4098e-05 | 0.00011416 | 0 | 0.3509 | 0.5346 | 0 | 0 | 0.24976 | 0
1564 | 1 | 3.34e-05 | 0.00024877 | 0 | 3.7595e-05 | 0.00011416 | 0 | 0.3373 | 0.5203 | 0 | 0 | 0.15647 | 0
1565 | 1 | 3.173e-05 | 0.00025492 | 0 | 9.3987e-05 | 0.00011416 | 0 | 0.3344 | 0.5086 | 0 | 0 | 0.045866 | 0
1566 | 1 | 3.4208e-05 | 0.00026106 | 0 | 0.0001821 | 0.00011416 | 0 | 0.3554 | 0.5548 | 0 | 0 | 0.0014192 | 0
1567 | 1 | 4.7769e-05 | 0.00026124 | 0 | 0.0001586 | 0.00011416 | 0 | 0.377 | 0.5803 | 0 | 0 | 0.0065588 | 0
1568 | 1 | 6.8246e-05 | 0.00024339 | 0 | 0.00014685 | 0.00011416 | 0.03 | 0.3824 | 0.5986 | 0 | 0 | 0.078843 | 0.0024849
1569 | 1 | 9.8244e-05 | 0.00022071 | 0 | 0.00016448 | 0.00011416 | 0.16 | 0.3809 | 0.5972 | 0 | 0 | 0.11077 | 0.019233
1570 | 1 | 0.00012394 | 0.00018836 | 0 | 0.00018797 | 0.00011416 | 0.13 | 0.467 | 0.6523 | 0 | 0 | 0.070468 | 0.14663
1571 | 1 | 0.00013301 | 0.00015104 | 0 | 0.00020677 | 0.00011416 | 0.53 | 0.5164 | 0.6721 | 0 | 0 | 0.023696 | 0.099784
1572 | 1 | 0.00012985 | 0.00011866 | 0 | 0.00018797 | 0.00011416 | 0.65 | 0.5175 | 0.6704 | 0 | 0 | 0.0013373 | 0.48328
1573 | 1 | 0.00012305 | 9.523e-05 | 0 | 0.00019032 | 0.00011416 | 0.74 | 0.5077 | 0.6751 | 0 | 0 | 0.036507 | 0.34498
1574 | 1 | 0.00011536 | 8.2168e-05 | 0 | 0.00021382 | 0.00011416 | 0.47 | 0.4927 | 0.6833 | 0 | 0 | 0.16225 | 0.74655
1575 | 1 | 0.00010873 | 7.9825e-05 | 0 | 0.00022322 | 0.00011416 | 0.64 | 0.465 | 0.6796 | 0 | 0 | 0.20577 | 0.58489
1576 | 1 | 0.00010398 | 9.0341e-05 | 0 | 0.00022322 | 0.00011416 | 0.18 | 0.4514 | 0.6853 | 0 | 0 | 0.12983 | 0.37048
1577 | 1 | 0.00010798 | 0.00011914 | 0 | 0.00016448 | 0.00011416 | 0.18 | 0.4668 | 0.6908 | 0 | 0 | 0.038187 | 0.13553
1578 | 1 | 0.00011953 | 0.0001491 | 0 | 0.00011748 | 0.00011416 | 0 | 0.4996 | 0.6836 | 0 | 0 | 0.0013174 | 0
1579 | 1 | 0.00013322 | 0.00015921 | 0 | 8.8113e-05 | 0.00011416 | 0 | 0.5114 | 0.6806 | 0 | 0 | 0.0045725 | 0
1580 | 1 | 0.00014542 | 0.00017295 | 0 | 5.8742e-05 | 0.00011416 | 0 | 0.4995 | 0.6699 | 0 | 0 | 0.062499 | 0
1581 | 1 | 0.00012897 | 0.00018675 | 0 | 3.7595e-05 | 0.00011416 | 0 | 0.4828 | 0.6542 | 0 | 0 | 0.091599 | 0
1582 | 1 | 0.00010814 | 0.00019885 | 0 | 2.3497e-05 | 0.00011416 | 0 | 0.4637 | 0.6392 | 0 | 0 | 0.060161 | 0
1583 | 1 | 9.076e-05 | 0.00020872 | 0 | 9.3987e-06 | 0.00011416 | 0 | 0.4425 | 0.6218 | 0 | 0 | 0.021325 | 0
1584 | 1 | 6.9387e-05 | 0.00021732 | 0 | 5.8742e-06 | 0.00011416 | 0 | 0.4203 | 0.5974 | 0 | 0 | 0.0013373 | 0
1585 | 1 | 5.0993e-05 | 0.00022512 | 0 | 2.3497e-06 | 0.00011416 | 0 | 0.401 | 0.5696 | 0 | 0 | 0.029075 | 0
1586 | 1 | 3.4893e-05 | 0.00023248 | 0 | 1.1748e-06 | 0.00011416 | 0 | 0.3849 | 0.5422 | 0 | 0 | 0.13256 | 0
1587 | 1 | 2.5461e-05 | 0.00023949 | 0 | 1.4098e-05 | 0.00011416 | 0 | 0.3703 | 0.5159 | 0 | 0 | 0.16727 | 0
1588 | 1 | 2.1167e-05 | 0.00024549 | 0 | 3.7595e-05 | 0.00011416 | 0 | 0.3604 | 0.4945 | 0 | 0 | 0.1064 | 0
1589 | 1 | 2.0025e-05 | 0.0002513 | 0 | 9.3987e-05 | 0.00011416 | 0 | 0.3468 | 0.4747 | 0 | 0 | 0.031417 | 0
1590 | 1 | 2.1096e-05 | 0.00025691 | 0 | 0.0001821 | 0.00011416 | 0 | 0.329 | 0.4519 | 0 | 0 | 0.0012206 | 0
1591 | 1 | 2.7562e-05 | 0.00025305 | 0 | 0.0001586 | 0.00011416 | 0 | 0.3008 | 0.424 | 0 | 0 | 0.0030341 | 0
1592 | 1 | 3.6334e-05 | 0.00022544 | 0 | 0.00014685 | 0.00011416 | 0.12 | 0.24 | 0.3706 | 0 | 0 | 0.048587 | 0.16573
1593 | 1 | 5.7527e-05 | 0.00018675 | 0 | 0.00016448 | 0.00011416 | 0.37 | 0.2001 | 0.3303 | 0 | 0 | 0.074782 | 0.35942
1594 | 1 | 7.2654e-05 | 0.0001367 | 0 | 0.00018797 | 0.00011416 | 0.56 | 0.2429 | 0.3578 | 0 | 0 | 0.050911 | 0.58782
1595 | 1 | 8.0262e-05 | 9.9011e-05 | 0 | 0.00020677 | 0.00011416 | 0.7 | 0.2762 | 0.3957 | 0 | 0 | 0.019119 | 0.71758
1596 | 1 | 8.2991e-05 | 7.2206e-05 | 0 | 0.00018797 | 0.00011416 | 0.76 | 0.2899 | 0.4173 | 0 | 0 | 0.0013373 | 0.86599
1597 | 1 | 8.3678e-05 | 5.8056e-05 | 0 | 0.00019032 | 0.00011416 | 0.75 | 0.2905 | 0.4244 | 0 | 0 | 0.02158 | 0.7097
1598 | 1 | 7.8495e-05 | 5.3795e-05 | 0 | 0.00021382 | 0.00011416 | 0.7 | 0.2861 | 0.4125 | 0 | 0 | 0.10201 | 0.71204
1599 | 1 | 7.2616e-05 | 5.861e-05 | 0 | 0.00022322 | 0.00011416 | 0.57 | 0.2611 | 0.3721 | 0 | 0 | 0.12781 | 0.56856
1600 | 1 | 7.0431e-05 | 7.5416e-05 | 0 | 0.00022322 | 0.00011416 | 0.34 | 0.2018 | 0.3017 | 0 | 0 | 0.082233 | 0.39476
1601 | 1 | 7.7201e-05 | 0.00011862 | 0 | 0.00016448 | 0.00011416 | 0.11 | 0.1785 | 0.2624 | 0 | 0 | 0.024412 | 0.077889
1602 | 1 | 9.7822e-05 | 0.0001634 | 0 | 0.00011748 | 0.00011416 | 0 | 0.2147 | 0.2916 | 0 | 0 | 0.0011108 | 0
1603 | 1 | 0.00011771 | 0.00018024 | 0 | 8.8113e-05 | 0.00011416 | 0 | 0.2265 | 0.2979 | 0 | 0 | 0.0016988 | 0
1604 | 1 | 0.00013469 | 0.00019184 | 0 | 5.8742e-05 | 0.00011416 | 0 | 0.2203 | 0.3029 | 0 | 0 | 0.034824 | 0
1605 | 1 | 0.00012227 | 0.00019719 | 0 | 3.7595e-05 | 0.00011416 | 0 | 0.2142 | 0.3214 | 0 | 0 | 0.057486 | 0
1606 | 1 | 0.00010379 | 0.00019251 | 0 | 2.3497e-05 | 0.00011416 | 0 | 0.2165 | 0.3552 | 0 | 0 | 0.041127 | 0
1607 | 1 | 8.6436e-05 | 0.00018404 | 0 | 9.3987e-06 | 0.00011416 | 0 | 0.215 | 0.3429 | 0 | 0 | 0.016678 | 0
1608 | 1 | 6.1883e-05 | 0.00018236 | 0 | 5.8742e-06 | 0.00011416 | 0 | 0.1855 | 0.2442 | 0 | 0 | 0.0013373 | 0
1609 | 1 | 4.2518e-05 | 0.00018867 | 0 | 2.3497e-06 | 0.00011416 | 0 | 0.1677 | 0.2176 | 0 | 0 | 0.015499 | 0
1610 | 1 | 3.1401e-05 | 0.00019404 | 0 | 1.1748e-06 | 0.00011416 | 0 | 0.1628 | 0.1976 | 0 | 0 | 0.076556 | 0
1611 | 1 | 2.8906e-05 | 0.00019961 | 0 | 1.4098e-05 | 0.00011416 | 0 | 0.1284 | 0.1435 | 0 | 0 | 0.095102 | 0
1612 | 1 | 2.8623e-05 | 0.00020673 | 0 | 3.7595e-05 | 0.00011416 | 0 | 0.0851 | 0.0868 | 0 | 0 | 0.062032 | 0
1613 | 1 | 3.1668e-05 | 0.00021476 | 0 | 9.3987e-05 | 0.00011416 | 0 | 0.0536 | 0.052 | 0 | 0 | 0.018534 | 0
1614 | 1 | 4.388e-05 | 0.0002194 | 0 | 0.0001821 | 0.00011416 | 0 | 0.0311 | 0.0271 | 0 | 0 | 0.0010078 | 0
1615 | 1 | 8.1347e-05 | 0.00021881 | 0 | 0.0001586 | 0.00011416 | 0 | 0.0145 | 0.008 | 0 | 0 | 0.00082711 | 0
1616 | 1 | 0.0001323 | 0.00020494 | 0 | 0.00014685 | 0.00011416 | 0.04 | 0.0046 | 0.0021 | 0 | 0 | 0.023942 | 0.051157
1617 | 1 | 0.00016768 | 0.0001807 | 0 | 0.00016448 | 0.00011416 | 0.06 | 0.0041 | 0.0121 | 0 | 0 | 0.043087 | 0.020681
1618 | 1 | 0.00018347 | 0.00014925 | 0 | 0.00018797 | 0.00011416 | 0.06 | 0.0143 | 0.0492 | 0 | 0 | 0.032684 | 0
1619 | 1 | 0.00018812 | 0.00012285 | 0 | 0.00020677 | 0.00011416 | 0.05 | 0.0324 | 0.0911 | 0 | 0 | 0.014455 | 0
1620 | 1 | 0.00018988 | 0.00010373 | 0 | 0.00018797 | 0.00011416 | 0.05 | 0.0552 | 0.1266 | 0 | 0 | 0.0013373 | 0
1621 | 1 | 0.0001851 | 8.94e-05 | 0 | 0.00019032 | 0.00011416 | 0.05 | 0.0797 | 0.1659 | 0 | 0 | 0.0099928 | 0
1622 | 1 | 0.00018477 | 8.2021e-05 | 0 | 0.00021382 | 0.00011416 | 0.27 | 0.1072 | 0.2167 | 0 | 0 | 0.052679 | 0
1623 | 1 | 0.0001795 | 8.1578e-05 | 0 | 0.00022322 | 0.00011416 | 0.4 | 0.1284 | 0.2513 | 0 | 0 | 0.064631 | 0.028035
1624 | 1 | 0.00017573 | 8.833e-05 | 0 | 0.00022322 | 0.00011416 | 0.13 | 0.1349 | 0.2718 | 0 | 0 | 0.043006 | 0.16444
1625 | 1 | 0.00017576 | 0.00011141 | 0 | 0.00016448 | 0.00011416 | 0.13 | 0.1565 | 0.3184 | 0 | 0 | 0.012969 | 0.087516
1626 | 1 | 0.00017772 | 0.00014382 | 0 | 0.00011748 | 0.00011416 | 0 | 0.2138 | 0.3873 | 0 | 0 | 0.00089592 | 0
1627 | 1 | 0.00017773 | 0.00015853 | 0 | 8.8113e-05 | 0.00011416 | 0 | 0.2582 | 0.4359 | 0 | 0 | 0.00026432 | 0
1628 | 1 | 0.00018884 | 0.00016707 | 0 | 5.8742e-05 | 0.00011416 | 0 | 0.2853 | 0.456 | 0 | 0 | 0.014435 | 0
1629 | 1 | 0.00016992 | 0.00017229 | 0 | 3.7595e-05 | 0.00011416 | 0 | 0.3009 | 0.4748 | 0 | 0 | 0.029594 | 0
1630 | 1 | 0.00014354 | 0.00017696 | 0 | 2.3497e-05 | 0.00011416 | 0 | 0.3038 | 0.4836 | 0 | 0 | 0.024398 | 0
1631 | 1 | 0.00011283 | 0.0001769 | 0 | 9.3987e-06 | 0.00011416 | 0 | 0.2981 | 0.5047 | 0 | 0 | 0.012122 | 0
1632 | 1 | 8.6652e-05 | 0.00017258 | 0 | 5.8742e-06 | 0.00011416 | 0 | 0.2843 | 0.504 | 0 | 0 | 0.0013373 | 0
1633 | 1 | 5.9088e-05 | 0.00016745 | 0 | 2.3497e-06 | 0.00011416 | 0 | 0.2672 | 0.4579 | 0 | 0 | 0.0069846 | 0
1634 | 1 | 4.4887e-05 | 0.00016622 | 0 | 1.1748e-06 | 0.00011416 | 0 | 0.2369 | 0.3651 | 0 | 0 | 0.039075 | 0
1635 | 1 | 3.8757e-05 | 0.00016696 | 0 | 1.4098e-05 | 0.00011416 | 0 | 0.2044 | 0.2824 | 0 | 0 | 0.047408 | 0
1636 | 1 | 3.6177e-05 | 0.00016945 | 0 | 3.7595e-05 | 0.00011416 | 0 | 0.175 | 0.2276 | 0 | 0 | 0.032113 | 0
1637 | 1 | 3.7782e-05 | 0.0001755 | 0 | 9.3987e-05 | 0.00011416 | 0 | 0.164 | 0.2183 | 0 | 0 | 0.0097645 | 0
1638 | 1 | 4.8639e-05 | 0.00018306 | 0 | 0.0001821 | 0.00011416 | 0 | 0.1585 | 0.2063 | 0 | 0 | 0.0008213 | 0
1639 | 1 | 8.5013e-05 | 0.00018076 | 0 | 0.0001586 | 0.00011416 | 0 | 0.1352 | 0.1776 | 0 | 0 | 7.933e-05 | 0
1640 | 1 | 0.00013567 | 0.00017002 | 0 | 0.00014685 | 0.00011416 | 0.12 | 0.119 | 0.166 | 0 | 0 | 0.0094656 | 0.11947
1641 | 1 | 0.00016673 | 0.00015231 | 0 | 0.00016448 | 0.00011416 | 0.29 | 0.1313 | 0.1785 | 0 | 0 | 0.021915 | 0.3461
1642 | 1 | 0.00017303 | 0.00012737 | 0 | 0.00018797 | 0.00011416 | 0.5 | 0.1481 | 0.2086 | 0 | 0 | 0.019427 | 0.61999
1643 | 1 | 0.00017013 | 0.00011012 | 0 | 0.00020677 | 0.00011416 | 0.67 | 0.1404 | 0.2052 | 0 | 0 | 0.010619 | 0.70243
1644 | 1 | 0.00016937 | 0.00010075 | 0 | 0.00018797 | 0.00011416 | 0.69 | 0.13 | 0.1802 | 0 | 0 | 0.0013373 | 0.55993
1645 | 1 | 0.00016275 | 9.724e-05 | 0 | 0.00019032 | 0.00011416 | 0.74 | 0.1287 | 0.1689 | 0 | 0 | 0.0042568 | 0.55487
1646 | 1 | 0.00016306 | 9.962e-05 | 0 | 0.00021382 | 0.00011416 | 0.59 | 0.1355 | 0.1635 | 0 | 0 | 0.026119 | 0.78711
1647 | 1 | 0.0001597 | 0.00010818 | 0 | 0.00022322 | 0.00011416 | 0.4 | 0.1414 | 0.1594 | 0 | 0 | 0.031154 | 0.64
1648 | 1 | 0.00015763 | 0.00012373 | 0 | 0.00022322 | 0.00011416 | 0.38 | 0.1444 | 0.1569 | 0 | 0 | 0.021683 | 0.43107
1649 | 1 | 0.00015998 | 0.00015345 | 0 | 0.00016448 | 0.00011416 | 0.17 | 0.1387 | 0.1459 | 0 | 0 | 0.0066753 | 0.18889
1650 | 1 | 0.0001635 | 0.00019579 | 0 | 0.00011748 | 0.00011416 | 0 | 0.1486 | 0.1435 | 0 | 0 | 0.00073737 | 0.0040003
1651 | 1 | 0.0001615 | 0.00021439 | 0 | 8.8113e-05 | 0.00011416 | 0 | 0.1463 | 0.1313 | 0 | 0 | 5.3757e-06 | 0
1652 | 1 | 0.00017816 | 0.00023195 | 0 | 5.8742e-05 | 0.00011416 | 0 | 0.1334 | 0.1182 | 0 | 0 | 0.0051952 | 0
1653 | 1 | 0.00016044 | 0.00024656 | 0 | 3.7595e-05 | 0.00011416 | 0 | 0.1192 | 0.1023 | 0 | 0 | 0.014612 | 0
1654 | 1 | 0.00013495 | 0.00025656 | 0 | 2.3497e-05 | 0.00011416 | 0 | 0.1103 | 0.09 | 0 | 0 | 0.014416 | 0
1655 | 1 | 0.000105 | 0.00026243 | 0 | 9.3987e-06 | 0.00011416 | 0 | 0.1015 | 0.0831 | 0 | 0 | 0.0089859 | 0
1656 | 1 | 7.8086e-05 | 0.00026143 | 0 | 5.8742e-06 | 0.00011416 | 0 | 0.0875 | 0.0688 | 0 | 0 | 0.0013373 | 0
1657 | 1 | 5.4483e-05 | 0.00025744 | 0 | 2.3497e-06 | 0.00011416 | 0 | 0.069 | 0.05 | 0 | 0 | 0.0035376 | 0
1658 | 1 | 4.1728e-05 | 0.00025259 | 0 | 1.1748e-06 | 0.00011416 | 0 | 0.0529 | 0.0385 | 0 | 0 | 0.022542 | 0
1659 | 1 | 3.6425e-05 | 0.00025353 | 0 | 1.4098e-05 | 0.00011416 | 0 | 0.0444 | 0.0318 | 0 | 0 | 0.026705 | 0
1660 | 1 | 3.4493e-05 | 0.00025693 | 0 | 3.7595e-05 | 0.00011416 | 0 | 0.0403 | 0.0283 | 0 | 0 | 0.01879 | 0
1661 | 1 | 3.6213e-05 | 0.00026041 | 0 | 9.3987e-05 | 0.00011416 | 0 | 0.0357 | 0.022 | 0 | 0 | 0.0058131 | 0
1662 | 1 | 4.7264e-05 | 0.00026368 | 0 | 0.0001821 | 0.00011416 | 0 | 0.0297 | 0.0135 | 0 | 0 | 0.00071072 | 0
1663 | 1 | 8.1669e-05 | 0.00026161 | 0 | 0.0001586 | 0.00011416 | 0 | 0.0249 | 0.0137 | 0 | 0 | 7.3737e-07 | 0
1664 | 1 | 0.0001291 | 0.00025163 | 0 | 0.00014685 | 0.00011416 | 0.06 | 0.0211 | 0.0253 | 0 | 0 | 0.0041279 | 0.037206
1665 | 1 | 0.0001652 | 0.00023627 | 0 | 0.00016448 | 0.00011416 | 0.13 | 0.0227 | 0.0384 | 0 | 0 | 0.012599 | 0.094224
1666 | 1 | 0.0001786 | 0.00020594 | 0 | 0.00018797 | 0.00011416 | 0.17 | 0.0216 | 0.0434 | 0 | 0 | 0.01296 | 0.20245
1667 | 1 | 0.00017966 | 0.00016624 | 0 | 0.00020677 | 0.00011416 | 0.2 | 0.0223 | 0.0417 | 0 | 0 | 0.0084813 | 0.14037
1668 | 1 | 0.00017653 | 0.00013897 | 0 | 0.00018797 | 0.00011416 | 0.35 | 0.0208 | 0.0377 | 0 | 0 | 0.0013373 | 0.88271
1669 | 1 | 0.0001671 | 0.00012288 | 0 | 0.00019032 | 0.00011416 | 0.76 | 0.0203 | 0.0352 | 0 | 0 | 0.0035376 | 0.80536
1670 | 1 | 0.00016414 | 0.00011545 | 0 | 0.00021382 | 0.00011416 | 0.71 | 0.0199 | 0.0345 | 0 | 0 | 0.022542 | 0.76477
1671 | 1 | 0.00015995 | 0.00011493 | 0 | 0.00022322 | 0.00011416 | 0.59 | 0.0172 | 0.0319 | 0 | 0 | 0.026705 | 0.65502
1672 | 1 | 0.00015747 | 0.00012194 | 0 | 0.00022322 | 0.00011416 | 0.42 | 0.014 | 0.0277 | 0 | 0 | 0.01879 | 0.42724
1673 | 1 | 0.00015963 | 0.00014557 | 0 | 0.00016448 | 0.00011416 | 0.23 | 0.015 | 0.0253 | 0 | 0 | 0.0058131 | 0.19335
1674 | 1 | 0.00016789 | 0.00017933 | 0 | 0.00011748 | 0.00011416 | 0.01 | 0.0214 | 0.0343 | 0 | 0 | 0.00071072 | 0.014385
1675 | 1 | 0.00016523 | 0.00020169 | 0 | 8.8113e-05 | 0.00011416 | 0 | 0.0316 | 0.0518 | 0 | 0 | 7.3737e-07 | 0
1676 | 1 | 0.00018103 | 0.00021915 | 0 | 5.8742e-05 | 0.00011416 | 0 | 0.0471 | 0.0728 | 0 | 0 | 0.0041279 | 0
1677 | 1 | 0.00016147 | 0.0002333 | 0 | 3.7595e-05 | 0.00011416 | 0 | 0.0649 | 0.0927 | 0 | 0 | 0.012599 | 0
1678 | 1 | 0.00013643 | 0.00024507 | 0 | 2.3497e-05 | 0.00011416 | 0 | 0.085 | 0.1176 | 0 | 0 | 0.01296 | 0
1679 | 1 | 0.00010682 | 0.00025612 | 0 | 9.3987e-06 | 0.00011416 | 0 | 0.1083 | 0.1538 | 0 | 0 | 0.0084813 | 0
1680 | 1 | 8.0603e-05 | 0.00026853 | 0 | 5.8742e-06 | 0.00011416 | 0 | 0.1238 | 0.1707 | 0 | 0 | 0.0013373 | 0
1681 | 1 | 5.5318e-05 | 0.00027899 | 0 | 2.3497e-06 | 0.00011416 | 0 | 0.1196 | 0.1562 | 0 | 0 | 0.0055087 | 0
1682 | 1 | 3.9578e-05 | 0.00028919 | 0 | 1.1748e-06 | 0.00011416 | 0 | 0.1014 | 0.1416 | 0 | 0 | 0.032163 | 0
1683 | 1 | 3.2702e-05 | 0.00029833 | 0 | 1.4098e-05 | 0.00011416 | 0 | 0.0874 | 0.1362 | 0 | 0 | 0.038714 | 0
1684 | 1 | 3.0268e-05 | 0.0003051 | 0 | 3.7595e-05 | 0.00011416 | 0 | 0.0709 | 0.1179 | 0 | 0 | 0.026558 | 0
1685 | 1 | 3.2427e-05 | 0.00030997 | 0 | 9.3987e-05 | 0.00011416 | 0 | 0.0606 | 0.1132 | 0 | 0 | 0.0081223 | 0
1686 | 1 | 4.4315e-05 | 0.00031325 | 0 | 0.0001821 | 0.00011416 | 0 | 0.0673 | 0.1359 | 0 | 0 | 0.00077858 | 0
1687 | 1 | 8.0621e-05 | 0.00029969 | 0 | 0.0001586 | 0.00011416 | 0 | 0.0848 | 0.1702 | 0 | 0 | 2.7661e-05 | 0
1688 | 1 | 0.00013017 | 0.00025986 | 0 | 0.00014685 | 0.00011416 | 0.16 | 0.0765 | 0.174 | 0 | 0 | 0.0071183 | 0.16593
1689 | 1 | 0.00016207 | 0.00022444 | 0 | 0.00016448 | 0.00011416 | 0.41 | 0.0608 | 0.1467 | 0 | 0 | 0.018018 | 0.40285
1690 | 1 | 0.00017218 | 0.00017402 | 0 | 0.00018797 | 0.00011416 | 0.59 | 0.0672 | 0.1326 | 0 | 0 | 0.016797 | 0.62008
1691 | 1 | 0.00017147 | 0.00013078 | 0 | 0.00020677 | 0.00011416 | 0.72 | 0.0825 | 0.1304 | 0 | 0 | 0.0097796 | 0.7127
1692 | 1 | 0.00016984 | 0.00010604 | 0 | 0.00018797 | 0.00011416 | 0.78 | 0.0869 | 0.1304 | 0 | 0 | 0.0013373 | 0.91727
1693 | 1 | 0.00016285 | 9.1651e-05 | 0 | 0.00019032 | 0.00011416 | 0.78 | 0.0919 | 0.1449 | 0 | 0 | 0.0093331 | 0.76651
1694 | 1 | 0.00016233 | 8.4917e-05 | 0 | 0.00021382 | 0.00011416 | 0.72 | 0.1126 | 0.1869 | 0 | 0 | 0.04974 | 0.75432
1695 | 1 | 0.00015986 | 8.56e-05 | 0 | 0.00022322 | 0.00011416 | 0.6 | 0.1511 | 0.2586 | 0 | 0 | 0.0609 | 0.60374
1696 | 1 | 0.00015806 | 9.5894e-05 | 0 | 0.00022322 | 0.00011416 | 0.43 | 0.1785 | 0.3039 | 0 | 0 | 0.040656 | 0.41553
1697 | 1 | 0.00015937 | 0.00012993 | 0 | 0.00016448 | 0.00011416 | 0.23 | 0.2109 | 0.3329 | 0 | 0 | 0.012279 | 0.18902
1698 | 1 | 0.00016402 | 0.00017755 | 0 | 0.00011748 | 0.00011416 | 0.01 | 0.2786 | 0.3925 | 0 | 0 | 0.00088065 | 0.016335
1699 | 1 | 0.00016736 | 0.00019155 | 0 | 8.8113e-05 | 0.00011416 | 0 | 0.3287 | 0.445 | 0 | 0 | 0.0002153 | 0
1700 | 1 | 0.00018504 | 0.00020206 | 0 | 5.8742e-05 | 0.00011416 | 0 | 0.3512 | 0.4817 | 0 | 0 | 0.013328 | 0
1701 | 1 | 0.00016709 | 0.00021468 | 0 | 3.7595e-05 | 0.00011416 | 0 | 0.3517 | 0.4912 | 0 | 0 | 0.027934 | 0
1702 | 1 | 0.00013872 | 0.0002285 | 0 | 2.3497e-05 | 0.00011416 | 0 | 0.3409 | 0.4803 | 0 | 0 | 0.023343 | 0
1703 | 1 | 0.00010574 | 0.00024322 | 0 | 9.3987e-06 | 0.00011416 | 0 | 0.3121 | 0.4435 | 0 | 0 | 0.01181 | 0
1704 | 1 | 7.8682e-05 | 0.00025628 | 0 | 5.8742e-06 | 0.00011416 | 0 | 0.2776 | 0.3954 | 0 | 0 | 0.0013373 | 0
1705 | 1 | 6.057e-05 | 0.0002641 | 0 | 2.3497e-06 | 0.00011416 | 0 | 0.2409 | 0.3452 | 0 | 0 | 0.016421 | 0
1706 | 1 | 4.4911e-05 | 0.00026737 | 0 | 1.1748e-06 | 0.00011416 | 0 | 0.1995 | 0.2853 | 0 | 0 | 0.080465 | 0
1707 | 1 | 3.7973e-05 | 0.00027071 | 0 | 1.4098e-05 | 0.00011416 | 0 | 0.1635 | 0.232 | 0 | 0 | 0.10011 | 0
1708 | 1 | 3.5692e-05 | 0.00027512 | 0 | 3.7595e-05 | 0.00011416 | 0 | 0.1415 | 0.2014 | 0 | 0 | 0.065138 | 0
1709 | 1 | 3.7803e-05 | 0.00027997 | 0 | 9.3987e-05 | 0.00011416 | 0 | 0.1206 | 0.1622 | 0 | 0 | 0.019439 | 0
1710 | 1 | 4.9427e-05 | 0.00028499 | 0 | 0.0001821 | 0.00011416 | 0 | 0.1111 | 0.146 | 0 | 0 | 0.0010245 | 0
1711 | 1 | 8.3213e-05 | 0.00028191 | 0 | 0.0001586 | 0.00011416 | 0 | 0.1304 | 0.1674 | 0 | 0 | 0.00094438 | 0
1712 | 1 | 0.0001302 | 0.00026287 | 0 | 0.00014685 | 0.00011416 | 0.17 | 0.1526 | 0.1909 | 0 | 0 | 0.02557 | 0.17805
1713 | 1 | 0.00016212 | 0.00023009 | 0 | 0.00016448 | 0.00011416 | 0.41 | 0.1623 | 0.2155 | 0 | 0 | 0.045297 | 0.41448
1714 | 1 | 0.00017323 | 0.00019306 | 0 | 0.00018797 | 0.00011416 | 0.6 | 0.1556 | 0.219 | 0 | 0 | 0.034002 | 0.64779
1715 | 1 | 0.00017278 | 0.000164 | 0 | 0.00020677 | 0.00011416 | 0.74 | 0.1483 | 0.2084 | 0 | 0 | 0.014811 | 0.72907
1716 | 1 | 0.00017198 | 0.00014563 | 0 | 0.00018797 | 0.00011416 | 0.79 | 0.1547 | 0.214 | 0 | 0 | 0.0013373 | 0.70639
1717 | 1 | 0.00016756 | 0.000136 | 0 | 0.00019032 | 0.00011416 | 0.5 | 0.1721 | 0.2326 | 0 | 0 | 0.027722 | 0.42452
1718 | 1 | 0.00016795 | 0.00013273 | 0 | 0.00021382 | 0.00011416 | 0.47 | 0.2019 | 0.2666 | 0 | 0 | 0.1271 | 0.23726
1719 | 1 | 0.00016373 | 0.00013563 | 0 | 0.00022322 | 0.00011416 | 0.34 | 0.2377 | 0.3151 | 0 | 0 | 0.1602 | 0.082647
1720 | 1 | 0.00015793 | 0.00014574 | 0 | 0.00022322 | 0.00011416 | 0.43 | 0.2585 | 0.3475 | 0 | 0 | 0.10208 | 0.3095
1721 | 1 | 0.00015598 | 0.0001703 | 0 | 0.00016448 | 0.00011416 | 0.22 | 0.2567 | 0.3501 | 0 | 0 | 0.030167 | 0.086145
1722 | 1 | 0.00016173 | 0.00021219 | 0 | 0.00011748 | 0.00011416 | 0.01 | 0.2863 | 0.3765 | 0 | 0 | 0.0012018 | 0
1723 | 1 | 0.00015997 | 0.00022719 | 0 | 8.8113e-05 | 0.00011416 | 0 | 0.3099 | 0.4125 | 0 | 0 | 0.0027751 | 0
1724 | 1 | 0.00017309 | 0.00023979 | 0 | 5.8742e-05 | 0.00011416 | 0 | 0.3111 | 0.4087 | 0 | 0 | 0.046078 | 0
1725 | 1 | 0.00015544 | 0.00025208 | 0 | 3.7595e-05 | 0.00011416 | 0 | 0.3089 | 0.3942 | 0 | 0 | 0.071687 | 0
1726 | 1 | 0.00012652 | 0.00026211 | 0 | 2.3497e-05 | 0.00011416 | 0 | 0.3049 | 0.3927 | 0 | 0 | 0.049183 | 0
1727 | 1 | 0.00010164 | 0.00026813 | 0 | 9.3987e-06 | 0.00011416 | 0 | 0.2975 | 0.4064 | 0 | 0 | 0.018696 | 0
1728 | 1 | 7.994e-05 | 0.00027361 | 0 | 5.8742e-06 | 0.00011416 | 0 | 0.2822 | 0.392 | 0 | 0 | 0.0013373 | 0
1729 | 1 | 5.7178e-05 | 0.00027838 | 0 | 2.3497e-06 | 0.00011416 | 0 | 0.2764 | 0.3823 | 0 | 0 | 0.04329 | 0
1730 | 1 | 4.0967e-05 | 0.00028274 | 0 | 1.1748e-06 | 0.00011416 | 0 | 0.2677 | 0.3706 | 0 | 0 | 0.18897 | 0
1731 | 1 | 3.2912e-05 | 0.00028728 | 0 | 1.4098e-05 | 0.00011416 | 0 | 0.2479 | 0.3475 | 0 | 0 | 0.2405 | 0
1732 | 1 | 2.8799e-05 | 0.00028954 | 0 | 3.7595e-05 | 0.00011416 | 0 | 0.2275 | 0.3149 | 0 | 0 | 0.15088 | 0
1733 | 1 | 2.8288e-05 | 0.0002896 | 0 | 9.3987e-05 | 0.00011416 | 0 | 0.2036 | 0.2868 | 0 | 0 | 0.044255 | 0
1734 | 1 | 3.1444e-05 | 0.00028953 | 0 | 0.0001821 | 0.00011416 | 0 | 0.1836 | 0.292 | 0 | 0 | 0.0013984 | 0
1735 | 1 | 4.4398e-05 | 0.00027829 | 0 | 0.0001586 | 0.00011416 | 0 | 0.1888 | 0.3117 | 0 | 0 | 0.006123 | 0
1736 | 1 | 6.5043e-05 | 0.0002542 | 0 | 0.00014685 | 0.00011416 | 0.08 | 0.2075 | 0.3584 | 0 | 0 | 0.07537 | 0.11094
1737 | 1 | 9.6391e-05 | 0.00022523 | 0 | 0.00016448 | 0.00011416 | 0.37 | 0.2317 | 0.3921 | 0 | 0 | 0.10674 | 0.013427
1738 | 1 | 0.00012269 | 0.0002019 | 0 | 0.00018797 | 0.00011416 | 0.52 | 0.2286 | 0.3678 | 0 | 0 | 0.068319 | 0.0018831
1739 | 1 | 0.00013414 | 0.00018719 | 0 | 0.00020677 | 0.00011416 | 0.47 | 0.2052 | 0.3142 | 0 | 0 | 0.023208 | 0
1740 | 1 | 0.000137 | 0.00018052 | 0 | 0.00018797 | 0.00011416 | 0.39 | 0.1899 | 0.2749 | 0 | 0 | 0.0013373 | 0
1741 | 1 | 0.00013468 | 0.00018175 | 0 | 0.00019032 | 0.00011416 | 0.31 | 0.181 | 0.2558 | 0 | 0 | 0.061516 | 0
1742 | 1 | 0.00012934 | 0.00018507 | 0 | 0.00021382 | 0.00011416 | 0.13 | 0.1863 | 0.2569 | 0 | 0 | 0.25945 | 0
1743 | 1 | 0.00012466 | 0.00018939 | 0 | 0.00022322 | 0.00011416 | 0.11 | 0.2054 | 0.2916 | 0 | 0 | 0.33249 | 0
1744 | 1 | 0.00012078 | 0.00019404 | 0 | 0.00022322 | 0.00011416 | 0.07 | 0.2166 | 0.3302 | 0 | 0 | 0.20629 | 0.011678
1745 | 1 | 0.00012496 | 0.00020038 | 0 | 0.00016448 | 0.00011416 | 0.01 | 0.2201 | 0.3649 | 0 | 0 | 0.060186 | 0
1746 | 1 | 0.00013491 | 0.00021024 | 0 | 0.00011748 | 0.00011416 | 0 | 0.2572 | 0.4171 | 0 | 0 | 0.0015928 | 0
1747 | 1 | 0.00014051 | 0.00021649 | 0 | 8.8113e-05 | 0.00011416 | 0 | 0.2889 | 0.4546 | 0 | 0 | 0.010812 | 0
1748 | 1 | 0.00014256 | 0.00022134 | 0 | 5.8742e-05 | 0.00011416 | 0 | 0.2979 | 0.4529 | 0 | 0 | 0.11054 | 0
1749 | 1 | 0.00012697 | 0.00022708 | 0 | 3.7595e-05 | 0.00011416 | 0 | 0.2682 | 0.4005 | 0 | 0 | 0.1467 | 0
1750 | 1 | 0.00010553 | 0.00023269 | 0 | 2.3497e-05 | 0.00011416 | 0 | 0.2588 | 0.3969 | 0 | 0 | 0.089302 | 0
1751 | 1 | 8.7542e-05 | 0.00023717 | 0 | 9.3987e-06 | 0.00011416 | 0 | 0.2559 | 0.3902 | 0 | 0 | 0.027843 | 0
1752 | 1 | 6.658e-05 | 0.00024215 | 0 | 5.8742e-06 | 0.00011416 | 0 | 0.2484 | 0.3747 | 0 | 0 | 0.0013373 | 0
1753 | 1 | 4.0711e-05 | 0.00024547 | 0 | 2.3497e-06 | 0.00011416 | 0 | 0.2296 | 0.3488 | 0 | 0 | 0.084249 | 0
1754 | 1 | 2.5943e-05 | 0.00024647 | 0 | 1.1748e-06 | 0.00011416 | 0 | 0.2143 | 0.335 | 0 | 0 | 0.34559 | 0
1755 | 1 | 1.8253e-05 | 0.00024687 | 0 | 1.4098e-05 | 0.00011416 | 0 | 0.213 | 0.3377 | 0 | 0 | 0.44538 | 0
1756 | 1 | 1.4436e-05 | 0.00024802 | 0 | 3.7595e-05 | 0.00011416 | 0 | 0.206 | 0.3396 | 0 | 0 | 0.27383 | 0
1757 | 1 | 1.3365e-05 | 0.0002489 | 0 | 9.3987e-05 | 0.00011416 | 0 | 0.1963 | 0.3322 | 0 | 0 | 0.079544 | 0
1758 | 1 | 1.5351e-05 | 0.0002484 | 0 | 0.0001821 | 0.00011416 | 0 | 0.1969 | 0.3369 | 0 | 0 | 0.0018044 | 0
1759 | 1 | 2.2124e-05 | 0.00024379 | 0 | 0.0001586 | 0.00011416 | 0 | 0.1992 | 0.3435 | 0 | 0 | 0.017434 | 0
1760 | 1 | 3.1816e-05 | 0.00023173 | 0 | 0.00014685 | 0.00011416 | 0.03 | 0.2093 | 0.3391 | 0 | 0 | 0.15523 | 0.0078669
1761 | 1 | 5.5107e-05 | 0.00021321 | 0 | 0.00016448 | 0.00011416 | 0.11 | 0.2159 | 0.3259 | 0 | 0 | 0.19557 | 0.011343
1762 | 1 | 7.7928e-05 | 0.00018736 | 0 | 0.00018797 | 0.00011416 | 0.05 | 0.2589 | 0.3428 | 0 | 0 | 0.11419 | 0
1763 | 1 | 9.2511e-05 | 0.00016709 | 0 | 0.00020677 | 0.00011416 | 0.03 | 0.2804 | 0.3588 | 0 | 0 | 0.033057 | 0
1764 | 1 | 0.0001017 | 0.00015498 | 0 | 0.00018797 | 0.00011416 | 0.26 | 0.266 | 0.3483 | 0 | 0 | 0.0013373 | 0
1765 | 1 | 0.00010651 | 0.00014834 | 0 | 0.00019032 | 0.00011416 | 0.04 | 0.2553 | 0.3367 | 0 | 0 | 0.11199 | 0
1766 | 1 | 0.00010263 | 0.00014666 | 0 | 0.00021382 | 0.00011416 | 0.08 | 0.2639 | 0.3419 | 0 | 0 | 0.44895 | 0
1767 | 1 | 9.6294e-05 | 0.00014956 | 0 | 0.00022322 | 0.00011416 | 0.11 | 0.2834 | 0.3597 | 0 | 0 | 0.58129 | 0.0037663
1768 | 1 | 9.3045e-05 | 0.00015733 | 0 | 0.00022322 | 0.00011416 | 0.32 | 0.2763 | 0.3532 | 0 | 0 | 0.3547 | 0
1769 | 1 | 9.6537e-05 | 0.0001707 | 0 | 0.00016448 | 0.00011416 | 0.05 | 0.2532 | 0.3334 | 0 | 0 | 0.10266 | 0.0060394
1770 | 1 | 0.00011382 | 0.00019278 | 0 | 0.00011748 | 0.00011416 | 0.01 | 0.2867 | 0.3596 | 0 | 0 | 0.0020339 | 0
1771 | 1 | 0.0001265 | 0.00020221 | 0 | 8.8113e-05 | 0.00011416 | 0 | 0.3079 | 0.4004 | 0 | 0 | 0.026323 | 0
1772 | 1 | 0.00013587 | 0.00021075 | 0 | 5.8742e-05 | 0.00011416 | 0 | 0.3028 | 0.3971 | 0 | 0 | 0.21058 | 0
1773 | 1 | 0.0001218 | 0.00022105 | 0 | 3.7595e-05 | 0.00011416 | 0 | 0.2795 | 0.3782 | 0 | 0 | 0.25424 | 0
1774 | 1 | 0.00010116 | 0.0002306 | 0 | 2.3497e-05 | 0.00011416 | 0 | 0.2758 | 0.362 | 0 | 0 | 0.14333 | 0
1775 | 1 | 8.0306e-05 | 0.00023837 | 0 | 9.3987e-06 | 0.00011416 | 0 | 0.2742 | 0.3694 | 0 | 0 | 0.038885 | 0
1776 | 1 | 5.4022e-05 | 0.00024507 | 0 | 5.8742e-06 | 0.00011416 | 0 | 0.2514 | 0.3261 | 0 | 0 | 0.0013373 | 0
1777 | 1 | 3.4108e-05 | 0.00024892 | 0 | 2.3497e-06 | 0.00011416 | 0 | 0.2347 | 0.3098 | 0 | 0 | 0.13735 | 0
1778 | 1 | 2.2708e-05 | 0.00025058 | 0 | 1.1748e-06 | 0.00011416 | 0 | 0.2195 | 0.2961 | 0 | 0 | 0.54226 | 0
1779 | 1 | 1.9957e-05 | 0.00025235 | 0 | 1.4098e-05 | 0.00011416 | 0 | 0.2015 | 0.2692 | 0 | 0 | 0.70429 | 0
1780 | 1 | 1.9585e-05 | 0.00025392 | 0 | 3.7595e-05 | 0.00011416 | 0 | 0.1822 | 0.2278 | 0 | 0 | 0.42759 | 0
1781 | 1 | 2.3773e-05 | 0.00025654 | 0 | 9.3987e-05 | 0.00011416 | 0 | 0.1604 | 0.193 | 0 | 0 | 0.12346 | 0
1782 | 1 | 3.7882e-05 | 0.00026001 | 0 | 0.0001821 | 0.00011416 | 0 | 0.1405 | 0.1585 | 0 | 0 | 0.0022254 | 0
1783 | 1 | 7.4281e-05 | 0.00025783 | 0 | 0.0001586 | 0.00011416 | 0 | 0.1265 | 0.1263 | 0 | 0 | 0.035018 | 0.0024291
1784 | 1 | 0.00012465 | 0.00024387 | 0 | 0.00014685 | 0.00011416 | 0.18 | 0.1268 | 0.1214 | 0 | 0 | 0.26174 | 0.14213
1785 | 1 | 0.00015912 | 0.00021638 | 0 | 0.00016448 | 0.00011416 | 0.38 | 0.1397 | 0.121 | 0 | 0 | 0.30723 | 0.36191
1786 | 1 | 0.00016785 | 0.00018234 | 0 | 0.00018797 | 0.00011416 | 0.6 | 0.1438 | 0.125 | 0 | 0 | 0.16913 | 0.60034
1787 | 1 | 0.00016771 | 0.00014934 | 0 | 0.00020677 | 0.00011416 | 0.7 | 0.1523 | 0.1308 | 0 | 0 | 0.043863 | 0.57235
1788 | 1 | 0.00016843 | 0.00012467 | 0 | 0.00018797 | 0.00011416 | 0.59 | 0.16 | 0.1419 | 0 | 0 | 0.0013373 | 0.84609
1789 | 1 | 0.00016298 | 0.00010912 | 0 | 0.00019032 | 0.00011416 | 0.76 | 0.1529 | 0.1419 | 0 | 0 | 0.16191 | 0.93238
1790 | 1 | 0.00016474 | 9.9565e-05 | 0 | 0.00021382 | 0.00011416 | 0.57 | 0.1428 | 0.1225 | 0 | 0 | 0.63184 | 0.75696
1791 | 1 | 0.0001626 | 9.5562e-05 | 0 | 0.00022322 | 0.00011416 | 0.35 | 0.1321 | 0.0985 | 0 | 0 | 0.8226 | 0.1549
1792 | 1 | 0.00016092 | 9.9602e-05 | 0 | 0.00022322 | 0.00011416 | 0.33 | 0.1165 | 0.0794 | 0 | 0 | 0.4975 | 0.42865
1793 | 1 | 0.00016294 | 0.00012495 | 0 | 0.00016448 | 0.00011416 | 0.2 | 0.1144 | 0.0868 | 0 | 0 | 0.14337 | 0.16372
1794 | 1 | 0.00016741 | 0.00015733 | 0 | 0.00011748 | 0.00011416 | 0.02 | 0.1395 | 0.1177 | 0 | 0 | 0.0023987 | 0.014408
1795 | 1 | 0.00016284 | 0.00016651 | 0 | 8.8113e-05 | 0.00011416 | 0 | 0.1607 | 0.1494 | 0 | 0 | 0.043843 | 0
1796 | 1 | 0.00018121 | 0.00017188 | 0 | 5.8742e-05 | 0.00011416 | 0 | 0.1641 | 0.168 | 0 | 0 | 0.31169 | 0
1797 | 1 | 0.00016371 | 0.00017817 | 0 | 3.7595e-05 | 0.00011416 | 0 | 0.1518 | 0.166 | 0 | 0 | 0.35811 | 0
1798 | 1 | 0.00013867 | 0.00018616 | 0 | 2.3497e-05 | 0.00011416 | 0 | 0.1356 | 0.1538 | 0 | 0 | 0.19357 | 0
1799 | 1 | 0.0001073 | 0.00019786 | 0 | 9.3987e-06 | 0.00011416 | 0 | 0.1243 | 0.1407 | 0 | 0 | 0.048455 | 0
1800 | 1 | 7.9587e-05 | 0.00020614 | 0 | 5.8742e-06 | 0.00011416 | 0 | 0.1138 | 0.1238 | 0 | 0 | 0.0013373 | 0
1801 | 1 | 6.0237e-05 | 0.00020976 | 0 | 2.3497e-06 | 0.00011416 | 0 | 0.097 | 0.1011 | 0 | 0 | 0.18448 | 0
1802 | 1 | 4.5402e-05 | 0.00020948 | 0 | 1.1748e-06 | 0.00011416 | 0 | 0.0701 | 0.0711 | 0 | 0 | 0.71362 | 0
1803 | 1 | 4.0354e-05 | 0.00020649 | 0 | 1.4098e-05 | 0.00011416 | 0 | 0.0425 | 0.0373 | 0 | 0 | 0.93076 | 0
1804 | 1 | 4.0265e-05 | 0.00020051 | 0 | 3.7595e-05 | 0.00011416 | 0 | 0.0232 | 0.0159 | 0 | 0 | 0.56127 | 0
1805 | 1 | 4.2754e-05 | 0.00020192 | 0 | 9.3987e-05 | 0.00011416 | 0 | 0.0141 | 0.0083 | 0 | 0 | 0.16152 | 0
1806 | 1 | 5.4701e-05 | 0.00021201 | 0 | 0.0001821 | 0.00011416 | 0 | 0.014 | 0.008 | 0 | 0 | 0.0025498 | 0
1807 | 1 | 8.8832e-05 | 0.00021424 | 0 | 0.0001586 | 0.00011416 | 0 | 0.0223 | 0.0126 | 0 | 0 | 0.052239 | 0.0065297
1808 | 1 | 0.00013829 | 0.0001819 | 0 | 0.00014685 | 0.00011416 | 0.21 | 0.0305 | 0.0201 | 0 | 0 | 0.35786 | 0.18017
1809 | 1 | 0.00016873 | 0.00015222 | 0 | 0.00016448 | 0.00011416 | 0.44 | 0.0288 | 0.0306 | 0 | 0 | 0.40457 | 0.40862
1810 | 1 | 0.00017947 | 0.00010956 | 0 | 0.00018797 | 0.00011416 | 0.42 | 0.039 | 0.0508 | 0 | 0 | 0.21566 | 0.25604
1811 | 1 | 0.00017872 | 7.3996e-05 | 0 | 0.00020677 | 0.00011416 | 0.64 | 0.0483 | 0.073 | 0 | 0 | 0.052517 | 0.68434
1812 | 1 | 0.0001767 | 5.0308e-05 | 0 | 0.00018797 | 0.00011416 | 0.78 | 0.0491 | 0.0813 | 0 | 0 | 0.0013373 | 0.89611
1813 | 1 | 0.00017105 | 3.4258e-05 | 0 | 0.00019032 | 0.00011416 | 0.82 | 0.0471 | 0.076 | 0 | 0 | 0.19407 | 0.89047
1814 | 1 | 0.00017115 | 2.4462e-05 | 0 | 0.00021382 | 0.00011416 | 0.74 | 0.045 | 0.0655 | 0 | 0 | 0.74821 | 0.82966
1815 | 1 | 0.0001694 | 2.1861e-05 | 0 | 0.00022322 | 0.00011416 | 0.61 | 0.0442 | 0.056 | 0 | 0 | 0.97655 | 0.64323
1816 | 1 | 0.0001677 | 3.0255e-05 | 0 | 0.00022322 | 0.00011416 | 0.44 | 0.0458 | 0.0536 | 0 | 0 | 0.58822 | 0.48701
1817 | 1 | 0.00016818 | 6.6303e-05 | 0 | 0.00016448 | 0.00011416 | 0.24 | 0.0653 | 0.0774 | 0 | 0 | 0.16918 | 0.21653
1818 | 1 | 0.00017094 | 0.00011598 | 0 | 0.00011748 | 0.00011416 | 0.02 | 0.1073 | 0.1292 | 0 | 0 | 0.002612 | 0.01804
1819 | 1 | 0.0001636 | 0.00013855 | 0 | 8.8113e-05 | 0.00011416 | 0 | 0.1458 | 0.1759 | 0 | 0 | 0.055877 | 0
1820 | 1 | 0.00018491 | 0.00015292 | 0 | 5.8742e-05 | 0.00011416 | 0 | 0.1582 | 0.186 | 0 | 0 | 0.37753 | 0
1821 | 1 | 0.00016979 | 0.0001657 | 0 | 3.7595e-05 | 0.00011416 | 0 | 0.1437 | 0.1657 | 0 | 0 | 0.42423 | 0
1822 | 1 | 0.00014453 | 0.00017513 | 0 | 2.3497e-05 | 0.00011416 | 0 | 0.1116 | 0.1203 | 0 | 0 | 0.22494 | 0
1823 | 1 | 0.00011406 | 0.00017886 | 0 | 9.3987e-06 | 0.00011416 | 0 | 0.0747 | 0.0672 | 0 | 0 | 0.054203 | 0
1824 | 1 | 8.8002e-05 | 0.00017782 | 0 | 5.8742e-06 | 0.00011416 | 0 | 0.0466 | 0.0304 | 0 | 0 | 0.0013373 | 0
1825 | 1 | 6.5677e-05 | 0.00017603 | 0 | 2.3497e-06 | 0.00011416 | 0 | 0.0358 | 0.0268 | 0 | 0 | 0.19899 | 0
1826 | 1 | 4.9923e-05 | 0.00018555 | 0 | 1.1748e-06 | 0.00011416 | 0 | 0.0437 | 0.0629 | 0 | 0 | 0.76592 | 0
1827 | 1 | 4.1869e-05 | 0.00020112 | 0 | 1.4098e-05 | 0.00011416 | 0 | 0.0633 | 0.1126 | 0 | 0 | 1 | 0
1828 | 1 | 3.9255e-05 | 0.00021343 | 0 | 3.7595e-05 | 0.00011416 | 0 | 0.0826 | 0.1444 | 0 | 0 | 0.60202 | 0
1829 | 1 | 4.0647e-05 | 0.00021756 | 0 | 9.3987e-05 | 0.00011416 | 0 | 0.0928 | 0.1618 | 0 | 0 | 0.17311 | 0
1830 | 1 | 5.2685e-05 | 0.00021747 | 0 | 0.0001821 | 0.00011416 | 0 | 0.0911 | 0.174 | 0 | 0 | 0.0026435 | 0
1831 | 1 | 8.7854e-05 | 0.00020562 | 0 | 0.0001586 | 0.00011416 | 0.01 | 0.0818 | 0.1708 | 0 | 0 | 0.057758 | 0.0099171
1832 | 1 | 0.00013675 | 0.00018911 | 0 | 0.00014685 | 0.00011416 | 0.16 | 0.0663 | 0.1543 | 0 | 0 | 0.38764 | 0.15969
1833 | 1 | 0.00017061 | 0.00016596 | 0 | 0.00016448 | 0.00011416 | 0.37 | 0.0589 | 0.1418 | 0 | 0 | 0.43429 | 0.31246
1834 | 1 | 0.00018511 | 0.00013589 | 0 | 0.00018797 | 0.00011416 | 0.53 | 0.053 | 0.1304 | 0 | 0 | 0.22968 | 0.52699
1835 | 1 | 0.0001872 | 0.00010908 | 0 | 0.00020677 | 0.00011416 | 0.63 | 0.0506 | 0.1244 | 0 | 0 | 0.05506 | 0.24974
1836 | 1 | 0.00018765 | 8.94e-05 | 0 | 0.00018797 | 0.00011416 | 0.69 | 0.056 | 0.1319 | 0 | 0 | 0.0013373 | 0.018107
1837 | 1 | 0.00018313 | 8.1541e-05 | 0 | 0.00019032 | 0.00011416 | 0.77 | 0.0722 | 0.1501 | 0 | 0 | 0.19407 | 0.0036326
1838 | 1 | 0.00018366 | 8.3884e-05 | 0 | 0.00021382 | 0.00011416 | 0.65 | 0.0958 | 0.1686 | 0 | 0 | 0.74821 | 0.0036437
1839 | 1 | 0.00018167 | 9.4492e-05 | 0 | 0.00022322 | 0.00011416 | 0.24 | 0.119 | 0.1824 | 0 | 0 | 0.97655 | 0.0018274
1840 | 1 | 0.00017985 | 0.00011117 | 0 | 0.00022322 | 0.00011416 | 0.14 | 0.1325 | 0.1866 | 0 | 0 | 0.58822 | 0
1841 | 1 | 0.00018083 | 0.0001362 | 0 | 0.00016448 | 0.00011416 | 0.07 | 0.138 | 0.1996 | 0 | 0 | 0.16918 | 0.015165
1842 | 1 | 0.00018385 | 0.00016557 | 0 | 0.00011748 | 0.00011416 | 0.01 | 0.149 | 0.2424 | 0 | 0 | 0.002612 | 0.012747
1843 | 1 | 0.00017596 | 0.0001802 | 0 | 8.8113e-05 | 0.00011416 | 0 | 0.1582 | 0.2726 | 0 | 0 | 0.055877 | 0
1844 | 1 | 0.00018638 | 0.00018922 | 0 | 5.8742e-05 | 0.00011416 | 0 | 0.1557 | 0.2665 | 0 | 0 | 0.37753 | 0
1845 | 1 | 0.00016905 | 0.00019562 | 0 | 3.7595e-05 | 0.00011416 | 0 | 0.1401 | 0.2465 | 0 | 0 | 0.42423 | 0
1846 | 1 | 0.00014415 | 0.00019922 | 0 | 2.3497e-05 | 0.00011416 | 0 | 0.1261 | 0.2459 | 0 | 0 | 0.22494 | 0
1847 | 1 | 0.00011421 | 0.00020151 | 0 | 9.3987e-06 | 0.00011416 | 0 | 0.1226 | 0.2656 | 0 | 0 | 0.054203 | 0
1848 | 1 | 8.8637e-05 | 0.00020262 | 0 | 5.8742e-06 | 0.00011416 | 0 | 0.126 | 0.2843 | 0 | 0 | 0.0013373 | 0
1849 | 1 | 6.5424e-05 | 0.00020293 | 0 | 2.3497e-06 | 0.00011416 | 0 | 0.1315 | 0.2749 | 0 | 0 | 0.17981 | 0
1850 | 1 | 4.8122e-05 | 0.00020297 | 0 | 1.1748e-06 | 0.00011416 | 0 | 0.1286 | 0.2542 | 0 | 0 | 0.69673 | 0
1851 | 1 | 4.1539e-05 | 0.00020269 | 0 | 1.4098e-05 | 0.00011416 | 0 | 0.1191 | 0.2442 | 0 | 0 | 0.90842 | 0
1852 | 1 | 3.9916e-05 | 0.00020168 | 0 | 3.7595e-05 | 0.00011416 | 0 | 0.1121 | 0.2392 | 0 | 0 | 0.5481 | 0
1853 | 1 | 4.1559e-05 | 0.00020121 | 0 | 9.3987e-05 | 0.00011416 | 0 | 0.1086 | 0.2276 | 0 | 0 | 0.15777 | 0
1854 | 1 | 5.4081e-05 | 0.00020046 | 0 | 0.0001821 | 0.00011416 | 0 | 0.1032 | 0.1998 | 0 | 0 | 0.0025191 | 0
1855 | 1 | 8.9036e-05 | 0.00019607 | 0 | 0.0001586 | 0.00011416 | 0.01 | 0.0926 | 0.1954 | 0 | 0 | 0.050481 | 0.016458
1856 | 1 | 0.00014028 | 0.00018882 | 0 | 0.00014685 | 0.00011416 | 0.04 | 0.0818 | 0.1898 | 0 | 0 | 0.34828 | 0
1857 | 1 | 0.00017453 | 0.00017718 | 0 | 0.00016448 | 0.00011416 | 0.23 | 0.0771 | 0.1939 | 0 | 0 | 0.39498 | 0.1094
1858 | 1 | 0.00019065 | 0.00016105 | 0 | 0.00018797 | 0.00011416 | 0.05 | 0.0691 | 0.19 | 0 | 0 | 0.21111 | 0.069944
1859 | 1 | 0.00019291 | 0.00013963 | 0 | 0.00020677 | 0.00011416 | 0.07 | 0.0617 | 0.1882 | 0 | 0 | 0.051687 | 0.20463
1860 | 1 | 0.00019215 | 0.00011689 | 0 | 0.00018797 | 0.00011416 | 0.14 | 0.0543 | 0.186 | 0 | 0 | 0.0013373 | 0.65066
1861 | 1 | 0.00018559 | 9.7296e-05 | 0 | 0.00019032 | 0.00011416 | 0.17 | 0.0512 | 0.1874 | 0 | 0 | 0.15763 | 0.86804
1862 | 1 | 0.00018435 | 8.6928e-05 | 0 | 0.00021382 | 0.00011416 | 0.25 | 0.0542 | 0.1994 | 0 | 0 | 0.61627 | 0.55445
1863 | 1 | 0.00017925 | 8.3699e-05 | 0 | 0.00022322 | 0.00011416 | 0.22 | 0.0569 | 0.1927 | 0 | 0 | 0.80203 | 0.59496
1864 | 1 | 0.00017474 | 8.9548e-05 | 0 | 0.00022322 | 0.00011416 | 0.32 | 0.0672 | 0.214 | 0 | 0 | 0.48536 | 0.41493
1865 | 1 | 0.00017418 | 0.00011073 | 0 | 0.00016448 | 0.00011416 | 0.21 | 0.0876 | 0.24 | 0 | 0 | 0.13991 | 0.18038
1866 | 1 | 0.0001759 | 0.00014781 | 0 | 0.00011748 | 0.00011416 | 0.02 | 0.1154 | 0.2775 | 0 | 0 | 0.0023692 | 0.020102
1867 | 1 | 0.00016906 | 0.00016816 | 0 | 8.8113e-05 | 0.00011416 | 0 | 0.1279 | 0.2812 | 0 | 0 | 0.04228 | 0
1868 | 1 | 0.00018608 | 0.00018374 | 0 | 5.8742e-05 | 0.00011416 | 0 | 0.1231 | 0.2539 | 0 | 0 | 0.30296 | 0
1869 | 1 | 0.00017274 | 0.00019655 | 0 | 3.7595e-05 | 0.00011416 | 0 | 0.1164 | 0.2383 | 0 | 0 | 0.34926 | 0
1870 | 1 | 0.00014406 | 0.00020568 | 0 | 2.3497e-05 | 0.00011416 | 0 | 0.1069 | 0.229 | 0 | 0 | 0.18935 | 0
1871 | 1 | 0.0001144 | 0.00021094 | 0 | 9.3987e-06 | 0.00011416 | 0 | 0.092 | 0.2072 | 0 | 0 | 0.047668 | 0
1872 | 1 | 9.0597e-05 | 0.00021749 | 0 | 5.8742e-06 | 0.00011416 | 0 | 0.0742 | 0.176 | 0 | 0 | 0.0013373 | 0
1873 | 1 | 6.5333e-05 | 0.0002259 | 0 | 2.3497e-06 | 0.00011416 | 0 | 0.0612 | 0.1513 | 0 | 0 | 0.13351 | 0
1874 | 1 | 4.8326e-05 | 0.0002325 | 0 | 1.1748e-06 | 0.00011416 | 0 | 0.0559 | 0.1349 | 0 | 0 | 0.5282 | 0
1875 | 1 | 4.1039e-05 | 0.00023673 | 0 | 1.4098e-05 | 0.00011416 | 0 | 0.0525 | 0.1236 | 0 | 0 | 0.68575 | 0
1876 | 1 | 3.8939e-05 | 0.00023929 | 0 | 3.7595e-05 | 0.00011416 | 0 | 0.0486 | 0.1151 | 0 | 0 | 0.41662 | 0
1877 | 1 | 3.9737e-05 | 0.00024184 | 0 | 9.3987e-05 | 0.00011416 | 0 | 0.0449 | 0.1079 | 0 | 0 | 0.12033 | 0
1878 | 1 | 5.1307e-05 | 0.00024448 | 0 | 0.0001821 | 0.00011416 | 0 | 0.0392 | 0.0961 | 0 | 0 | 0.0021973 | 0
1879 | 1 | 8.4301e-05 | 0.00024023 | 0 | 0.0001586 | 0.00011416 | 0 | 0.0332 | 0.081 | 0 | 0 | 0.033674 | 0
1880 | 1 | 0.00013398 | 0.00022846 | 0 | 0.00014685 | 0.00011416 | 0.04 | 0.0233 | 0.0564 | 0 | 0 | 0.25398 | 0.0070423
1881 | 1 | 0.00017166 | 0.00021134 | 0 | 0.00016448 | 0.00011416 | 0.08 | 0.016 | 0.0378 | 0 | 0 | 0.29924 | 0.0017717
1882 | 1 | 0.0001906 | 0.00018885 | 0 | 0.00018797 | 0.00011416 | 0.43 | 0.013 | 0.0293 | 0 | 0 | 0.16527 | 0.31978
1883 | 1 | 0.00020176 | 0.00016613 | 0 | 0.00020677 | 0.00011416 | 0.35 | 0.0123 | 0.0252 | 0 | 0 | 0.043128 | 0.22434
1884 | 1 | 0.00020301 | 0.00014596 | 0 | 0.00018797 | 0.00011416 | 0.08 | 0.0115 | 0.0148 | 0 | 0 | 0.0013373 | 0
1885 | 1 | 0.00019127 | 0.00013192 | 0 | 0.00019032 | 0.00011416 | 0.09 | 0.0119 | 0.0069 | 0 | 0 | 0.10537 | 0.0035769
1886 | 1 | 0.00018671 | 0.00012416 | 0 | 0.00021382 | 0.00011416 | 0.11 | 0.0159 | 0.0092 | 0 | 0 | 0.42441 | 0.050165
1887 | 1 | 0.00017756 | 0.00012443 | 0 | 0.00022322 | 0.00011416 | 0.26 | 0.0238 | 0.03 | 0 | 0 | 0.54899 | 0.65239
1888 | 1 | 0.00016935 | 0.00013427 | 0 | 0.00022322 | 0.00011416 | 0.37 | 0.0324 | 0.0438 | 0 | 0 | 0.33552 | 0.37206
1889 | 1 | 0.0001673 | 0.00015515 | 0 | 0.00016448 | 0.00011416 | 0.23 | 0.0372 | 0.039 | 0 | 0 | 0.097183 | 0.11863
1890 | 1 | 0.00017047 | 0.00019607 | 0 | 0.00011748 | 0.00011416 | 0.01 | 0.0442 | 0.0415 | 0 | 0 | 0.0019813 | 0.01336
1891 | 1 | 0.0001624 | 0.00021904 | 0 | 8.8113e-05 | 0.00011416 | 0 | 0.0557 | 0.0607 | 0 | 0 | 0.024135 | 0
1892 | 1 | 0.0001724 | 0.00023132 | 0 | 5.8742e-05 | 0.00011416 | 0 | 0.0675 | 0.0731 | 0 | 0 | 0.1973 | 0
1893 | 1 | 0.00015637 | 0.00023996 | 0 | 3.7595e-05 | 0.00011416 | 0 | 0.0711 | 0.0821 | 0 | 0 | 0.24031 | 0
1894 | 1 | 0.0001309 | 0.00023999 | 0 | 2.3497e-05 | 0.00011416 | 0 | 0.0825 | 0.1206 | 0 | 0 | 0.13647 | 0
1895 | 1 | 0.00010533 | 0.00023719 | 0 | 9.3987e-06 | 0.00011416 | 0 | 0.1125 | 0.1936 | 0 | 0 | 0.037535 | 0
1896 | 1 | 8.3566e-05 | 0.00023333 | 0 | 5.8742e-06 | 0.00011416 | 0 | 0.1468 | 0.2665 | 0 | 0 | 0.0013373 | 0
1897 | 1 | 6.2819e-05 | 0.00022966 | 0 | 2.3497e-06 | 0.00011416 | 0 | 0.1797 | 0.3122 | 0 | 0 | 0.078782 | 0
1898 | 1 | 4.6016e-05 | 0.00022488 | 0 | 1.1748e-06 | 0.00011416 | 0 | 0.1915 | 0.3073 | 0 | 0 | 0.32501 | 0
1899 | 1 | 3.7138e-05 | 0.00021891 | 0 | 1.4098e-05 | 0.00011416 | 0 | 0.1948 | 0.3303 | 0 | 0 | 0.41838 | 0
1900 | 1 | 3.2603e-05 | 0.00021289 | 0 | 3.7595e-05 | 0.00011416 | 0 | 0.199 | 0.3379 | 0 | 0 | 0.25771 | 0
1901 | 1 | 3.1578e-05 | 0.00020872 | 0 | 9.3987e-05 | 0.00011416 | 0 | 0.2156 | 0.365 | 0 | 0 | 0.074929 | 0
1902 | 1 | 3.4521e-05 | 0.00020645 | 0 | 0.0001821 | 0.00011416 | 0 | 0.2256 | 0.4026 | 0 | 0 | 0.0017558 | 0
1903 | 1 | 4.56e-05 | 0.00019893 | 0 | 0.0001586 | 0.00011416 | 0 | 0.216 | 0.4865 | 0 | 0 | 0.015778 | 0.025617
1904 | 1 | 6.6085e-05 | 0.0001888 | 0 | 0.00014685 | 0.00011416 | 0.18 | 0.2402 | 0.5506 | 0 | 0 | 0.14442 | 0
1905 | 1 | 9.4447e-05 | 0.00017832 | 0 | 0.00016448 | 0.00011416 | 0.26 | 0.2937 | 0.5982 | 0 | 0 | 0.1839 | 0.097968
1906 | 1 | 0.00012069 | 0.00016919 | 0 | 0.00018797 | 0.00011416 | 0.1 | 0.353 | 0.6218 | 0 | 0 | 0.10831 | 0
1907 | 1 | 0.0001324 | 0.00016203 | 0 | 0.00020677 | 0.00011416 | 0.14 | 0.4064 | 0.6541 | 0 | 0 | 0.031847 | 0
1908 | 1 | 0.00013386 | 0.00015412 | 0 | 0.00018797 | 0.00011416 | 0.05 | 0.4455 | 0.6593 | 0 | 0 | 0.0013373 | 0
1909 | 1 | 0.00012828 | 0.00014637 | 0 | 0.00019032 | 0.00011416 | 0.54 | 0.4668 | 0.6324 | 0 | 0 | 0.057093 | 0.2839
1910 | 1 | 0.0001194 | 0.00014083 | 0 | 0.00021382 | 0.00011416 | 0.13 | 0.4872 | 0.6243 | 0 | 0 | 0.24249 | 0.71992
1911 | 1 | 0.00011209 | 0.00014281 | 0 | 0.00022322 | 0.00011416 | 0.43 | 0.5079 | 0.6472 | 0 | 0 | 0.31032 | 0
1912 | 1 | 0.00010894 | 0.00015163 | 0 | 0.00022322 | 0.00011416 | 0.26 | 0.514 | 0.6709 | 0 | 0 | 0.19297 | 0.21419
1913 | 1 | 0.00011525 | 0.00016622 | 0 | 0.00016448 | 0.00011416 | 0.05 | 0.4936 | 0.6922 | 0 | 0 | 0.056361 | 0
1914 | 1 | 0.00012793 | 0.00018321 | 0 | 0.00011748 | 0.00011416 | 0.02 | 0.4916 | 0.6989 | 0 | 0 | 0.0015481 | 0
1915 | 1 | 0.00013419 | 0.00019389 | 0 | 8.8113e-05 | 0.00011416 | 0 | 0.5227 | 0.7121 | 0 | 0 | 0.0096143 | 0
1916 | 1 | 0.00014155 | 0.00020105 | 0 | 5.8742e-05 | 0.00011416 | 0 | 0.5298 | 0.7067 | 0 | 0 | 0.10194 | 0
1917 | 1 | 0.0001274 | 0.00020703 | 0 | 3.7595e-05 | 0.00011416 | 0 | 0.5217 | 0.7089 | 0 | 0 | 0.13708 | 0
1918 | 1 | 0.00010752 | 0.00021035 | 0 | 2.3497e-05 | 0.00011416 | 0 | 0.5071 | 0.7071 | 0 | 0 | 0.084313 | 0
1919 | 1 | 8.9035e-05 | 0.00021417 | 0 | 9.3987e-06 | 0.00011416 | 0 | 0.4813 | 0.6808 | 0 | 0 | 0.026764 | 0
1920 | 1 | 6.8335e-05 | 0.00022184 | 0 | 5.8742e-06 | 0.00011416 | 0 | 0.4466 | 0.6467 | 0 | 0 | 0.0013373 | 0
1921 | 1 | 4.8808e-05 | 0.00023165 | 0 | 2.3497e-06 | 0.00011416 | 0 | 0.4127 | 0.595 | 0 | 0 | 0.038131 | 0
1922 | 1 | 3.2783e-05 | 0.0002425 | 0 | 1.1748e-06 | 0.00011416 | 0 | 0.3751 | 0.5388 | 0 | 0 | 0.16868 | 0
1923 | 1 | 2.3247e-05 | 0.00025307 | 0 | 1.4098e-05 | 0.00011416 | 0 | 0.3522 | 0.4888 | 0 | 0 | 0.21411 | 0
1924 | 1 | 1.7361e-05 | 0.0002646 | 0 | 3.7595e-05 | 0.00011416 | 0 | 0.3073 | 0.4287 | 0 | 0 | 0.1349 | 0
1925 | 1 | 1.4637e-05 | 0.00027731 | 0 | 9.3987e-05 | 0.00011416 | 0 | 0.2733 | 0.3981 | 0 | 0 | 0.039648 | 0
1926 | 1 | 1.5758e-05 | 0.00028849 | 0 | 0.0001821 | 0.00011416 | 0 | 0.2536 | 0.3873 | 0 | 0 | 0.0013373 | 0
1927 | 1 | 2.0596e-05 | 0.00027927 | 0 | 0.0001586 | 0.00011416 | 0 | 0.2122 | 0.3467 | 0 | 0 | 0.0049321 | 0
1928 | 1 | 3.2087e-05 | 0.00025577 | 0 | 0.00014685 | 0.00011416 | 0.06 | 0.2465 | 0.3417 | 0 | 0 | 0.065567 | 0.0067749
1929 | 1 | 5.5881e-05 | 0.00023049 | 0 | 0.00016448 | 0.00011416 | 0.12 | 0.2184 | 0.2904 | 0 | 0 | 0.09524 | 0.39583
1930 | 1 | 7.7326e-05 | 0.000209 | 0 | 0.00018797 | 0.00011416 | 0.12 | 0.1701 | 0.2158 | 0 | 0 | 0.062136 | 0.47608
1931 | 1 | 8.7344e-05 | 0.00018981 | 0 | 0.00020677 | 0.00011416 | 0.16 | 0.124 | 0.1468 | 0 | 0 | 0.021786 | 0.84117
1932 | 1 | 8.9624e-05 | 0.00017201 | 0 | 0.00018797 | 0.00011416 | 0.17 | 0.0852 | 0.092 | 0 | 0 | 0.0013373 | 0.96681
1933 | 1 | 8.8768e-05 | 0.00015845 | 0 | 0.00019032 | 0.00011416 | 0.68 | 0.0582 | 0.0549 | 0 | 0 | 0.023914 | 0.94061
1934 | 1 | 8.1016e-05 | 0.00015068 | 0 | 0.00021382 | 0.00011416 | 0.66 | 0.0411 | 0.03 | 0 | 0 | 0.11161 | 0.90657
1935 | 1 | 7.2526e-05 | 0.00014869 | 0 | 0.00022322 | 0.00011416 | 0.64 | 0.0293 | 0.0155 | 0 | 0 | 0.14018 | 0.75536
1936 | 1 | 6.7818e-05 | 0.00015303 | 0 | 0.00022322 | 0.00011416 | 0.48 | 0.0233 | 0.0102 | 0 | 0 | 0.089831 | 0.54164
1937 | 1 | 7.2725e-05 | 0.00016768 | 0 | 0.00016448 | 0.00011416 | 0.27 | 0.0218 | 0.0113 | 0 | 0 | 0.026617 | 0.26395
1938 | 1 | 9.2709e-05 | 0.00021346 | 0 | 0.00011748 | 0.00011416 | 0.03 | 0.0296 | 0.0172 | 0 | 0 | 0.0011466 | 0.032916
1939 | 1 | 0.00010541 | 0.000239 | 0 | 8.8113e-05 | 0.00011416 | 0 | 0.0444 | 0.027 | 0 | 0 | 0.0020875 | 0
1940 | 1 | 0.00012986 | 0.00025093 | 0 | 5.8742e-05 | 0.00011416 | 0 | 0.0607 | 0.041 | 0 | 0 | 0.039075 | 0
1941 | 1 | 0.00012358 | 0.00026206 | 0 | 3.7595e-05 | 0.00011416 | 0 | 0.078 | 0.0639 | 0 | 0 | 0.062917 | 0
1942 | 1 | 0.00010379 | 0.00027252 | 0 | 2.3497e-05 | 0.00011416 | 0 | 0.0948 | 0.0918 | 0 | 0 | 0.044234 | 0
1943 | 1 | 8.3326e-05 | 0.00028224 | 0 | 9.3987e-06 | 0.00011416 | 0 | 0.1056 | 0.1157 | 0 | 0 | 0.017467 | 0
1944 | 1 | 5.8439e-05 | 0.00029098 | 0 | 5.8742e-06 | 0.00011416 | 0 | 0.1104 | 0.1285 | 0 | 0 | 0.0013373 | 0
1945 | 1 | 3.4353e-05 | 0.0002977 | 0 | 2.3497e-06 | 0.00011416 | 0 | 0.1164 | 0.1395 | 0 | 0 | 0.014612 | 0
1946 | 1 | 2.2846e-05 | 0.00030218 | 0 | 1.1748e-06 | 0.00011416 | 0 | 0.1259 | 0.1585 | 0 | 0 | 0.072776 | 0
1947 | 1 | 1.8616e-05 | 0.00030333 | 0 | 1.4098e-05 | 0.00011416 | 0 | 0.1334 | 0.179 | 0 | 0 | 0.090263 | 0
1948 | 1 | 1.9022e-05 | 0.00029929 | 0 | 3.7595e-05 | 0.00011416 | 0 | 0.1267 | 0.1799 | 0 | 0 | 0.059026 | 0
1949 | 1 | 2.3664e-05 | 0.00029227 | 0 | 9.3987e-05 | 0.00011416 | 0 | 0.1116 | 0.1816 | 0 | 0 | 0.017657 | 0
1950 | 1 | 3.8774e-05 | 0.00028552 | 0 | 0.0001821 | 0.00011416 | 0 | 0.0981 | 0.1744 | 0 | 0 | 0.00099127 | 0
1951 | 1 | 7.2779e-05 | 0.00026794 | 0 | 0.0001586 | 0.00011416 | 0.02 | 0.0827 | 0.16 | 0 | 0 | 0.00071998 | 0.033128
1952 | 1 | 0.00012251 | 0.00024436 | 0 | 0.00014685 | 0.00011416 | 0.22 | 0.0737 | 0.145 | 0 | 0 | 0.022384 | 0.2393
1953 | 1 | 0.00015711 | 0.00021221 | 0 | 0.00016448 | 0.00011416 | 0.46 | 0.0834 | 0.1486 | 0 | 0 | 0.04095 | 0.44586
1954 | 1 | 0.00017171 | 0.00017797 | 0 | 0.00018797 | 0.00011416 | 0.63 | 0.0919 | 0.1517 | 0 | 0 | 0.0314 | 0.61177
1955 | 1 | 0.00017355 | 0.00015458 | 0 | 0.00020677 | 0.00011416 | 0.76 | 0.0983 | 0.1606 | 0 | 0 | 0.014105 | 0.20171
1956 | 1 | 0.00017468 | 0.00013834 | 0 | 0.00018797 | 0.00011416 | 0.79 | 0.1078 | 0.1754 | 0 | 0 | 0.0013373 | 0.84465
1957 | 1 | 0.00016603 | 0.00012838 | 0 | 0.00019032 | 0.00011416 | 0.56 | 0.1164 | 0.1879 | 0 | 0 | 0.0093331 | 0.89711
1958 | 1 | 0.00016621 | 0.00012506 | 0 | 0.00021382 | 0.00011416 | 0.63 | 0.1197 | 0.1911 | 0 | 0 | 0.04974 | 0.71233
1959 | 1 | 0.00016217 | 0.00012927 | 0 | 0.00022322 | 0.00011416 | 0.56 | 0.1162 | 0.1838 | 0 | 0 | 0.0609 | 0.61572
1960 | 1 | 0.00015919 | 0.00014028 | 0 | 0.00022322 | 0.00011416 | 0.28 | 0.1081 | 0.1685 | 0 | 0 | 0.040656 | 0.17791
1961 | 1 | 0.00016045 | 0.00015832 | 0 | 0.00016448 | 0.00011416 | 0.21 | 0.0931 | 0.1435 | 0 | 0 | 0.012279 | 0.060506
1962 | 1 | 0.00016329 | 0.00019136 | 0 | 0.00011748 | 0.00011416 | 0 | 0.0829 | 0.1255 | 0 | 0 | 0.00088065 | 0.0049697
1963 | 1 | 0.00015302 | 0.00021319 | 0 | 8.8113e-05 | 0.00011416 | 0 | 0.0759 | 0.1193 | 0 | 0 | 0.0002153 | 0
1964 | 1 | 0.00017331 | 0.00022509 | 0 | 5.8742e-05 | 0.00011416 | 0 | 0.0659 | 0.1142 | 0 | 0 | 0.013328 | 0
1965 | 1 | 0.00016144 | 0.0002373 | 0 | 3.7595e-05 | 0.00011416 | 0 | 0.0569 | 0.1115 | 0 | 0 | 0.027934 | 0
1966 | 1 | 0.00013504 | 0.00024857 | 0 | 2.3497e-05 | 0.00011416 | 0 | 0.0507 | 0.105 | 0 | 0 | 0.023343 | 0
1967 | 1 | 0.00010317 | 0.00025623 | 0 | 9.3987e-06 | 0.00011416 | 0 | 0.048 | 0.0927 | 0 | 0 | 0.01181 | 0
1968 | 1 | 7.6273e-05 | 0.0002604 | 0 | 5.8742e-06 | 0.00011416 | 0 | 0.0478 | 0.0778 | 0 | 0 | 0.0013373 | 0
1969 | 1 | 5.2623e-05 | 0.00026505 | 0 | 2.3497e-06 | 0.00011416 | 0 | 0.053 | 0.0707 | 0 | 0 | 0.0064666 | 0
1970 | 1 | 3.7211e-05 | 0.00027082 | 0 | 1.1748e-06 | 0.00011416 | 0 | 0.0649 | 0.0727 | 0 | 0 | 0.036671 | 0
1971 | 1 | 3.0836e-05 | 0.00027379 | 0 | 1.4098e-05 | 0.00011416 | 0 | 0.0806 | 0.0838 | 0 | 0 | 0.044379 | 0
1972 | 1 | 2.9825e-05 | 0.00027043 | 0 | 3.7595e-05 | 0.00011416 | 0 | 0.0938 | 0.0989 | 0 | 0 | 0.030183 | 0
1973 | 1 | 3.2635e-05 | 0.00026667 | 0 | 9.3987e-05 | 0.00011416 | 0 | 0.092 | 0.1093 | 0 | 0 | 0.0091946 | 0
1974 | 1 | 4.4748e-05 | 0.000266 | 0 | 0.0001821 | 0.00011416 | 0 | 0.083 | 0.1128 | 0 | 0 | 0.00080689 | 0
1975 | 1 | 7.7154e-05 | 0.00025719 | 0 | 0.0001586 | 0.00011416 | 0.02 | 0.0733 | 0.106 | 0 | 0 | 5.8079e-05 | 0.016525
1976 | 1 | 0.00012592 | 0.0002442 | 0 | 0.00014685 | 0.00011416 | 0.23 | 0.0641 | 0.0941 | 0 | 0 | 0.0086334 | 0.096319
1977 | 1 | 0.00015965 | 0.00021428 | 0 | 0.00016448 | 0.00011416 | 0.45 | 0.064 | 0.0813 | 0 | 0 | 0.020559 | 0.28033
1978 | 1 | 0.00017221 | 0.00017803 | 0 | 0.00018797 | 0.00011416 | 0.63 | 0.0567 | 0.0673 | 0 | 0 | 0.018522 | 0.57379
1979 | 1 | 0.00017071 | 0.00015345 | 0 | 0.00020677 | 0.00011416 | 0.75 | 0.0441 | 0.0503 | 0 | 0 | 0.010334 | 0.88003
1980 | 1 | 0.00016978 | 0.00013727 | 0 | 0.00018797 | 0.00011416 | 0.81 | 0.0328 | 0.0372 | 0 | 0 | 0.0013373 | 0.77452
1981 | 1 | 0.00016634 | 0.00012733 | 0 | 0.00019032 | 0.00011416 | 0.84 | 0.0239 | 0.0277 | 0 | 0 | 0.0059748 | 0.022575
1982 | 1 | 0.00016978 | 0.00012172 | 0 | 0.00021382 | 0.00011416 | 0.55 | 0.0176 | 0.0208 | 0 | 0 | 0.034368 | 0.092051
1983 | 1 | 0.00017098 | 0.00012167 | 0 | 0.00022322 | 0.00011416 | 0.24 | 0.0125 | 0.0159 | 0 | 0 | 0.041482 | 0
1984 | 1 | 0.00016976 | 0.00012916 | 0 | 0.00022322 | 0.00011416 | 0.4 | 0.0084 | 0.0133 | 0 | 0 | 0.028332 | 0
1985 | 1 | 0.00017193 | 0.00014347 | 0 | 0.00016448 | 0.00011416 | 0.12 | 0.0051 | 0.0132 | 0 | 0 | 0.0086474 | 0.040783
1986 | 1 | 0.00017513 | 0.00016303 | 0 | 0.00011748 | 0.00011416 | 0.01 | 0.0053 | 0.0188 | 0 | 0 | 0.00079265 | 0.0063514
1987 | 1 | 0.00016553 | 0.00017297 | 0 | 8.8113e-05 | 0.00011416 | 0 | 0.0076 | 0.0276 | 0 | 0 | 4.1009e-05 | 0
1988 | 1 | 0.00018035 | 0.00018221 | 0 | 5.8742e-05 | 0.00011416 | 0 | 0.012 | 0.0368 | 0 | 0 | 0.0078515 | 0
1989 | 1 | 0.00016392 | 0.00019273 | 0 | 3.7595e-05 | 0.00011416 | 0 | 0.0187 | 0.0451 | 0 | 0 | 0.019261 | 0
1990 | 1 | 0.00013875 | 0.00020055 | 0 | 2.3497e-05 | 0.00011416 | 0 | 0.0255 | 0.0564 | 0 | 0 | 0.017646 | 0
1991 | 1 | 0.00010681 | 0.00020572 | 0 | 9.3987e-06 | 0.00011416 | 0 | 0.0316 | 0.0672 | 0 | 0 | 0.010054 | 0
1992 | 1 | 8.1349e-05 | 0.00021027 | 0 | 5.8742e-06 | 0.00011416 | 0 | 0.0393 | 0.0836 | 0 | 0 | 0.0013373 | 0
1993 | 1 | 5.8133e-05 | 0.00021453 | 0 | 2.3497e-06 | 0.00011416 | 0 | 0.0479 | 0.1025 | 0 | 0 | 0.0081022 | 0
1994 | 1 | 4.2456e-05 | 0.0002169 | 0 | 1.1748e-06 | 0.00011416 | 0 | 0.0575 | 0.1225 | 0 | 0 | 0.044193 | 0
1995 | 1 | 3.6225e-05 | 0.00021808 | 0 | 1.4098e-05 | 0.00011416 | 0 | 0.0674 | 0.1362 | 0 | 0 | 0.053873 | 0
1996 | 1 | 3.4653e-05 | 0.00021998 | 0 | 3.7595e-05 | 0.00011416 | 0 | 0.0723 | 0.1348 | 0 | 0 | 0.036217 | 0
1997 | 1 | 3.6942e-05 | 0.00022392 | 0 | 9.3987e-05 | 0.00011416 | 0 | 0.0805 | 0.1455 | 0 | 0 | 0.010974 | 0
1998 | 1 | 4.8604e-05 | 0.00022914 | 0 | 0.0001821 | 0.00011416 | 0 | 0.0904 | 0.1599 | 0 | 0 | 0.00085063 | 0
1999 | 1 | 8.0876e-05 | 0.00022653 | 0 | 0.0001586 | 0.00011416 | 0.01 | 0.096 | 0.1641 | 0 | 0 | 0.00013621 | 0
2000 | 1 | 0.00013335 | 0.00022038 | 0 | 0.00014685 | 0.00011416 | 0.03 | 0.1017 | 0.1658 | 0 | 0 | 0.011287 | 0
2001 | 1 | 0.00017111 | 0.0002118 | 0 | 0.00016448 | 0.00011416 | 0.06 | 0.0985 | 0.1451 | 0 | 0 | 0.024803 | 0
2002 | 1 | 0.00018852 | 0.00019994 | 0 | 0.00018797 | 0.00011416 | 0.08 | 0.1054 | 0.1415 | 0 | 0 | 0.021325 | 0
2003 | 1 | 0.00019181 | 0.000189 | 0 | 0.00020677 | 0.00011416 | 0.07 | 0.1053 | 0.1467 | 0 | 0 | 0.011204 | 0
2004 | 1 | 0.00019306 | 0.00018277 | 0 | 0.00018797 | 0.00011416 | 0.1 | 0.0907 | 0.1344 | 0 | 0 | 0.0013373 | 0
2005 | 1 | 0.00018969 | 0.00018157 | 0 | 0.00019032 | 0.00011416 | 0.13 | 0.0755 | 0.1209 | 0 | 0 | 0.011404 | 0
2006 | 1 | 0.00019019 | 0.00018243 | 0 | 0.00021382 | 0.00011416 | 0.15 | 0.0678 | 0.1242 | 0 | 0 | 0.058901 | 0
2007 | 1 | 0.00018708 | 0.00018398 | 0 | 0.00022322 | 0.00011416 | 0.1 | 0.0714 | 0.1289 | 0 | 0 | 0.072546 | 0.0051591
2008 | 1 | 0.00018271 | 0.00018688 | 0 | 0.00022322 | 0.00011416 | 0.07 | 0.0806 | 0.138 | 0 | 0 | 0.047973 | 0
2009 | 1 | 0.00018137 | 0.00019247 | 0 | 0.00016448 | 0.00011416 | 0.07 | 0.0855 | 0.1428 | 0 | 0 | 0.014425 | 0.0066857
2010 | 1 | 0.00018323 | 0.00020476 | 0 | 0.00011748 | 0.00011416 | 0.01 | 0.0973 | 0.1532 | 0 | 0 | 0.00092699 | 0.01677
2011 | 1 | 0.00017047 | 0.0002149 | 0 | 8.8113e-05 | 0.00011416 | 0 | 0.1169 | 0.1687 | 0 | 0 | 0.00038361 | 0
2012 | 1 | 0.00017892 | 0.00021815 | 0 | 5.8742e-05 | 0.00011416 | 0 | 0.1304 | 0.1747 | 0 | 0 | 0.01683 | 0
2013 | 1 | 0.00016469 | 0.00022016 | 0 | 3.7595e-05 | 0.00011416 | 0 | 0.1372 | 0.179 | 0 | 0 | 0.033108 | 0
2014 | 1 | 0.00013927 | 0.0002216 | 0 | 2.3497e-05 | 0.00011416 | 0 | 0.1422 | 0.1873 | 0 | 0 | 0.026602 | 0
2015 | 1 | 0.0001083 | 0.00022603 | 0 | 9.3987e-06 | 0.00011416 | 0 | 0.1365 | 0.1664 | 0 | 0 | 0.01276 | 0
2016 | 1 | 8.2054e-05 | 0.00023162 | 0 | 5.8742e-06 | 0.00011416 | 0 | 0.1251 | 0.1303 | 0 | 0 | 0.0013373 | 0
2017 | 1 | 5.7087e-05 | 0.00023841 | 0 | 2.3497e-06 | 0.00011416 | 0 | 0.1093 | 0.1011 | 0 | 0 | 0.016421 | 0
2018 | 1 | 4.1648e-05 | 0.00024407 | 0 | 1.1748e-06 | 0.00011416 | 0 | 0.0947 | 0.0764 | 0 | 0 | 0.080465 | 0
2019 | 1 | 3.4644e-05 | 0.00024732 | 0 | 1.4098e-05 | 0.00011416 | 0 | 0.0861 | 0.0658 | 0 | 0 | 0.10011 | 0
2020 | 1 | 3.2853e-05 | 0.00024903 | 0 | 3.7595e-05 | 0.00011416 | 0 | 0.0848 | 0.078 | 0 | 0 | 0.065138 | 0
2021 | 1 | 3.4574e-05 | 0.00025265 | 0 | 9.3987e-05 | 0.00011416 | 0 | 0.0929 | 0.1027 | 0 | 0 | 0.019439 | 0
2022 | 1 | 4.6882e-05 | 0.00025433 | 0 | 0.0001821 | 0.00011416 | 0 | 0.1054 | 0.1438 | 0 | 0 | 0.0010245 | 0
2023 | 1 | 7.8473e-05 | 0.00023595 | 0 | 0.0001586 | 0.00011416 | 0.02 | 0.1233 | 0.2229 | 0 | 0 | 0.00094438 | 0.045831
2024 | 1 | 0.0001262 | 0.00022457 | 0 | 0.00014685 | 0.00011416 | 0.24 | 0.1443 | 0.3079 | 0 | 0 | 0.02557 | 0.17359
2025 | 1 | 0.00015922 | 0.00021381 | 0 | 0.00016448 | 0.00011416 | 0.32 | 0.1864 | 0.3863 | 0 | 0 | 0.045297 | 0.2626
2026 | 1 | 0.00017304 | 0.00020326 | 0 | 0.00018797 | 0.00011416 | 0.17 | 0.251 | 0.4799 | 0 | 0 | 0.034002 | 0.037028
2027 | 1 | 0.0001763 | 0.00019334 | 0 | 0.00020677 | 0.00011416 | 0.23 | 0.3219 | 0.566 | 0 | 0 | 0.014811 | 0.030598
2028 | 1 | 0.00018169 | 0.00018422 | 0 | 0.00018797 | 0.00011416 | 0.12 | 0.3965 | 0.6534 | 0 | 0 | 0.0013373 | 0.018798
2029 | 1 | 0.00017935 | 0.00017799 | 0 | 0.00019032 | 0.00011416 | 0.07 | 0.4539 | 0.7071 | 0 | 0 | 0.023914 | 0.0051369
2030 | 1 | 0.00018564 | 0.00017725 | 0 | 0.00021382 | 0.00011416 | 0.05 | 0.4817 | 0.73 | 0 | 0 | 0.11161 | 0
2031 | 1 | 0.00018725 | 0.00018138 | 0 | 0.00022322 | 0.00011416 | 0.07 | 0.4722 | 0.7088 | 0 | 0 | 0.14018 | 0
2032 | 1 | 0.00018513 | 0.00018813 | 0 | 0.00022322 | 0.00011416 | 0.02 | 0.419 | 0.6319 | 0 | 0 | 0.089831 | 0.0016826
2033 | 1 | 0.00018683 | 0.0001959 | 0 | 0.00016448 | 0.00011416 | 0.04 | 0.3383 | 0.4824 | 0 | 0 | 0.026617 | 0.029573
2034 | 1 | 0.00019102 | 0.00020083 | 0 | 0.00011748 | 0.00011416 | 0.02 | 0.3065 | 0.4221 | 0 | 0 | 0.0011466 | 0
2035 | 1 | 0.00018255 | 0.00019966 | 0 | 8.8113e-05 | 0.00011416 | 0 | 0.3341 | 0.5162 | 0 | 0 | 0.0020875 | 0
2036 | 1 | 0.00018907 | 0.000198 | 0 | 5.8742e-05 | 0.00011416 | 0 | 0.3839 | 0.5747 | 0 | 0 | 0.039075 | 0
2037 | 1 | 0.00017261 | 0.00019727 | 0 | 3.7595e-05 | 0.00011416 | 0 | 0.4005 | 0.6106 | 0 | 0 | 0.062917 | 0
2038 | 1 | 0.000144 | 0.00019426 | 0 | 2.3497e-05 | 0.00011416 | 0 | 0.4159 | 0.6421 | 0 | 0 | 0.044234 | 0
2039 | 1 | 0.00011273 | 0.00019422 | 0 | 9.3987e-06 | 0.00011416 | 0 | 0.4192 | 0.6921 | 0 | 0 | 0.017467 | 0
2040 | 1 | 8.632e-05 | 0.00019472 | 0 | 5.8742e-06 | 0.00011416 | 0 | 0.4827 | 0.7571 | 0 | 0 | 0.0013373 | 0
2041 | 1 | 6.1879e-05 | 0.00019743 | 0 | 2.3497e-06 | 0.00011416 | 0 | 0.5132 | 0.7828 | 0 | 0 | 0.031913 | 0
2042 | 1 | 4.5378e-05 | 0.0001992 | 0 | 1.1748e-06 | 0.00011416 | 0 | 0.537 | 0.7969 | 0 | 0 | 0.14396 | 0
2043 | 1 | 3.8075e-05 | 0.00020151 | 0 | 1.4098e-05 | 0.00011416 | 0 | 0.5248 | 0.7936 | 0 | 0 | 0.18203 | 0
2044 | 1 | 3.5783e-05 | 0.00020472 | 0 | 3.7595e-05 | 0.00011416 | 0 | 0.5015 | 0.7797 | 0 | 0 | 0.1154 | 0
2045 | 1 | 3.6786e-05 | 0.00020795 | 0 | 9.3987e-05 | 0.00011416 | 0 | 0.4885 | 0.7786 | 0 | 0 | 0.03402 | 0
2046 | 1 | 4.8962e-05 | 0.00020929 | 0 | 0.0001821 | 0.00011416 | 0 | 0.4884 | 0.7806 | 0 | 0 | 0.0012587 | 0
2047 | 1 | 7.9794e-05 | 0.00020037 | 0 | 0.0001586 | 0.00011416 | 0.02 | 0.4822 | 0.7708 | 0 | 0 | 0.0035994 | 0.0061509
2048 | 1 | 0.00012761 | 0.0001855 | 0 | 0.00014685 | 0.00011416 | 0.25 | 0.4815 | 0.7358 | 0 | 0 | 0.053873 | 0.093177
2049 | 1 | 0.00016354 | 0.00017114 | 0 | 0.00016448 | 0.00011416 | 0.16 | 0.5126 | 0.7013 | 0 | 0 | 0.081237 | 0.15848
2050 | 1 | 0.00016505 | 0.0001557 | 0 | 0.00018797 | 0.00011416 | 0.17 | 0.5178 | 0.6703 | 0 | 0 | 0.054488 | 0
2051 | 1 | 0.00014619 | 0.00014117 | 0 | 0.00020677 | 0.00011416 | 0.18 | 0.5067 | 0.6488 | 0 | 0 | 0.019982 | 0
2052 | 1 | 0.00016806 | 0.0001329 | 0 | 0.00018797 | 0.00011416 | 0.2 | 0.4848 | 0.5871 | 0 | 0 | 0.0013373 | 0.027144
2053 | 1 | 0.00017323 | 0.00013015 | 0 | 0.00019032 | 0.00011416 | 0.35 | 0.4679 | 0.557 | 0 | 0 | 0.041522 | 0
2054 | 1 | 0.00017293 | 0.00013207 | 0 | 0.00021382 | 0.00011416 | 0.2 | 0.4686 | 0.5309 | 0 | 0 | 0.18203 | 0
2055 | 1 | 0.00017013 | 0.0001384 | 0 | 0.00022322 | 0.00011416 | 0.14 | 0.4419 | 0.4934 | 0 | 0 | 0.23148 | 0
2056 | 1 | 0.00016375 | 0.00014766 | 0 | 0.00022322 | 0.00011416 | 0.14 | 0.3598 | 0.3832 | 0 | 0 | 0.14542 | 0
2057 | 1 | 0.00015994 | 0.00016015 | 0 | 0.00016448 | 0.00011416 | 0.11 | 0.2281 | 0.2461 | 0 | 0 | 0.042682 | 0.0032314
2058 | 1 | 0.00016173 | 0.00018563 | 0 | 0.00011748 | 0.00011416 | 0.02 | 0.1434 | 0.1519 | 0 | 0 | 0.0013779 | 0.0014151
2059 | 1 | 0.00015076 | 0.00021732 | 0 | 8.8113e-05 | 0.00011416 | 0 | 0.1166 | 0.1208 | 0 | 0 | 0.0057069 | 0
2060 | 1 | 0.00016127 | 0.00023055 | 0 | 5.8742e-05 | 0.00011416 | 0 | 0.1044 | 0.1017 | 0 | 0 | 0.072001 | 0
2061 | 1 | 0.00015095 | 0.00024008 | 0 | 3.7595e-05 | 0.00011416 | 0 | 0.0854 | 0.0759 | 0 | 0 | 0.10281 | 0
2062 | 1 | 0.00012641 | 0.000248 | 0 | 2.3497e-05 | 0.00011416 | 0 | 0.0743 | 0.0643 | 0 | 0 | 0.066214 | 0
2063 | 1 | 9.978e-05 | 0.00025626 | 0 | 9.3987e-06 | 0.00011416 | 0 | 0.0763 | 0.0763 | 0 | 0 | 0.022727 | 0
2064 | 1 | 7.7336e-05 | 0.00026267 | 0 | 5.8742e-06 | 0.00011416 | 0 | 0.0895 | 0.092 | 0 | 0 | 0.0013373 | 0
2065 | 1 | 5.9921e-05 | 0.00026909 | 0 | 2.3497e-06 | 0.00011416 | 0 | 0.1055 | 0.117 | 0 | 0 | 0.050866 | 0
2066 | 1 | 4.1634e-05 | 0.00027239 | 0 | 1.1748e-06 | 0.00011416 | 0 | 0.1245 | 0.1494 | 0 | 0 | 0.21846 | 0
2067 | 1 | 3.3014e-05 | 0.00027313 | 0 | 1.4098e-05 | 0.00011416 | 0 | 0.1385 | 0.1879 | 0 | 0 | 0.27895 | 0
2068 | 1 | 2.8458e-05 | 0.00027384 | 0 | 3.7595e-05 | 0.00011416 | 0 | 0.1496 | 0.2241 | 0 | 0 | 0.17408 | 0
2069 | 1 | 2.7586e-05 | 0.00027556 | 0 | 9.3987e-05 | 0.00011416 | 0 | 0.1601 | 0.2542 | 0 | 0 | 0.050934 | 0
2070 | 1 | 3.1758e-05 | 0.00027025 | 0 | 0.0001821 | 0.00011416 | 0 | 0.1755 | 0.2774 | 0 | 0 | 0.0014827 | 0
2071 | 1 | 4.0772e-05 | 0.00024429 | 0 | 0.0001586 | 0.00011416 | 0.01 | 0.1793 | 0.2946 | 0 | 0 | 0.0079894 | 0.011923
2072 | 1 | 6.2704e-05 | 0.00021581 | 0 | 0.00014685 | 0.00011416 | 0.11 | 0.1858 | 0.3189 | 0 | 0 | 0.089897 | 0.056572
2073 | 1 | 9.1595e-05 | 0.00017732 | 0 | 0.00016448 | 0.00011416 | 0.19 | 0.2295 | 0.3716 | 0 | 0 | 0.12346 | 0.06952
2074 | 1 | 0.00011704 | 0.00015338 | 0 | 0.00018797 | 0.00011416 | 0.21 | 0.3314 | 0.4871 | 0 | 0 | 0.077184 | 0.0082791
2075 | 1 | 0.00012925 | 0.00014775 | 0 | 0.00020677 | 0.00011416 | 0.11 | 0.4474 | 0.636 | 0 | 0 | 0.025199 | 0.003354
2076 | 1 | 0.00013497 | 0.00014628 | 0 | 0.00018797 | 0.00011416 | 0.11 | 0.509 | 0.6879 | 0 | 0 | 0.0013373 | 0
2077 | 1 | 0.0001361 | 0.00014626 | 0 | 0.00019032 | 0.00011416 | 0.07 | 0.5359 | 0.6882 | 0 | 0 | 0.059277 | 0
2078 | 1 | 0.00013333 | 0.00014331 | 0 | 0.00021382 | 0.00011416 | 0.05 | 0.5333 | 0.6891 | 0 | 0 | 0.25088 | 0
2079 | 1 | 0.00013136 | 0.00013248 | 0 | 0.00022322 | 0.00011416 | 0.04 | 0.5195 | 0.6545 | 0 | 0 | 0.32128 | 0
2080 | 1 | 0.00012793 | 0.00011724 | 0 | 0.00022322 | 0.00011416 | 0.04 | 0.5632 | 0.6955 | 0 | 0 | 0.19955 | 0
2081 | 1 | 0.00012828 | 0.00010872 | 0 | 0.00016448 | 0.00011416 | 0.02 | 0.6285 | 0.7722 | 0 | 0 | 0.058253 | 0
2082 | 1 | 0.00014004 | 0.00011038 | 0 | 0.00011748 | 0.00011416 | 0 | 0.7121 | 0.8599 | 0 | 0 | 0.0015704 | 0
2083 | 1 | 0.0001421 | 0.00011514 | 0 | 8.8113e-05 | 0.00011416 | 0 | 0.7365 | 0.8648 | 0 | 0 | 0.010201 | 0
2084 | 1 | 0.00014726 | 0.00011798 | 0 | 5.8742e-05 | 0.00011416 | 0 | 0.7201 | 0.8486 | 0 | 0 | 0.10618 | 0
2085 | 1 | 0.00013519 | 0.00011914 | 0 | 3.7595e-05 | 0.00011416 | 0 | 0.7177 | 0.8355 | 0 | 0 | 0.14184 | 0
2086 | 1 | 0.00011458 | 0.00011975 | 0 | 2.3497e-05 | 0.00011416 | 0 | 0.7064 | 0.8251 | 0 | 0 | 0.086783 | 0
2087 | 1 | 9.6758e-05 | 0.00012104 | 0 | 9.3987e-06 | 0.00011416 | 0 | 0.6868 | 0.8087 | 0 | 0 | 0.0273 | 0
2088 | 1 | 7.6052e-05 | 0.00012277 | 0 | 5.8742e-06 | 0.00011416 | 0 | 0.6958 | 0.8367 | 0 | 0 | 0.0013373 | 0
2089 | 1 | 4.9792e-05 | 0.00012556 | 0 | 2.3497e-06 | 0.00011416 | 0 | 0.6747 | 0.7964 | 0 | 0 | 0.068568 | 0
2090 | 1 | 3.4194e-05 | 0.00012919 | 0 | 1.1748e-06 | 0.00011416 | 0 | 0.6545 | 0.7864 | 0 | 0 | 0.28635 | 0
2091 | 1 | 2.5852e-05 | 0.00013462 | 0 | 1.4098e-05 | 0.00011416 | 0 | 0.6266 | 0.7547 | 0 | 0 | 0.36769 | 0
2092 | 1 | 2.2267e-05 | 0.0001429 | 0 | 3.7595e-05 | 0.00011416 | 0 | 0.5969 | 0.7259 | 0 | 0 | 0.22739 | 0
2093 | 1 | 2.1259e-05 | 0.00015083 | 0 | 9.3987e-05 | 0.00011416 | 0 | 0.6068 | 0.8012 | 0 | 0 | 0.066242 | 0
2094 | 1 | 2.4857e-05 | 0.00015449 | 0 | 0.0001821 | 0.00011416 | 0 | 0.6266 | 0.8289 | 0 | 0 | 0.0016614 | 0
2095 | 1 | 3.121e-05 | 0.00015135 | 0 | 0.0001586 | 0.00011416 | 0 | 0.6453 | 0.803 | 0 | 0 | 0.012788 | 0
2096 | 1 | 4.6736e-05 | 0.00014602 | 0 | 0.00014685 | 0.00011416 | 0.01 | 0.6572 | 0.7997 | 0 | 0 | 0.12432 | 0
2097 | 1 | 6.8568e-05 | 0.00013607 | 0 | 0.00016448 | 0.00011416 | 0.06 | 0.6646 | 0.7859 | 0 | 0 | 0.16196 | 0
2098 | 1 | 8.7186e-05 | 0.00012775 | 0 | 0.00018797 | 0.00011416 | 0.06 | 0.6818 | 0.8179 | 0 | 0 | 0.097148 | 0
2099 | 1 | 0.00010144 | 0.00012932 | 0 | 0.00020677 | 0.00011416 | 0.07 | 0.6387 | 0.77 | 0 | 0 | 0.029515 | 0
2100 | 1 | 0.0001112 | 0.00012965 | 0 | 0.00018797 | 0.00011416 | 0.07 | 0.6162 | 0.6587 | 0 | 0 | 0.0013373 | 0
2101 | 1 | 0.00011332 | 0.00012456 | 0 | 0.00019032 | 0.00011416 | 0.09 | 0.586 | 0.6064 | 0 | 0 | 0.07614 | 0
2102 | 1 | 0.00011077 | 0.00011351 | 0 | 0.00021382 | 0.00011416 | 0.07 | 0.6603 | 0.7822 | 0 | 0 | 0.31504 | 0
2103 | 1 | 0.00011046 | 0.00010436 | 0 | 0.00022322 | 0.00011416 | 0.05 | 0.7281 | 0.9395 | 0 | 0 | 0.40529 | 0
2104 | 1 | 0.00011306 | 0.00010148 | 0 | 0.00022322 | 0.00011416 | 0.06 | 0.7454 | 0.9767 | 0 | 0 | 0.24989 | 0
2105 | 1 | 0.00012363 | 0.00010953 | 0 | 0.00016448 | 0.00011416 | 0.04 | 0.7293 | 0.9236 | 0 | 0 | 0.07269 | 0
2106 | 1 | 0.00012687 | 0.0001246 | 0 | 0.00011748 | 0.00011416 | 0.01 | 0.6695 | 0.7896 | 0 | 0 | 0.0017319 | 0
2107 | 1 | 0.00012209 | 0.00014272 | 0 | 8.8113e-05 | 0.00011416 | 0 | 0.5769 | 0.6599 | 0 | 0 | 0.014991 | 0
2108 | 1 | 0.00012904 | 0.00015871 | 0 | 5.8742e-05 | 0.00011416 | 0 | 0.5368 | 0.6623 | 0 | 0 | 0.1392 | 0
2109 | 1 | 0.00011511 | 0.0001672 | 0 | 3.7595e-05 | 0.00011416 | 0 | 0.5547 | 0.7729 | 0 | 0 | 0.17824 | 0
2110 | 1 | 9.4551e-05 | 0.00016904 | 0 | 2.3497e-05 | 0.00011416 | 0 | 0.6362 | 0.8603 | 0 | 0 | 0.10544 | 0
2111 | 1 | 6.9551e-05 | 0.00016935 | 0 | 9.3987e-06 | 0.00011416 | 0 | 0.6985 | 0.9026 | 0 | 0 | 0.031253 | 0
2112 | 1 | 4.7225e-05 | 0.00017192 | 0 | 5.8742e-06 | 0.00011416 | 0 | 0.7292 | 0.9205 | 0 | 0 | 0.0013373 | 0
2113 | 1 | 3.349e-05 | 0.00017657 | 0 | 2.3497e-06 | 0.00011416 | 0 | 0.746 | 0.9256 | 0 | 0 | 0.081485 | 0
2114 | 1 | 2.7597e-05 | 0.0001821 | 0 | 1.1748e-06 | 0.00011416 | 0 | 0.759 | 0.9233 | 0 | 0 | 0.3352 | 0
2115 | 1 | 2.6238e-05 | 0.00018828 | 0 | 1.4098e-05 | 0.00011416 | 0 | 0.7552 | 0.9208 | 0 | 0 | 0.43173 | 0
2116 | 1 | 2.924e-05 | 0.00019324 | 0 | 3.7595e-05 | 0.00011416 | 0 | 0.7628 | 0.9285 | 0 | 0 | 0.26569 | 0
2117 | 1 | 4.1675e-05 | 0.0001964 | 0 | 9.3987e-05 | 0.00011416 | 0 | 0.7848 | 0.9335 | 0 | 0 | 0.077214 | 0
2118 | 1 | 7.948e-05 | 0.00019966 | 0 | 0.0001821 | 0.00011416 | 0 | 0.787 | 0.9274 | 0 | 0 | 0.00178 | 0
2119 | 1 | 0.00012919 | 0.00019236 | 0 | 0.0001586 | 0.00011416 | 0.04 | 0.795 | 0.9308 | 0 | 0 | 0.016592 | 0.021405
2120 | 1 | 0.00016333 | 0.00017961 | 0 | 0.00014685 | 0.00011416 | 0.28 | 0.8263 | 0.9366 | 0 | 0 | 0.14976 | 0.023745
2121 | 1 | 0.00017555 | 0.00016939 | 0 | 0.00016448 | 0.00011416 | 0.18 | 0.8489 | 0.934 | 0 | 0 | 0.18967 | 0.055436
2122 | 1 | 0.00018091 | 0.00016135 | 0 | 0.00018797 | 0.00011416 | 0.12 | 0.8386 | 0.9178 | 0 | 0 | 0.11122 | 0.07654
2123 | 1 | 0.00018211 | 0.00015535 | 0 | 0.00020677 | 0.00011416 | 0.16 | 0.8105 | 0.8949 | 0 | 0 | 0.032448 | 0.34679
2124 | 1 | 0.00017489 | 0.0001514 | 0 | 0.00018797 | 0.00011416 | 0.32 | 0.769 | 0.8584 | 0 | 0 | 0.0013373 | 0.23113
2125 | 1 | 0.00017451 | 0.00014963 | 0 | 0.00019032 | 0.00011416 | 0.56 | 0.7214 | 0.8148 | 0 | 0 | 0.084249 | 0.29325
2126 | 1 | 0.00016795 | 0.00015022 | 0 | 0.00021382 | 0.00011416 | 0.48 | 0.6909 | 0.7778 | 0 | 0 | 0.34559 | 0.2759
2127 | 1 | 0.00016089 | 0.00015233 | 0 | 0.00022322 | 0.00011416 | 0.51 | 0.6372 | 0.6954 | 0 | 0 | 0.44538 | 0.24722
2128 | 1 | 0.00015703 | 0.00015672 | 0 | 0.00022322 | 0.00011416 | 0.52 | 0.5458 | 0.5631 | 0 | 0 | 0.27383 | 0.22473
2129 | 1 | 0.00015812 | 0.00016319 | 0 | 0.00016448 | 0.00011416 | 0.25 | 0.4245 | 0.4262 | 0 | 0 | 0.079544 | 0.12184
2130 | 1 | 0.00014469 | 0.00018845 | 0 | 0.00011748 | 0.00011416 | 0.06 | 0.3043 | 0.3284 | 0 | 0 | 0.0018044 | 0.064996
2131 | 1 | 0.00014032 | 0.00021525 | 0 | 8.8113e-05 | 0.00011416 | 0 | 0.2999 | 0.3576 | 0 | 0 | 0.017434 | 0
2132 | 1 | 0.00015505 | 0.0002071 | 0 | 5.8742e-05 | 0.00011416 | 0 | 0.3263 | 0.4462 | 0 | 0 | 0.15523 | 0
2133 | 1 | 0.00014166 | 0.00020284 | 0 | 3.7595e-05 | 0.00011416 | 0 | 0.4147 | 0.6649 | 0 | 0 | 0.19557 | 0
2134 | 1 | 0.0001117 | 0.00020597 | 0 | 2.3497e-05 | 0.00011416 | 0 | 0.5094 | 0.7554 | 0 | 0 | 0.11419 | 0
2135 | 1 | 8.4599e-05 | 0.00021394 | 0 | 9.3987e-06 | 0.00011416 | 0 | 0.624 | 0.8263 | 0 | 0 | 0.033057 | 0
2136 | 1 | 6.4555e-05 | 0.00020824 | 0 | 5.8742e-06 | 0.00011416 | 0 | 0.7161 | 0.8841 | 0 | 0 | 0.0013373 | 0
2137 | 1 | 5.2554e-05 | 0.00017969 | 0 | 2.3497e-06 | 0.00011416 | 0 | 0.8204 | 0.923 | 0 | 0 | 0.087075 | 0
2138 | 1 | 4.8907e-05 | 0.00015026 | 0 | 1.1748e-06 | 0.00011416 | 0 | 0.879 | 0.9455 | 0 | 0 | 0.3562 | 0
2139 | 1 | 4.711e-05 | 0.00013711 | 0 | 1.4098e-05 | 0.00011416 | 0 | 0.909 | 0.9589 | 0 | 0 | 0.4593 | 0
2140 | 1 | 4.8757e-05 | 0.00012975 | 0 | 3.7595e-05 | 0.00011416 | 0 | 0.9354 | 0.9643 | 0 | 0 | 0.28213 | 0
2141 | 1 | 6.0959e-05 | 0.00012305 | 0 | 9.3987e-05 | 0.00011416 | 0 | 0.9425 | 0.9706 | 0 | 0 | 0.081921 | 0
2142 | 1 | 9.9391e-05 | 0.00012277 | 0 | 0.0001821 | 0.00011416 | 0 | 0.9421 | 0.9805 | 0 | 0 | 0.001829 | 0
2143 | 1 | 0.00014634 | 0.00012764 | 0 | 0.0001586 | 0.00011416 | 0.05 | 0.9479 | 0.9851 | 0 | 0 | 0.018303 | 0
2144 | 1 | 0.00017728 | 0.00012829 | 0 | 0.00014685 | 0.00011416 | 0.1 | 0.9592 | 0.9862 | 0 | 0 | 0.16083 | 0.0029306
2145 | 1 | 0.00019191 | 0.00012661 | 0 | 0.00016448 | 0.00011416 | 0.06 | 0.97 | 0.9827 | 0 | 0 | 0.20159 | 0
2146 | 1 | 0.00019381 | 0.00012606 | 0 | 0.00018797 | 0.00011416 | 0.06 | 0.9743 | 0.9795 | 0 | 0 | 0.11721 | 0.30535
2147 | 1 | 0.00019214 | 0.00012696 | 0 | 0.00020677 | 0.00011416 | 0.16 | 0.9706 | 0.9815 | 0 | 0 | 0.033674 | 0.014764
2148 | 1 | 0.00018398 | 0.00012703 | 0 | 0.00018797 | 0.00011416 | 0.58 | 0.9612 | 0.9828 | 0 | 0 | 0.0013373 | 0
2149 | 1 | 0.00018135 | 0.00012526 | 0 | 0.00019032 | 0.00011416 | 0.67 | 0.9498 | 0.9801 | 0 | 0 | 0.087075 | 0.091037
2150 | 1 | 0.00017409 | 0.00012285 | 0 | 0.00021382 | 0.00011416 | 0.59 | 0.9348 | 0.9685 | 0 | 0 | 0.3562 | 0.84334
2151 | 1 | 0.00016649 | 0.00012499 | 0 | 0.00022322 | 0.00011416 | 0.3 | 0.919 | 0.9627 | 0 | 0 | 0.4593 | 0.14387
2152 | 1 | 0.00016553 | 0.0001324 | 0 | 0.00022322 | 0.00011416 | 0.09 | 0.9178 | 0.9731 | 0 | 0 | 0.28213 | 0.21443
2153 | 1 | 0.00017153 | 0.00014602 | 0 | 0.00016448 | 0.00011416 | 0.01 | 0.909 | 0.9782 | 0 | 0 | 0.081921 | 0.30686
2154 | 1 | 0.00015723 | 0.00016404 | 0 | 0.00011748 | 0.00011416 | 0.03 | 0.8875 | 0.9746 | 0 | 0 | 0.001829 | 0
2155 | 1 | 0.00015412 | 0.000179 | 0 | 8.8113e-05 | 0.00011416 | 0 | 0.873 | 0.9702 | 0 | 0 | 0.018303 | 0
2156 | 1 | 0.00015961 | 0.00018834 | 0 | 5.8742e-05 | 0.00011416 | 0 | 0.8796 | 0.9675 | 0 | 0 | 0.16083 | 0
2157 | 1 | 0.00014787 | 0.00019494 | 0 | 3.7595e-05 | 0.00011416 | 0 | 0.8704 | 0.9636 | 0 | 0 | 0.20159 | 0
2158 | 1 | 0.00011894 | 0.00020002 | 0 | 2.3497e-05 | 0.00011416 | 0 | 0.8553 | 0.9603 | 0 | 0 | 0.11721 | 0
2159 | 1 | 9.2339e-05 | 0.00020354 | 0 | 9.3987e-06 | 0.00011416 | 0 | 0.8525 | 0.9543 | 0 | 0 | 0.033674 | 0
2160 | 1 | 6.0779e-05 | 0.00020584 | 0 | 5.8742e-06 | 0.00011416 | 0 | 0.855 | 0.951 | 0 | 0 | 0.0013373 | 0
2161 | 1 | 4.3665e-05 | 0.0002071 | 0 | 2.3497e-06 | 0.00011416 | 0 | 0.8462 | 0.9413 | 0 | 0 | 0.084249 | 0
2162 | 1 | 3.5551e-05 | 0.00020826 | 0 | 1.1748e-06 | 0.00011416 | 0 | 0.8296 | 0.9339 | 0 | 0 | 0.34559 | 0
2163 | 1 | 3.3656e-05 | 0.00021003 | 0 | 1.4098e-05 | 0.00011416 | 0 | 0.8151 | 0.9316 | 0 | 0 | 0.44538 | 0
2164 | 1 | 3.5399e-05 | 0.00021236 | 0 | 3.7595e-05 | 0.00011416 | 0 | 0.8018 | 0.9261 | 0 | 0 | 0.27383 | 0
2165 | 1 | 4.7007e-05 | 0.00021357 | 0 | 9.3987e-05 | 0.00011416 | 0 | 0.7879 | 0.9172 | 0 | 0 | 0.079544 | 0
2166 | 1 | 8.4007e-05 | 0.00021297 | 0 | 0.0001821 | 0.00011416 | 0 | 0.7608 | 0.8979 | 0 | 0 | 0.0018044 | 0
2167 | 1 | 0.00013304 | 0.00020527 | 0 | 0.0001586 | 0.00011416 | 0.04 | 0.7197 | 0.8689 | 0 | 0 | 0.017434 | 0.028983
2168 | 1 | 0.0001677 | 0.00019341 | 0 | 0.00014685 | 0.00011416 | 0.26 | 0.7102 | 0.8529 | 0 | 0 | 0.15523 | 0.033195
2169 | 1 | 0.0001822 | 0.0001829 | 0 | 0.00016448 | 0.00011416 | 0.29 | 0.7211 | 0.8461 | 0 | 0 | 0.19557 | 0.23299
2170 | 1 | 0.00018387 | 0.00017531 | 0 | 0.00018797 | 0.00011416 | 0.18 | 0.7282 | 0.8535 | 0 | 0 | 0.11419 | 0.26289
2171 | 1 | 0.00018521 | 0.00016928 | 0 | 0.00020677 | 0.00011416 | 0.06 | 0.737 | 0.8662 | 0 | 0 | 0.033057 | 0.35667
2172 | 1 | 0.00017993 | 0.00016441 | 0 | 0.00018797 | 0.00011416 | 0.65 | 0.7423 | 0.8708 | 0 | 0 | 0.0013373 | 0.59084
2173 | 1 | 0.00017805 | 0.00016004 | 0 | 0.00019032 | 0.00011416 | 0.09 | 0.7402 | 0.861 | 0 | 0 | 0.081485 | 0.22036
2174 | 1 | 0.00017391 | 0.00015639 | 0 | 0.00021382 | 0.00011416 | 0.32 | 0.732 | 0.8337 | 0 | 0 | 0.3352 | 0.15406
2175 | 1 | 0.00016823 | 0.00015698 | 0 | 0.00022322 | 0.00011416 | 0.61 | 0.7077 | 0.7877 | 0 | 0 | 0.43173 | 0.0097277
2176 | 1 | 0.00016428 | 0.00016043 | 0 | 0.00022322 | 0.00011416 | 0.27 | 0.6453 | 0.7431 | 0 | 0 | 0.26569 | 0.32476
2177 | 1 | 0.0001658 | 0.00016753 | 0 | 0.00016448 | 0.00011416 | 0.1 | 0.5843 | 0.7136 | 0 | 0 | 0.077214 | 0.12274
2178 | 1 | 0.00015214 | 0.00017642 | 0 | 0.00011748 | 0.00011416 | 0.02 | 0.5714 | 0.7168 | 0 | 0 | 0.00178 | 0
2179 | 1 | 0.00014794 | 0.00018157 | 0 | 8.8113e-05 | 0.00011416 | 0 | 0.5678 | 0.7277 | 0 | 0 | 0.016592 | 0
2180 | 1 | 0.00015667 | 0.0001835 | 0 | 5.8742e-05 | 0.00011416 | 0 | 0.5665 | 0.7376 | 0 | 0 | 0.14976 | 0
2181 | 1 | 0.00014295 | 0.00018468 | 0 | 3.7595e-05 | 0.00011416 | 0 | 0.5811 | 0.7595 | 0 | 0 | 0.18967 | 0
2182 | 1 | 0.00011423 | 0.00018535 | 0 | 2.3497e-05 | 0.00011416 | 0 | 0.5996 | 0.7776 | 0 | 0 | 0.11122 | 0
2183 | 1 | 8.861e-05 | 0.00018581 | 0 | 9.3987e-06 | 0.00011416 | 0 | 0.6045 | 0.777 | 0 | 0 | 0.032448 | 0
2184 | 1 | 6.3054e-05 | 0.00018697 | 0 | 5.8742e-06 | 0.00011416 | 0 | 0.5765 | 0.7724 | 0 | 0 | 0.0013373 | 0
2185 | 1 | 4.676e-05 | 0.00018941 | 0 | 2.3497e-06 | 0.00011416 | 0 | 0.5316 | 0.7424 | 0 | 0 | 0.07614 | 0
2186 | 1 | 3.8225e-05 | 0.00019227 | 0 | 1.1748e-06 | 0.00011416 | 0 | 0.4605 | 0.6657 | 0 | 0 | 0.31504 | 0
2187 | 1 | 3.5581e-05 | 0.00019485 | 0 | 1.4098e-05 | 0.00011416 | 0 | 0.4034 | 0.6227 | 0 | 0 | 0.40529 | 0
2188 | 1 | 3.5942e-05 | 0.00019865 | 0 | 3.7595e-05 | 0.00011416 | 0 | 0.3857 | 0.6126 | 0 | 0 | 0.24989 | 0
2189 | 1 | 4.809e-05 | 0.00020409 | 0 | 9.3987e-05 | 0.00011416 | 0 | 0.404 | 0.642 | 0 | 0 | 0.07269 | 0
2190 | 1 | 8.551e-05 | 0.00020893 | 0 | 0.0001821 | 0.00011416 | 0 | 0.4521 | 0.704 | 0 | 0 | 0.0017319 | 0
2191 | 1 | 0.00013458 | 0.00020739 | 0 | 0.0001586 | 0.00011416 | 0.04 | 0.5106 | 0.7673 | 0 | 0 | 0.014991 | 0.0042009
2192 | 1 | 0.00016747 | 0.00020505 | 0 | 0.00014685 | 0.00011416 | 0.22 | 0.6393 | 0.7941 | 0 | 0 | 0.1392 | 0.12961
2193 | 1 | 0.00017734 | 0.00020138 | 0 | 0.00016448 | 0.00011416 | 0.48 | 0.6487 | 0.7652 | 0 | 0 | 0.17824 | 0.32617
2194 | 1 | 0.00017572 | 0.00019249 | 0 | 0.00018797 | 0.00011416 | 0.67 | 0.621 | 0.7243 | 0 | 0 | 0.10544 | 0.30701
2195 | 1 | 0.00017393 | 0.00018087 | 0 | 0.00020677 | 0.00011416 | 0.35 | 0.5867 | 0.6774 | 0 | 0 | 0.031253 | 0.51603
2196 | 1 | 0.00016652 | 0.00017059 | 0 | 0.00018797 | 0.00011416 | 0.61 | 0.5519 | 0.6366 | 0 | 0 | 0.0013373 | 0.80884
2197 | 1 | 0.00016545 | 0.00016271 | 0 | 0.00019032 | 0.00011416 | 0.46 | 0.5217 | 0.6029 | 0 | 0 | 0.071033 | 0.73854
2198 | 1 | 0.00016251 | 0.0001574 | 0 | 0.00021382 | 0.00011416 | 0.38 | 0.4953 | 0.5741 | 0 | 0 | 0.29571 | 0.45574
2199 | 1 | 0.00016026 | 0.0001555 | 0 | 0.00022322 | 0.00011416 | 0.25 | 0.4696 | 0.5521 | 0 | 0 | 0.37996 | 0.017695
2200 | 1 | 0.0001612 | 0.00015934 | 0 | 0.00022322 | 0.00011416 | 0.06 | 0.4393 | 0.5346 | 0 | 0 | 0.23473 | 0.43604
2201 | 1 | 0.00016367 | 0.00017068 | 0 | 0.00016448 | 0.00011416 | 0.1 | 0.3843 | 0.5089 | 0 | 0 | 0.068347 | 0.057531
2202 | 1 | 0.00015172 | 0.00019203 | 0 | 0.00011748 | 0.00011416 | 0.06 | 0.3109 | 0.4671 | 0 | 0 | 0.0016847 | 0.016269
2203 | 1 | 0.00014641 | 0.00021592 | 0 | 8.8113e-05 | 0.00011416 | 0 | 0.2852 | 0.4424 | 0 | 0 | 0.013496 | 0
2204 | 1 | 0.00015431 | 0.00022337 | 0 | 5.8742e-05 | 0.00011416 | 0 | 0.2635 | 0.3976 | 0 | 0 | 0.12916 | 0
2205 | 1 | 0.00014079 | 0.00022916 | 0 | 3.7595e-05 | 0.00011416 | 0 | 0.2413 | 0.3385 | 0 | 0 | 0.16727 | 0
2206 | 1 | 0.00011202 | 0.00023549 | 0 | 2.3497e-05 | 0.00011416 | 0 | 0.2192 | 0.2778 | 0 | 0 | 0.099862 | 0
2207 | 1 | 8.5643e-05 | 0.00024103 | 0 | 9.3987e-06 | 0.00011416 | 0 | 0.2012 | 0.2249 | 0 | 0 | 0.030087 | 0
2208 | 1 | 6.3383e-05 | 0.00024612 | 0 | 5.8742e-06 | 0.00011416 | 0 | 0.1799 | 0.1809 | 0 | 0 | 0.0013373 | 0
2209 | 1 | 4.5579e-05 | 0.00024863 | 0 | 2.3497e-06 | 0.00011416 | 0 | 0.155 | 0.1421 | 0 | 0 | 0.06381 | 0
2210 | 1 | 3.7531e-05 | 0.00025036 | 0 | 1.1748e-06 | 0.00011416 | 0 | 0.1298 | 0.1055 | 0 | 0 | 0.26822 | 0
2211 | 1 | 3.4437e-05 | 0.00024876 | 0 | 1.4098e-05 | 0.00011416 | 0 | 0.1124 | 0.0808 | 0 | 0 | 0.34396 | 0
2212 | 1 | 3.5613e-05 | 0.00024612 | 0 | 3.7595e-05 | 0.00011416 | 0 | 0.0989 | 0.065 | 0 | 0 | 0.21317 | 0
2213 | 1 | 4.6078e-05 | 0.00024737 | 0 | 9.3987e-05 | 0.00011416 | 0 | 0.0877 | 0.0522 | 0 | 0 | 0.062162 | 0
2214 | 1 | 7.7017e-05 | 0.00024603 | 0 | 0.0001821 | 0.00011416 | 0 | 0.0762 | 0.0439 | 0 | 0 | 0.0016155 | 0
2215 | 1 | 0.0001154 | 0.00022553 | 0 | 0.0001586 | 0.00011416 | 0.03 | 0.0568 | 0.043 | 0 | 0 | 0.011446 | 0
2216 | 1 | 0.00015326 | 0.00020773 | 0 | 0.00014685 | 0.00011416 | 0.08 | 0.04 | 0.0475 | 0 | 0 | 0.11501 | 0.12654
2217 | 1 | 0.00017128 | 0.00018465 | 0 | 0.00016448 | 0.00011416 | 0.22 | 0.0423 | 0.0578 | 0 | 0 | 0.15168 | 0.24237
2218 | 1 | 0.00017646 | 0.0001674 | 0 | 0.00018797 | 0.00011416 | 0.3 | 0.0489 | 0.0664 | 0 | 0 | 0.091868 | 0.059993
2219 | 1 | 0.00017578 | 0.00015367 | 0 | 0.00020677 | 0.00011416 | 0.39 | 0.0491 | 0.0673 | 0 | 0 | 0.028393 | 0.12854
2220 | 1 | 0.00016914 | 0.00014292 | 0 | 0.00018797 | 0.00011416 | 0.34 | 0.0451 | 0.0585 | 0 | 0 | 0.0013373 | 0.42617
2221 | 1 | 0.00016631 | 0.00013565 | 0 | 0.00019032 | 0.00011416 | 0.3 | 0.0391 | 0.0478 | 0 | 0 | 0.057093 | 0.46759
2222 | 1 | 0.00016073 | 0.00013168 | 0 | 0.00021382 | 0.00011416 | 0.31 | 0.034 | 0.0383 | 0 | 0 | 0.24249 | 0.37021
2223 | 1 | 0.00015271 | 0.00013246 | 0 | 0.00022322 | 0.00011416 | 0.25 | 0.0288 | 0.0271 | 0 | 0 | 0.31032 | 0.11016
2224 | 1 | 0.00015114 | 0.00013755 | 0 | 0.00022322 | 0.00011416 | 0.21 | 0.024 | 0.017 | 0 | 0 | 0.19297 | 0
2225 | 1 | 0.00015618 | 0.00014661 | 0 | 0.00016448 | 0.00011416 | 0.1 | 0.0236 | 0.0179 | 0 | 0 | 0.056361 | 0.0014597
2226 | 1 | 0.00014414 | 0.00016434 | 0 | 0.00011748 | 0.00011416 | 0.04 | 0.0356 | 0.0388 | 0 | 0 | 0.0015481 | 0
2227 | 1 | 0.00013333 | 0.00018243 | 0 | 8.8113e-05 | 0.00011416 | 0 | 0.0621 | 0.081 | 0 | 0 | 0.0096143 | 0
2228 | 1 | 0.00013641 | 0.00019345 | 0 | 5.8742e-05 | 0.00011416 | 0 | 0.0903 | 0.1242 | 0 | 0 | 0.10194 | 0
2229 | 1 | 0.00012698 | 0.00020645 | 0 | 3.7595e-05 | 0.00011416 | 0 | 0.1056 | 0.1484 | 0 | 0 | 0.13708 | 0
2230 | 1 | 0.0001027 | 0.0002187 | 0 | 2.3497e-05 | 0.00011416 | 0 | 0.1103 | 0.162 | 0 | 0 | 0.084313 | 0
2231 | 1 | 8.2721e-05 | 0.00022839 | 0 | 9.3987e-06 | 0.00011416 | 0 | 0.1089 | 0.1683 | 0 | 0 | 0.026764 | 0
2232 | 1 | 6.0044e-05 | 0.00023569 | 0 | 5.8742e-06 | 0.00011416 | 0 | 0.1017 | 0.1651 | 0 | 0 | 0.0013373 | 0
2233 | 1 | 4.1925e-05 | 0.00023968 | 0 | 2.3497e-06 | 0.00011416 | 0 | 0.0942 | 0.1664 | 0 | 0 | 0.046976 | 0
2234 | 1 | 3.2629e-05 | 0.0002402 | 0 | 1.1748e-06 | 0.00011416 | 0 | 0.087 | 0.1727 | 0 | 0 | 0.20336 | 0
2235 | 1 | 2.6888e-05 | 0.00024106 | 0 | 1.4098e-05 | 0.00011416 | 0 | 0.0888 | 0.1894 | 0 | 0 | 0.25925 | 0
2236 | 1 | 2.5667e-05 | 0.00024324 | 0 | 3.7595e-05 | 0.00011416 | 0 | 0.093 | 0.1808 | 0 | 0 | 0.1622 | 0
2237 | 1 | 2.8796e-05 | 0.00024662 | 0 | 9.3987e-05 | 0.00011416 | 0 | 0.1006 | 0.1765 | 0 | 0 | 0.047516 | 0
2238 | 1 | 4.1435e-05 | 0.00024781 | 0 | 0.0001821 | 0.00011416 | 0 | 0.11 | 0.1744 | 0 | 0 | 0.0014402 | 0
2239 | 1 | 6.0342e-05 | 0.00024405 | 0 | 0.0001586 | 0.00011416 | 0.01 | 0.113 | 0.1668 | 0 | 0 | 0.0070149 | 0
2240 | 1 | 8.9198e-05 | 0.00023782 | 0 | 0.00014685 | 0.00011416 | 0.02 | 0.1166 | 0.1628 | 0 | 0 | 0.082421 | 0.0055491
2241 | 1 | 0.00011922 | 0.00022485 | 0 | 0.00016448 | 0.00011416 | 0.11 | 0.1343 | 0.1621 | 0 | 0 | 0.11489 | 0.37309
2242 | 1 | 0.00012942 | 0.00020442 | 0 | 0.00018797 | 0.00011416 | 0.2 | 0.14 | 0.1403 | 0 | 0 | 0.072661 | 0.018809
2243 | 1 | 0.00012882 | 0.00017852 | 0 | 0.00020677 | 0.00011416 | 0.15 | 0.1502 | 0.1475 | 0 | 0 | 0.02419 | 0.011176
2244 | 1 | 0.00012105 | 0.0001617 | 0 | 0.00018797 | 0.00011416 | 0.23 | 0.1823 | 0.1955 | 0 | 0 | 0.0013373 | 0
2245 | 1 | 0.0001104 | 0.00015413 | 0 | 0.00019032 | 0.00011416 | 0.6 | 0.2228 | 0.2636 | 0 | 0 | 0.039802 | 0
2246 | 1 | 0.00010243 | 0.00015094 | 0 | 0.00021382 | 0.00011416 | 0.22 | 0.2591 | 0.3191 | 0 | 0 | 0.17527 | 0.2216
2247 | 1 | 9.8382e-05 | 0.00015118 | 0 | 0.00022322 | 0.00011416 | 0.03 | 0.2856 | 0.361 | 0 | 0 | 0.22268 | 0.015845
2248 | 1 | 0.00010198 | 0.00015723 | 0 | 0.00022322 | 0.00011416 | 0.16 | 0.2965 | 0.3831 | 0 | 0 | 0.14009 | 0.04768
2249 | 1 | 0.00011173 | 0.00016994 | 0 | 0.00016448 | 0.00011416 | 0.04 | 0.2837 | 0.3771 | 0 | 0 | 0.041147 | 0.25097
2250 | 1 | 0.00011068 | 0.00019457 | 0 | 0.00011748 | 0.00011416 | 0.01 | 0.2377 | 0.3346 | 0 | 0 | 0.0013575 | 0.0032983
2251 | 1 | 0.00010405 | 0.00022848 | 0 | 8.8113e-05 | 0.00011416 | 0 | 0.2282 | 0.3151 | 0 | 0 | 0.0053101 | 0
2252 | 1 | 0.00011 | 0.00023955 | 0 | 5.8742e-05 | 0.00011416 | 0 | 0.2199 | 0.2982 | 0 | 0 | 0.068734 | 0
2253 | 1 | 0.00010425 | 0.00025082 | 0 | 3.7595e-05 | 0.00011416 | 0 | 0.199 | 0.2723 | 0 | 0 | 0.098975 | 0
2254 | 1 | 8.5131e-05 | 0.00026128 | 0 | 2.3497e-05 | 0.00011416 | 0 | 0.1777 | 0.2423 | 0 | 0 | 0.064153 | 0
2255 | 1 | 6.5261e-05 | 0.00027073 | 0 | 9.3987e-06 | 0.00011416 | 0 | 0.156 | 0.2094 | 0 | 0 | 0.022253 | 0
2256 | 1 | 4.3666e-05 | 0.00027897 | 0 | 5.8742e-06 | 0.00011416 | 0 | 0.1387 | 0.1832 | 0 | 0 | 0.0013373 | 0
2257 | 1 | 2.7685e-05 | 0.00028589 | 0 | 2.3497e-06 | 0.00011416 | 0 | 0.1227 | 0.1554 | 0 | 0 | 0.031913 | 0
2258 | 1 | 1.7705e-05 | 0.0002913 | 0 | 1.1748e-06 | 0.00011416 | 0 | 0.1034 | 0.1267 | 0 | 0 | 0.14396 | 0
2259 | 1 | 1.2488e-05 | 0.00029524 | 0 | 1.4098e-05 | 0.00011416 | 0 | 0.0876 | 0.1081 | 0 | 0 | 0.18203 | 0
2260 | 1 | 1.2026e-05 | 0.00029853 | 0 | 3.7595e-05 | 0.00011416 | 0 | 0.0766 | 0.0983 | 0 | 0 | 0.1154 | 0
2261 | 1 | 1.3913e-05 | 0.00029976 | 0 | 9.3987e-05 | 0.00011416 | 0 | 0.0638 | 0.0852 | 0 | 0 | 0.03402 | 0
2262 | 1 | 1.8815e-05 | 0.00028975 | 0 | 0.0001821 | 0.00011416 | 0 | 0.0494 | 0.0674 | 0 | 0 | 0.0012587 | 0
2263 | 1 | 2.9325e-05 | 0.00024481 | 0 | 0.0001586 | 0.00011416 | 0.07 | 0.0301 | 0.0461 | 0 | 0 | 0.0035994 | 0.056483
2264 | 1 | 4.8854e-05 | 0.0002078 | 0 | 0.00014685 | 0.00011416 | 0.29 | 0.0167 | 0.0263 | 0 | 0 | 0.053873 | 0.25788
2265 | 1 | 6.3047e-05 | 0.00016792 | 0 | 0.00016448 | 0.00011416 | 0.51 | 0.0096 | 0.0103 | 0 | 0 | 0.081237 | 0.46109
2266 | 1 | 6.9157e-05 | 0.00014379 | 0 | 0.00018797 | 0.00011416 | 0.66 | 0.0047 | 0.0016 | 0 | 0 | 0.054488 | 0.6549
2267 | 1 | 6.8083e-05 | 0.00012969 | 0 | 0.00020677 | 0.00011416 | 0.67 | 0.0051 | 0.0014 | 0 | 0 | 0.019982 | 0.77234
2268 | 1 | 6.6519e-05 | 0.00011822 | 0 | 0.00018797 | 0.00011416 | 0.52 | 0.0097 | 0.005 | 0 | 0 | 0.0013373 | 0.80181
2269 | 1 | 6.1868e-05 | 0.0001103 | 0 | 0.00019032 | 0.00011416 | 0.65 | 0.0186 | 0.0158 | 0 | 0 | 0.023914 | 0.48101
2270 | 1 | 5.6484e-05 | 0.00010678 | 0 | 0.00021382 | 0.00011416 | 0.58 | 0.0319 | 0.0333 | 0 | 0 | 0.11161 | 0.52481
2271 | 1 | 5.2926e-05 | 0.000108 | 0 | 0.00022322 | 0.00011416 | 0.35 | 0.0484 | 0.053 | 0 | 0 | 0.14018 | 0.60058
2272 | 1 | 5.5612e-05 | 0.00011576 | 0 | 0.00022322 | 0.00011416 | 0.23 | 0.0635 | 0.0655 | 0 | 0 | 0.089831 | 0.45709
2273 | 1 | 7.2794e-05 | 0.00013078 | 0 | 0.00016448 | 0.00011416 | 0.24 | 0.0779 | 0.0731 | 0 | 0 | 0.026617 | 0.2136
2274 | 1 | 8.166e-05 | 0.00016699 | 0 | 0.00011748 | 0.00011416 | 0.06 | 0.1021 | 0.0841 | 0 | 0 | 0.0011466 | 0.046009
2275 | 1 | 7.8723e-05 | 0.00020629 | 0 | 8.8113e-05 | 0.00011416 | 0 | 0.1266 | 0.0917 | 0 | 0 | 0.0020875 | 0
2276 | 1 | 8.9175e-05 | 0.00021789 | 0 | 5.8742e-05 | 0.00011416 | 0 | 0.1186 | 0.0843 | 0 | 0 | 0.039075 | 0
2277 | 1 | 9.2411e-05 | 0.00022592 | 0 | 3.7595e-05 | 0.00011416 | 0 | 0.0979 | 0.0807 | 0 | 0 | 0.062917 | 0
2278 | 1 | 7.9115e-05 | 0.00023084 | 0 | 2.3497e-05 | 0.00011416 | 0 | 0.079 | 0.0809 | 0 | 0 | 0.044234 | 0
2279 | 1 | 5.7297e-05 | 0.00023861 | 0 | 9.3987e-06 | 0.00011416 | 0 | 0.0661 | 0.0827 | 0 | 0 | 0.017467 | 0
2280 | 1 | 3.67e-05 | 0.00024365 | 0 | 5.8742e-06 | 0.00011416 | 0 | 0.0652 | 0.0945 | 0 | 0 | 0.0013373 | 0
2281 | 1 | 2.2552e-05 | 0.00024383 | 0 | 2.3497e-06 | 0.00011416 | 0 | 0.0729 | 0.1134 | 0 | 0 | 0.017378 | 0
2282 | 1 | 1.5262e-05 | 0.000242 | 0 | 1.1748e-06 | 0.00011416 | 0 | 0.085 | 0.1366 | 0 | 0 | 0.084504 | 0
2283 | 1 | 1.2709e-05 | 0.00023909 | 0 | 1.4098e-05 | 0.00011416 | 0 | 0.0962 | 0.1596 | 0 | 0 | 0.10529 | 0
2284 | 1 | 1.3425e-05 | 0.00023531 | 0 | 3.7595e-05 | 0.00011416 | 0 | 0.1053 | 0.1759 | 0 | 0 | 0.068347 | 0
2285 | 1 | 1.8e-05 | 0.000229 | 0 | 9.3987e-05 | 0.00011416 | 0 | 0.1109 | 0.1778 | 0 | 0 | 0.020374 | 0
2286 | 1 | 2.8344e-05 | 0.00021988 | 0 | 0.0001821 | 0.00011416 | 0 | 0.1083 | 0.1641 | 0 | 0 | 0.0010414 | 0
2287 | 1 | 4.0002e-05 | 0.00019895 | 0 | 0.0001586 | 0.00011416 | 0.02 | 0.0907 | 0.1452 | 0 | 0 | 0.0010722 | 0
2288 | 1 | 6.4253e-05 | 0.00017932 | 0 | 0.00014685 | 0.00011416 | 0.05 | 0.0741 | 0.138 | 0 | 0 | 0.02727 | 0
2289 | 1 | 8.9524e-05 | 0.00015972 | 0 | 0.00016448 | 0.00011416 | 0.08 | 0.066 | 0.1337 | 0 | 0 | 0.047581 | 0.0074211
2290 | 1 | 0.00010418 | 0.00014382 | 0 | 0.00018797 | 0.00011416 | 0.09 | 0.0585 | 0.1187 | 0 | 0 | 0.035355 | 0.012357
2291 | 1 | 0.00010885 | 0.00012821 | 0 | 0.00020677 | 0.00011416 | 0.19 | 0.0495 | 0.0946 | 0 | 0 | 0.015172 | 0.0063069
2292 | 1 | 0.00010847 | 0.00011191 | 0 | 0.00018797 | 0.00011416 | 0.17 | 0.0394 | 0.0706 | 0 | 0 | 0.0013373 | 0
2293 | 1 | 0.00010179 | 9.8347e-05 | 0 | 0.00019032 | 0.00011416 | 0.34 | 0.0298 | 0.0518 | 0 | 0 | 0.012157 | 0
2294 | 1 | 9.4755e-05 | 8.8422e-05 | 0 | 0.00021382 | 0.00011416 | 0.25 | 0.0223 | 0.0375 | 0 | 0 | 0.062188 | 0.0015823
2295 | 1 | 8.9546e-05 | 8.2777e-05 | 0 | 0.00022322 | 0.00011416 | 0.52 | 0.0168 | 0.0284 | 0 | 0 | 0.076735 | 0.00936
2296 | 1 | 8.979e-05 | 8.3367e-05 | 0 | 0.00022322 | 0.00011416 | 0.12 | 0.0151 | 0.0295 | 0 | 0 | 0.050594 | 0.018107
2297 | 1 | 0.00010321 | 9.2591e-05 | 0 | 0.00016448 | 0.00011416 | 0.26 | 0.0175 | 0.0484 | 0 | 0 | 0.015193 | 0.0055826
2298 | 1 | 0.00010352 | 0.00012122 | 0 | 0.00011748 | 0.00011416 | 0.06 | 0.0303 | 0.0864 | 0 | 0 | 0.00094279 | 0.046934
2299 | 1 | 9.9092e-05 | 0.00015214 | 0 | 8.8113e-05 | 0.00011416 | 0 | 0.0464 | 0.1186 | 0 | 0 | 0.00045479 | 0
2300 | 1 | 0.00010877 | 0.00016389 | 0 | 5.8742e-05 | 0.00011416 | 0 | 0.0482 | 0.1119 | 0 | 0 | 0.01812 | 0
2301 | 1 | 0.00010953 | 0.0001738 | 0 | 3.7595e-05 | 0.00011416 | 0 | 0.0396 | 0.0878 | 0 | 0 | 0.034965 | 0
2302 | 1 | 9.0239e-05 | 0.00018459 | 0 | 2.3497e-05 | 0.00011416 | 0 | 0.0321 | 0.0732 | 0 | 0 | 0.027752 | 0
2303 | 1 | 6.3894e-05 | 0.00019716 | 0 | 9.3987e-06 | 0.00011416 | 0 | 0.0247 | 0.0584 | 0 | 0 | 0.013088 | 0
2304 | 1 | 4.2277e-05 | 0.0002081 | 0 | 5.8742e-06 | 0.00011416 | 0 | 0.0171 | 0.0368 | 0 | 0 | 0.0013373 | 0
2305 | 1 | 2.9917e-05 | 0.00022092 | 0 | 2.3497e-06 | 0.00011416 | 0 | 0.017 | 0.0191 | 0 | 0 | 0.0087032 | 0
2306 | 1 | 2.47e-05 | 0.00023437 | 0 | 1.1748e-06 | 0.00011416 | 0 | 0.0272 | 0.0157 | 0 | 0 | 0.046912 | 0
2307 | 1 | 2.2116e-05 | 0.00024702 | 0 | 1.4098e-05 | 0.00011416 | 0 | 0.0424 | 0.0214 | 0 | 0 | 0.057314 | 0
2308 | 1 | 2.4121e-05 | 0.00025671 | 0 | 3.7595e-05 | 0.00011416 | 0 | 0.0552 | 0.0274 | 0 | 0 | 0.038394 | 0
2309 | 1 | 3.6619e-05 | 0.00026084 | 0 | 9.3987e-05 | 0.00011416 | 0 | 0.0669 | 0.0389 | 0 | 0 | 0.011614 | 0
2310 | 1 | 7.4608e-05 | 0.00024532 | 0 | 0.0001821 | 0.00011416 | 0 | 0.0718 | 0.0512 | 0 | 0 | 0.00086555 | 0
2311 | 1 | 0.00012473 | 0.00021204 | 0 | 0.0001586 | 0.00011416 | 0.05 | 0.0569 | 0.0553 | 0 | 0 | 0.00017275 | 0.03929
2312 | 1 | 0.00016159 | 0.00018745 | 0 | 0.00014685 | 0.00011416 | 0.27 | 0.0564 | 0.0681 | 0 | 0 | 0.012279 | 0.134
2313 | 1 | 0.00017951 | 0.00014954 | 0 | 0.00016448 | 0.00011416 | 0.43 | 0.0905 | 0.1036 | 0 | 0 | 0.026338 | 0.17362
2314 | 1 | 0.00018291 | 0.00012364 | 0 | 0.00018797 | 0.00011416 | 0.44 | 0.1211 | 0.1456 | 0 | 0 | 0.022319 | 0.11961
2315 | 1 | 0.00018389 | 0.00010759 | 0 | 0.00020677 | 0.00011416 | 0.34 | 0.1441 | 0.1832 | 0 | 0 | 0.011505 | 0.089254
2316 | 1 | 0.00017761 | 9.2684e-05 | 0 | 0.00018797 | 0.00011416 | 0.26 | 0.1628 | 0.2145 | 0 | 0 | 0.0013373 | 0.085388
2317 | 1 | 0.00017609 | 8.6319e-05 | 0 | 0.00019032 | 0.00011416 | 0.29 | 0.1781 | 0.2402 | 0 | 0 | 0.0059748 | 0.090279
2318 | 1 | 0.00017131 | 8.7703e-05 | 0 | 0.00021382 | 0.00011416 | 0.37 | 0.1898 | 0.2497 | 0 | 0 | 0.034368 | 0.31331
2319 | 1 | 0.00016552 | 9.2425e-05 | 0 | 0.00022322 | 0.00011416 | 0.45 | 0.1924 | 0.2374 | 0 | 0 | 0.041482 | 0.21219
2320 | 1 | 0.00016435 | 9.9602e-05 | 0 | 0.00022322 | 0.00011416 | 0.4 | 0.1805 | 0.209 | 0 | 0 | 0.028332 | 0.26919
2321 | 1 | 0.0001656 | 0.00011217 | 0 | 0.00016448 | 0.00011416 | 0.24 | 0.1565 | 0.1724 | 0 | 0 | 0.0086474 | 0.024793
2322 | 1 | 0.00015203 | 0.00013724 | 0 | 0.00011748 | 0.00011416 | 0.06 | 0.1233 | 0.1325 | 0 | 0 | 0.00079265 | 0.0081343
2323 | 1 | 0.00014371 | 0.00017633 | 0 | 8.8113e-05 | 0.00011416 | 0 | 0.1165 | 0.12 | 0 | 0 | 4.1009e-05 | 0
2324 | 1 | 0.00014753 | 0.00019258 | 0 | 5.8742e-05 | 0.00011416 | 0 | 0.1053 | 0.1084 | 0 | 0 | 0.0078515 | 0
2325 | 1 | 0.0001411 | 0.00020426 | 0 | 3.7595e-05 | 0.00011416 | 0 | 0.0896 | 0.0932 | 0 | 0 | 0.019261 | 0
2326 | 1 | 0.00011182 | 0.00021084 | 0 | 2.3497e-05 | 0.00011416 | 0 | 0.073 | 0.0744 | 0 | 0 | 0.017646 | 0
2327 | 1 | 8.5565e-05 | 0.00021131 | 0 | 9.3987e-06 | 0.00011416 | 0 | 0.0566 | 0.0568 | 0 | 0 | 0.010054 | 0
2328 | 1 | 5.521e-05 | 0.00020708 | 0 | 5.8742e-06 | 0.00011416 | 0 | 0.0424 | 0.0409 | 0 | 0 | 0.0013373 | 0
2329 | 1 | 3.9212e-05 | 0.00020393 | 0 | 2.3497e-06 | 0.00011416 | 0 | 0.0329 | 0.0295 | 0 | 0 | 0.0050674 | 0
2330 | 1 | 3.2296e-05 | 0.00020422 | 0 | 1.1748e-06 | 0.00011416 | 0 | 0.029 | 0.0216 | 0 | 0 | 0.030055 | 0
2331 | 1 | 3.0054e-05 | 0.00020644 | 0 | 1.4098e-05 | 0.00011416 | 0 | 0.028 | 0.0154 | 0 | 0 | 0.036072 | 0
2332 | 1 | 3.0787e-05 | 0.00021084 | 0 | 3.7595e-05 | 0.00011416 | 0 | 0.0268 | 0.0104 | 0 | 0 | 0.024859 | 0
2333 | 1 | 4.0989e-05 | 0.00021354 | 0 | 9.3987e-05 | 0.00011416 | 0 | 0.0234 | 0.0068 | 0 | 0 | 0.0076188 | 0
2334 | 1 | 7.6974e-05 | 0.00021263 | 0 | 0.0001821 | 0.00011416 | 0 | 0.0203 | 0.0042 | 0 | 0 | 0.00076468 | 0
2335 | 1 | 0.00012584 | 0.00020577 | 0 | 0.0001586 | 0.00011416 | 0.03 | 0.0185 | 0.0031 | 0 | 0 | 1.7578e-05 | 0
2336 | 1 | 0.00016288 | 0.00019675 | 0 | 0.00014685 | 0.00011416 | 0.08 | 0.0153 | 0.0022 | 0 | 0 | 0.0064322 | 0.001326
2337 | 1 | 0.0001789 | 0.00018354 | 0 | 0.00016448 | 0.00011416 | 0.12 | 0.0124 | 0.0013 | 0 | 0 | 0.01683 | 0.0029194
2338 | 1 | 0.00018172 | 0.00015755 | 0 | 0.00018797 | 0.00011416 | 0.1 | 0.0108 | 0.0014 | 0 | 0 | 0.015976 | 0
2339 | 1 | 0.0001824 | 0.00010501 | 0 | 0.00020677 | 0.00011416 | 0.11 | 0.0094 | 0.0019 | 0 | 0 | 0.00951 | 0
2340 | 1 | 0.00017475 | 7.4955e-05 | 0 | 0.00018797 | 0.00011416 | 0.2 | 0.0087 | 0.0023 | 0 | 0 | 0.0013373 | 0.03929
2341 | 1 | 0.00017198 | 5.7558e-05 | 0 | 0.00019032 | 0.00011416 | 0.44 | 0.0091 | 0.003 | 0 | 0 | 0.0055087 | 0.35426
2342 | 1 | 0.0001672 | 4.732e-05 | 0 | 0.00021382 | 0.00011416 | 0.68 | 0.0099 | 0.0038 | 0 | 0 | 0.032163 | 0.77908
2343 | 1 | 0.00016215 | 4.3851e-05 | 0 | 0.00022322 | 0.00011416 | 0.61 | 0.0101 | 0.005 | 0 | 0 | 0.038714 | 0.54123
2344 | 1 | 0.0001608 | 4.8187e-05 | 0 | 0.00022322 | 0.00011416 | 0.43 | 0.0104 | 0.0078 | 0 | 0 | 0.026558 | 0.42234
2345 | 1 | 0.0001642 | 5.9643e-05 | 0 | 0.00016448 | 0.00011416 | 0.23 | 0.0122 | 0.0163 | 0 | 0 | 0.0081223 | 0.20257
2346 | 1 | 0.00014735 | 8.9418e-05 | 0 | 0.00011748 | 0.00011416 | 0.06 | 0.0254 | 0.0478 | 0 | 0 | 0.00077858 | 0.055603
2347 | 1 | 0.00013744 | 0.00012807 | 0 | 8.8113e-05 | 0.00011416 | 0 | 0.057 | 0.1 | 0 | 0 | 2.7661e-05 | 0
2348 | 1 | 0.00013946 | 0.00014611 | 0 | 5.8742e-05 | 0.00011416 | 0 | 0.0887 | 0.1358 | 0 | 0 | 0.0071183 | 0
2349 | 1 | 0.0001366 | 0.00015867 | 0 | 3.7595e-05 | 0.00011416 | 0 | 0.1047 | 0.1471 | 0 | 0 | 0.018018 | 0
2350 | 1 | 0.00010926 | 0.00016934 | 0 | 2.3497e-05 | 0.00011416 | 0 | 0.1084 | 0.1511 | 0 | 0 | 0.016797 | 0
2351 | 1 | 8.3381e-05 | 0.00018011 | 0 | 9.3987e-06 | 0.00011416 | 0 | 0.1053 | 0.1549 | 0 | 0 | 0.0097796 | 0
2352 | 1 | 5.6902e-05 | 0.0001893 | 0 | 5.8742e-06 | 0.00011416 | 0 | 0.0997 | 0.1546 | 0 | 0 | 0.0013373 | 0
2353 | 1 | 3.9632e-05 | 0.00019679 | 0 | 2.3497e-06 | 0.00011416 | 0 | 0.0921 | 0.1474 | 0 | 0 | 0.0081022 | 0
2354 | 1 | 3.1685e-05 | 0.00020297 | 0 | 1.1748e-06 | 0.00011416 | 0 | 0.0858 | 0.1414 | 0 | 0 | 0.044193 | 0
2355 | 1 | 2.8747e-05 | 0.00020826 | 0 | 1.4098e-05 | 0.00011416 | 0 | 0.0753 | 0.1185 | 0 | 0 | 0.053873 | 0
2356 | 1 | 3.0261e-05 | 0.00021066 | 0 | 3.7595e-05 | 0.00011416 | 0 | 0.0611 | 0.088 | 0 | 0 | 0.036217 | 0
2357 | 1 | 4.1679e-05 | 0.00021158 | 0 | 9.3987e-05 | 0.00011416 | 0 | 0.0458 | 0.0611 | 0 | 0 | 0.010974 | 0
2358 | 1 | 7.6726e-05 | 0.00020511 | 0 | 0.0001821 | 0.00011416 | 0 | 0.0296 | 0.041 | 0 | 0 | 0.00085063 | 0
2359 | 1 | 0.00012395 | 0.00018166 | 0 | 0.0001586 | 0.00011416 | 0.07 | 0.0131 | 0.0214 | 0 | 0 | 0.00013621 | 0.044638
2360 | 1 | 0.00015885 | 0.00015319 | 0 | 0.00014685 | 0.00011416 | 0.27 | 0.0052 | 0.0094 | 0 | 0 | 0.011287 | 0.21105
2361 | 1 | 0.00017164 | 0.00010842 | 0 | 0.00016448 | 0.00011416 | 0.48 | 0.0029 | 0.0053 | 0 | 0 | 0.024803 | 0.43555
2362 | 1 | 0.00017257 | 5.7743e-05 | 0 | 0.00018797 | 0.00011416 | 0.64 | 0.0012 | 0.0016 | 0 | 0 | 0.021325 | 0.65639
2363 | 1 | 0.00017224 | 2.4942e-05 | 0 | 0.00020677 | 0.00011416 | 0.74 | 0.0011 | 0.0005 | 0 | 0 | 0.011204 | 0.7841
2364 | 1 | 0.00016613 | 7.1948e-06 | 0 | 0.00018797 | 0.00011416 | 0.81 | 0.0013 | 0.0002 | 0 | 0 | 0.0013373 | 0.98444
2365 | 1 | 0.00016558 | 0 | 0 | 0.00019032 | 0.00011416 | 0.79 | 0.0017 | 0.0001 | 0 | 0 | 0.012157 | 0.88747
2366 | 1 | 0.00016192 | 0 | 0 | 0.00021382 | 0.00011416 | 0.72 | 0.002 | 0.0001 | 0 | 0 | 0.062188 | 0.52855
2367 | 1 | 0.00015932 | 0 | 0 | 0.00022322 | 0.00011416 | 0.61 | 0.0025 | 0.0013 | 0 | 0 | 0.076735 | 0.45338
2368 | 1 | 0.00015989 | 0 | 0 | 0.00022322 | 0.00011416 | 0.44 | 0.0031 | 0.006 | 0 | 0 | 0.050594 | 0.24085
2369 | 1 | 0.00016252 | 1.3504e-05 | 0 | 0.00016448 | 0.00011416 | 0.24 | 0.0045 | 0.0146 | 0 | 0 | 0.015193 | 0.15571
2370 | 1 | 0.00015008 | 4.743e-05 | 0 | 0.00011748 | 0.00011416 | 0.06 | 0.0139 | 0.0295 | 0 | 0 | 0.00094279 | 0.035891
2371 | 1 | 0.00014092 | 8.3718e-05 | 0 | 8.8113e-05 | 0.00011416 | 0 | 0.0349 | 0.0516 | 0 | 0 | 0.00045479 | 0
2372 | 1 | 0.00014332 | 0.00010405 | 0 | 5.8742e-05 | 0.00011416 | 0 | 0.0533 | 0.0687 | 0 | 0 | 0.01812 | 0
2373 | 1 | 0.00014039 | 0.00011921 | 0 | 3.7595e-05 | 0.00011416 | 0 | 0.0637 | 0.0779 | 0 | 0 | 0.034965 | 0
2374 | 1 | 0.00011155 | 0.00013142 | 0 | 2.3497e-05 | 0.00011416 | 0 | 0.0639 | 0.077 | 0 | 0 | 0.027752 | 0
2375 | 1 | 8.5323e-05 | 0.00014063 | 0 | 9.3987e-06 | 0.00011416 | 0 | 0.0551 | 0.0632 | 0 | 0 | 0.013088 | 0
2376 | 1 | 5.9685e-05 | 0.00014762 | 0 | 5.8742e-06 | 0.00011416 | 0 | 0.0436 | 0.0449 | 0 | 0 | 0.0013373 | 0
2377 | 1 | 4.3677e-05 | 0.00014912 | 0 | 2.3497e-06 | 0.00011416 | 0 | 0.032 | 0.0264 | 0 | 0 | 0.020473 | 0
2378 | 1 | 3.6331e-05 | 0.00015072 | 0 | 1.1748e-06 | 0.00011416 | 0 | 0.0223 | 0.0129 | 0 | 0 | 0.097428 | 0
2379 | 1 | 3.2407e-05 | 0.00015567 | 0 | 1.4098e-05 | 0.00011416 | 0 | 0.0155 | 0.0053 | 0 | 0 | 0.12191 | 0
2380 | 1 | 3.3433e-05 | 0.00016157 | 0 | 3.7595e-05 | 0.00011416 | 0 | 0.0121 | 0.0017 | 0 | 0 | 0.0786 | 0
2381 | 1 | 4.2927e-05 | 0.00017334 | 0 | 9.3987e-05 | 0.00011416 | 0 | 0.0105 | 0.0004 | 0 | 0 | 0.023356 | 0
2382 | 1 | 7.4934e-05 | 0.00017862 | 0 | 0.0001821 | 0.00011416 | 0 | 0.0089 | 0.0001 | 0 | 0 | 0.0010931 | 0
2383 | 1 | 0.0001215 | 0.00015685 | 0 | 0.0001586 | 0.00011416 | 0.07 | 0.006 | 0 | 0 | 0 | 0.0015239 | 0.026598
2384 | 1 | 0.00015631 | 0.00013526 | 0 | 0.00014685 | 0.00011416 | 0.26 | 0.0028 | 0 | 0 | 0 | 0.032819 | 0.1751
2385 | 1 | 0.00017011 | 9.4215e-05 | 0 | 0.00016448 | 0.00011416 | 0.45 | 0.0036 | 0.0008 | 0 | 0 | 0.054893 | 0.34736
2386 | 1 | 0.00017162 | 4.6674e-05 | 0 | 0.00018797 | 0.00011416 | 0.61 | 0.0105 | 0.0046 | 0 | 0 | 0.039629 | 0.56936
2387 | 1 | 0.00017025 | 1.5128e-05 | 0 | 0.00020677 | 0.00011416 | 0.68 | 0.0157 | 0.0079 | 0 | 0 | 0.016293 | 0.63948
2388 | 1 | 0.00016398 | 0 | 0 | 0.00018797 | 0.00011416 | 0.77 | 0.0185 | 0.0111 | 0 | 0 | 0.0013373 | 0.79854
2389 | 1 | 0.00016168 | 0 | 0 | 0.00019032 | 0.00011416 | 0.77 | 0.0185 | 0.0133 | 0 | 0 | 0.031913 | 0.81228
2390 | 1 | 0.00015559 | 0 | 0 | 0.00021382 | 0.00011416 | 0.69 | 0.0168 | 0.0132 | 0 | 0 | 0.14396 | 0.72764
2391 | 1 | 0.00014871 | 0 | 0 | 0.00022322 | 0.00011416 | 0.58 | 0.0131 | 0.0108 | 0 | 0 | 0.18203 | 0.59718
2392 | 1 | 0.00014734 | 0 | 0 | 0.00022322 | 0.00011416 | 0.42 | 0.0071 | 0.0058 | 0 | 0 | 0.1154 | 0.2198
2393 | 1 | 0.00015252 | 0 | 0 | 0.00016448 | 0.00011416 | 0.21 | 0.0032 | 0.0012 | 0 | 0 | 0.03402 | 0.13389
2394 | 1 | 0.00014308 | 0 | 0 | 0.00011748 | 0.00011416 | 0.06 | 0.0023 | 0.0041 | 0 | 0 | 0.0012587 | 0.0313
2395 | 1 | 0.0001323 | 2.7396e-05 | 0 | 8.8113e-05 | 0.00011416 | 0 | 0.0064 | 0.0181 | 0 | 0 | 0.0035994 | 0
2396 | 1 | 0.00013306 | 5.6175e-05 | 0 | 5.8742e-05 | 0.00011416 | 0 | 0.0205 | 0.049 | 0 | 0 | 0.053873 | 0
2397 | 1 | 0.00012887 | 7.8829e-05 | 0 | 3.7595e-05 | 0.00011416 | 0 | 0.0455 | 0.0958 | 0 | 0 | 0.081237 | 0
2398 | 1 | 0.000104 | 9.6078e-05 | 0 | 2.3497e-05 | 0.00011416 | 0 | 0.0801 | 0.1523 | 0 | 0 | 0.054488 | 0
2399 | 1 | 8.2386e-05 | 0.00010735 | 0 | 9.3987e-06 | 0.00011416 | 0 | 0.1254 | 0.2105 | 0 | 0 | 0.019982 | 0
2400 | 1 | 5.7917e-05 | 0.00011674 | 0 | 5.8742e-06 | 0.00011416 | 0 | 0.1646 | 0.2526 | 0 | 0 | 0.0013373 | 0
2401 | 1 | 3.956e-05 | 0.00012397 | 0 | 2.3497e-06 | 0.00011416 | 0 | 0.1951 | 0.2742 | 0 | 0 | 0.048895 | 0
2402 | 1 | 2.9826e-05 | 0.0001312 | 0 | 1.1748e-06 | 0.00011416 | 0 | 0.2298 | 0.3232 | 0 | 0 | 0.21082 | 0
2403 | 1 | 2.3561e-05 | 0.00013934 | 0 | 1.4098e-05 | 0.00011416 | 0 | 0.2591 | 0.4033 | 0 | 0 | 0.26898 | 0
2404 | 1 | 2.1751e-05 | 0.00014687 | 0 | 3.7595e-05 | 0.00011416 | 0 | 0.2496 | 0.4141 | 0 | 0 | 0.16807 | 0
2405 | 1 | 2.3197e-05 | 0.00015423 | 0 | 9.3987e-05 | 0.00011416 | 0 | 0.2336 | 0.352 | 0 | 0 | 0.049205 | 0
2406 | 1 | 3.3685e-05 | 0.00014971 | 0 | 0.0001821 | 0.00011416 | 0 | 0.2229 | 0.3051 | 0 | 0 | 0.0014614 | 0
2407 | 1 | 5.2406e-05 | 0.00012619 | 0 | 0.0001586 | 0.00011416 | 0.07 | 0.2031 | 0.3106 | 0 | 0 | 0.0074916 | 0.035301
2408 | 1 | 8.1651e-05 | 9.0249e-05 | 0 | 0.00014685 | 0.00011416 | 0.16 | 0.2511 | 0.3836 | 0 | 0 | 0.086105 | 0.035947
2409 | 1 | 0.00010745 | 5.8093e-05 | 0 | 0.00016448 | 0.00011416 | 0.08 | 0.4288 | 0.5623 | 0 | 0 | 0.11912 | 0.2193
2410 | 1 | 0.00012117 | 4.8297e-05 | 0 | 0.00018797 | 0.00011416 | 0.06 | 0.5655 | 0.7193 | 0 | 0 | 0.0749 | 0
2411 | 1 | 0.00012823 | 5.0031e-05 | 0 | 0.00020677 | 0.00011416 | 0.06 | 0.6268 | 0.7254 | 0 | 0 | 0.024691 | 0
2412 | 1 | 0.00012504 | 5.7263e-05 | 0 | 0.00018797 | 0.00011416 | 0.26 | 0.6551 | 0.7482 | 0 | 0 | 0.0013373 | 0
2413 | 1 | 0.00011533 | 5.7189e-05 | 0 | 0.00019032 | 0.00011416 | 0.21 | 0.7014 | 0.8033 | 0 | 0 | 0.06616 | 0.035579
2414 | 1 | 0.00011028 | 5.3998e-05 | 0 | 0.00021382 | 0.00011416 | 0.05 | 0.7317 | 0.7998 | 0 | 0 | 0.27718 | 0
2415 | 1 | 0.00010997 | 6.4735e-05 | 0 | 0.00022322 | 0.00011416 | 0.06 | 0.7069 | 0.761 | 0 | 0 | 0.3557 | 0
2416 | 1 | 0.00010989 | 9.1245e-05 | 0 | 0.00022322 | 0.00011416 | 0.02 | 0.6277 | 0.7059 | 0 | 0 | 0.2202 | 0
2417 | 1 | 0.00011034 | 0.00011814 | 0 | 0.00016448 | 0.00011416 | 0.22 | 0.5026 | 0.5137 | 0 | 0 | 0.06418 | 0.030119
2418 | 1 | 0.00010384 | 0.00014096 | 0 | 0.00011748 | 0.00011416 | 0.07 | 0.3366 | 0.3137 | 0 | 0 | 0.0016383 | 0.087215
2419 | 1 | 9.3837e-05 | 0.00017476 | 0 | 8.8113e-05 | 0.00011416 | 0 | 0.2435 | 0.2084 | 0 | 0 | 0.012104 | 0
2420 | 1 | 9.5234e-05 | 0.00019581 | 0 | 5.8742e-05 | 0.00011416 | 0 | 0.2026 | 0.2084 | 0 | 0 | 0.11961 | 0
2421 | 1 | 9.5653e-05 | 0.00020426 | 0 | 3.7595e-05 | 0.00011416 | 0 | 0.1974 | 0.2651 | 0 | 0 | 0.15676 | 0
2422 | 1 | 7.9361e-05 | 0.00021262 | 0 | 2.3497e-05 | 0.00011416 | 0 | 0.2286 | 0.3176 | 0 | 0 | 0.094484 | 0
2423 | 1 | 5.9098e-05 | 0.00021568 | 0 | 9.3987e-06 | 0.00011416 | 0 | 0.2594 | 0.3773 | 0 | 0 | 0.02895 | 0
2424 | 1 | 3.8138e-05 | 0.00021512 | 0 | 5.8742e-06 | 0.00011416 | 0 | 0.3021 | 0.4272 | 0 | 0 | 0.0013373 | 0
2425 | 1 | 2.2179e-05 | 0.00021048 | 0 | 2.3497e-06 | 0.00011416 | 0 | 0.3173 | 0.4464 | 0 | 0 | 0.089964 | 0
2426 | 1 | 1.4459e-05 | 0.00020976 | 0 | 1.1748e-06 | 0.00011416 | 0 | 0.3144 | 0.4396 | 0 | 0 | 0.36702 | 0
2427 | 1 | 9.6794e-06 | 0.00021105 | 0 | 1.4098e-05 | 0.00011416 | 0 | 0.302 | 0.413 | 0 | 0 | 0.47351 | 0
2428 | 1 | 8.374e-06 | 0.00021048 | 0 | 3.7595e-05 | 0.00011416 | 0 | 0.2799 | 0.3711 | 0 | 0 | 0.2906 | 0
2429 | 1 | 9.5816e-06 | 0.00021153 | 0 | 9.3987e-05 | 0.00011416 | 0 | 0.2555 | 0.3288 | 0 | 0 | 0.084345 | 0
2430 | 1 | 1.4048e-05 | 0.00020372 | 0 | 0.0001821 | 0.00011416 | 0 | 0.2394 | 0.2996 | 0 | 0 | 0.0018538 | 0
2431 | 1 | 2.22e-05 | 0.00018314 | 0 | 0.0001586 | 0.00011416 | 0.08 | 0.2078 | 0.2558 | 0 | 0 | 0.019201 | 0.040226
2432 | 1 | 4.151e-05 | 0.00015105 | 0 | 0.00014685 | 0.00011416 | 0.3 | 0.2049 | 0.2368 | 0 | 0 | 0.16657 | 0.19826
2433 | 1 | 5.7699e-05 | 0.00011871 | 0 | 0.00016448 | 0.00011416 | 0.51 | 0.2308 | 0.286 | 0 | 0 | 0.20773 | 0.40553
2434 | 1 | 6.8302e-05 | 9.2075e-05 | 0 | 0.00018797 | 0.00011416 | 0.61 | 0.2733 | 0.3653 | 0 | 0 | 0.12029 | 0.48184
2435 | 1 | 7.2236e-05 | 7.4863e-05 | 0 | 0.00020677 | 0.00011416 | 0.68 | 0.3204 | 0.4526 | 0 | 0 | 0.034298 | 0.57117
2436 | 1 | 7.3757e-05 | 6.3425e-05 | 0 | 0.00018797 | 0.00011416 | 0.76 | 0.3695 | 0.5424 | 0 | 0 | 0.0013373 | 0.788
2437 | 1 | 6.9429e-05 | 5.4145e-05 | 0 | 0.00019032 | 0.00011416 | 0.82 | 0.4311 | 0.636 | 0 | 0 | 0.1154 | 0.8461
2438 | 1 | 6.2338e-05 | 4.7135e-05 | 0 | 0.00021382 | 0.00011416 | 0.77 | 0.5069 | 0.7125 | 0 | 0 | 0.46157 | 0.79966
2439 | 1 | 5.7788e-05 | 4.3667e-05 | 0 | 0.00022322 | 0.00011416 | 0.67 | 0.5779 | 0.763 | 0 | 0 | 0.59791 | 0.68155
2440 | 1 | 6.2065e-05 | 4.5475e-05 | 0 | 0.00022322 | 0.00011416 | 0.49 | 0.6178 | 0.8038 | 0 | 0 | 0.36456 | 0.40346
2441 | 1 | 8.174e-05 | 5.4662e-05 | 0 | 0.00016448 | 0.00011416 | 0.27 | 0.6242 | 0.8308 | 0 | 0 | 0.10548 | 0.25361
2442 | 1 | 9.2319e-05 | 7.1948e-05 | 0 | 0.00011748 | 0.00011416 | 0.05 | 0.6563 | 0.8679 | 0 | 0 | 0.0020606 | 0.026342
2443 | 1 | 9.2562e-05 | 8.9031e-05 | 0 | 8.8113e-05 | 0.00011416 | 0 | 0.6876 | 0.8966 | 0 | 0 | 0.027465 | 0
2444 | 1 | 0.00010015 | 9.8624e-05 | 0 | 5.8742e-05 | 0.00011416 | 0 | 0.6866 | 0.9021 | 0 | 0 | 0.21744 | 0
2445 | 1 | 0.00010041 | 0.00010831 | 0 | 3.7595e-05 | 0.00011416 | 0 | 0.6981 | 0.8645 | 0 | 0 | 0.26141 | 0
2446 | 1 | 8.2749e-05 | 0.00011763 | 0 | 2.3497e-05 | 0.00011416 | 0 | 0.695 | 0.8199 | 0 | 0 | 0.14684 | 0
2447 | 1 | 5.8353e-05 | 0.00013268 | 0 | 9.3987e-06 | 0.00011416 | 0 | 0.6302 | 0.7252 | 0 | 0 | 0.039572 | 0
2448 | 1 | 4.2354e-05 | 0.00015133 | 0 | 5.8742e-06 | 0.00011416 | 0 | 0.527 | 0.5953 | 0 | 0 | 0.0013373 | 0
2449 | 1 | 2.7801e-05 | 0.00016967 | 0 | 2.3497e-06 | 0.00011416 | 0 | 0.4078 | 0.4627 | 0 | 0 | 0.13735 | 0
2450 | 1 | 2.1612e-05 | 0.00018456 | 0 | 1.1748e-06 | 0.00011416 | 0 | 0.3088 | 0.3183 | 0 | 0 | 0.54226 | 0
2451 | 1 | 1.9352e-05 | 0.00020068 | 0 | 1.4098e-05 | 0.00011416 | 0 | 0.218 | 0.1963 | 0 | 0 | 0.70429 | 0
2452 | 1 | 2.0961e-05 | 0.00021653 | 0 | 3.7595e-05 | 0.00011416 | 0 | 0.1585 | 0.1574 | 0 | 0 | 0.42759 | 0
2453 | 1 | 3.2133e-05 | 0.00022758 | 0 | 9.3987e-05 | 0.00011416 | 0 | 0.1333 | 0.1544 | 0 | 0 | 0.12346 | 0
2454 | 1 | 6.8468e-05 | 0.00021328 | 0 | 0.0001821 | 0.00011416 | 0 | 0.1235 | 0.166 | 0 | 0 | 0.0022254 | 0
2455 | 1 | 0.00011784 | 0.00017498 | 0 | 0.0001586 | 0.00011416 | 0.09 | 0.1061 | 0.1494 | 0 | 0 | 0.035018 | 0.082123
2456 | 1 | 0.00015288 | 0.00014816 | 0 | 0.00014685 | 0.00011416 | 0.26 | 0.115 | 0.1469 | 0 | 0 | 0.26174 | 0.13592
2457 | 1 | 0.00016523 | 0.00012469 | 0 | 0.00016448 | 0.00011416 | 0.43 | 0.1273 | 0.152 | 0 | 0 | 0.30723 | 0.26222
2458 | 1 | 0.00016562 | 0.00010742 | 0 | 0.00018797 | 0.00011416 | 0.48 | 0.1378 | 0.1599 | 0 | 0 | 0.16913 | 0.34912
2459 | 1 | 0.00016632 | 9.5432e-05 | 0 | 0.00020677 | 0.00011416 | 0.54 | 0.1482 | 0.1714 | 0 | 0 | 0.043863 | 0.32018
2460 | 1 | 0.0001632 | 8.6319e-05 | 0 | 0.00018797 | 0.00011416 | 0.52 | 0.1535 | 0.1774 | 0 | 0 | 0.0013373 | 0.27191
2461 | 1 | 0.00016447 | 8.0102e-05 | 0 | 0.00019032 | 0.00011416 | 0.58 | 0.1502 | 0.1705 | 0 | 0 | 0.17522 | 0.48034
2462 | 1 | 0.00016003 | 7.7612e-05 | 0 | 0.00021382 | 0.00011416 | 0.54 | 0.1368 | 0.1493 | 0 | 0 | 0.68011 | 0.57946
2463 | 1 | 0.00015426 | 8.1375e-05 | 0 | 0.00022322 | 0.00011416 | 0.45 | 0.121 | 0.1213 | 0 | 0 | 0.88643 | 0.41119
2464 | 1 | 0.00015331 | 8.9972e-05 | 0 | 0.00022322 | 0.00011416 | 0.39 | 0.1015 | 0.0844 | 0 | 0 | 0.53514 | 0.29224
2465 | 1 | 0.00015487 | 0.00010316 | 0 | 0.00016448 | 0.00011416 | 0.24 | 0.0774 | 0.0503 | 0 | 0 | 0.15409 | 0.15856
2466 | 1 | 0.00013849 | 0.00012851 | 0 | 0.00011748 | 0.00011416 | 0.07 | 0.0518 | 0.0257 | 0 | 0 | 0.0024886 | 0.044505
2467 | 1 | 0.00012917 | 0.00016635 | 0 | 8.8113e-05 | 0.00011416 | 0 | 0.0351 | 0.0142 | 0 | 0 | 0.048763 | 0
2468 | 1 | 0.00013082 | 0.00017279 | 0 | 5.8742e-05 | 0.00011416 | 0 | 0.02 | 0.0095 | 0 | 0 | 0.33888 | 0
2469 | 1 | 0.00013403 | 0.00017155 | 0 | 3.7595e-05 | 0.00011416 | 0 | 0.0117 | 0.0194 | 0 | 0 | 0.38553 | 0
2470 | 1 | 0.00010787 | 0.00017408 | 0 | 2.3497e-05 | 0.00011416 | 0 | 0.0142 | 0.0474 | 0 | 0 | 0.20663 | 0
2471 | 1 | 8.0618e-05 | 0.00018732 | 0 | 9.3987e-06 | 0.00011416 | 0 | 0.0325 | 0.0917 | 0 | 0 | 0.050866 | 0
2472 | 1 | 4.8163e-05 | 0.00020236 | 0 | 5.8742e-06 | 0.00011416 | 0 | 0.072 | 0.1585 | 0 | 0 | 0.0013373 | 0
2473 | 1 | 3.2812e-05 | 0.00020612 | 0 | 2.3497e-06 | 0.00011416 | 0 | 0.13 | 0.2375 | 0 | 0 | 0.17981 | 0
2474 | 1 | 2.7042e-05 | 0.00019992 | 0 | 1.1748e-06 | 0.00011416 | 0 | 0.1952 | 0.3244 | 0 | 0 | 0.69673 | 0
2475 | 1 | 2.4516e-05 | 0.00019243 | 0 | 1.4098e-05 | 0.00011416 | 0 | 0.2397 | 0.374 | 0 | 0 | 0.90842 | 0
2476 | 1 | 2.6548e-05 | 0.00018659 | 0 | 3.7595e-05 | 0.00011416 | 0 | 0.2554 | 0.3883 | 0 | 0 | 0.5481 | 0
2477 | 1 | 3.7903e-05 | 0.00018404 | 0 | 9.3987e-05 | 0.00011416 | 0 | 0.2628 | 0.3921 | 0 | 0 | 0.15777 | 0
2478 | 1 | 7.1704e-05 | 0.00017177 | 0 | 0.0001821 | 0.00011416 | 0 | 0.2544 | 0.388 | 0 | 0 | 0.0025191 | 0
2479 | 1 | 0.0001195 | 0.00014703 | 0 | 0.0001586 | 0.00011416 | 0.09 | 0.2244 | 0.3554 | 0 | 0 | 0.050481 | 0.044516
2480 | 1 | 0.00015227 | 0.00011279 | 0 | 0.00014685 | 0.00011416 | 0.22 | 0.2148 | 0.337 | 0 | 0 | 0.34828 | 0.012469
2481 | 1 | 0.00016555 | 7.2446e-05 | 0 | 0.00016448 | 0.00011416 | 0.51 | 0.259 | 0.3948 | 0 | 0 | 0.39498 | 0.0041786
2482 | 1 | 0.00016644 | 3.8446e-05 | 0 | 0.00018797 | 0.00011416 | 0.67 | 0.3045 | 0.4326 | 0 | 0 | 0.21111 | 0.303
2483 | 1 | 0.00016426 | 1.4925e-05 | 0 | 0.00020677 | 0.00011416 | 0.78 | 0.3473 | 0.4556 | 0 | 0 | 0.051687 | 0.53909
2484 | 1 | 0.00015875 | 6.0879e-07 | 0 | 0.00018797 | 0.00011416 | 0.82 | 0.3883 | 0.4721 | 0 | 0 | 0.0013373 | 0.88266
2485 | 1 | 0.0001585 | 0 | 0 | 0.00019032 | 0.00011416 | 0.8 | 0.4175 | 0.4752 | 0 | 0 | 0.17981 | 0.80476
2486 | 1 | 0.00015472 | 0 | 0 | 0.00021382 | 0.00011416 | 0.77 | 0.4274 | 0.4543 | 0 | 0 | 0.69673 | 0.73287
2487 | 1 | 0.00015264 | 3.3207e-07 | 0 | 0.00022322 | 0.00011416 | 0.66 | 0.4118 | 0.4085 | 0 | 0 | 0.90842 | 0.68415
2488 | 1 | 0.00015319 | 1.1032e-05 | 0 | 0.00022322 | 0.00011416 | 0.49 | 0.3558 | 0.3331 | 0 | 0 | 0.5481 | 0.48819
2489 | 1 | 0.00015572 | 2.8023e-05 | 0 | 0.00016448 | 0.00011416 | 0.28 | 0.2585 | 0.2418 | 0 | 0 | 0.15777 | 0.2427
2490 | 1 | 0.00014003 | 5.861e-05 | 0 | 0.00011748 | 0.00011416 | 0.07 | 0.1662 | 0.1668 | 0 | 0 | 0.0025191 | 0.053218
2491 | 1 | 0.00012888 | 0.00010831 | 0 | 8.8113e-05 | 0.00011416 | 0 | 0.138 | 0.1561 | 0 | 0 | 0.050481 | 0
2492 | 1 | 0.00012684 | 0.00012799 | 0 | 5.8742e-05 | 0.00011416 | 0 | 0.1281 | 0.1551 | 0 | 0 | 0.34828 | 0
2493 | 1 | 0.00013164 | 0.00013797 | 0 | 3.7595e-05 | 0.00011416 | 0 | 0.1264 | 0.1616 | 0 | 0 | 0.39498 | 0
2494 | 1 | 0.00010637 | 0.00014458 | 0 | 2.3497e-05 | 0.00011416 | 0 | 0.1401 | 0.1986 | 0 | 0 | 0.21111 | 0
2495 | 1 | 8.0448e-05 | 0.00015076 | 0 | 9.3987e-06 | 0.00011416 | 0 | 0.1635 | 0.2548 | 0 | 0 | 0.051687 | 0
2496 | 1 | 5.5132e-05 | 0.00015788 | 0 | 5.8742e-06 | 0.00011416 | 0 | 0.1858 | 0.304 | 0 | 0 | 0.0013373 | 0
2497 | 1 | 3.7797e-05 | 0.00016443 | 0 | 2.3497e-06 | 0.00011416 | 0 | 0.2143 | 0.3401 | 0 | 0 | 0.1707 | 0
2498 | 1 | 3.0567e-05 | 0.0001659 | 0 | 1.1748e-06 | 0.00011416 | 0 | 0.2471 | 0.3748 | 0 | 0 | 0.66376 | 0
2499 | 1 | 2.7488e-05 | 0.00016371 | 0 | 1.4098e-05 | 0.00011416 | 0 | 0.2671 | 0.391 | 0 | 0 | 0.8648 | 0
2500 | 1 | 2.8629e-05 | 0.00016188 | 0 | 3.7595e-05 | 0.00011416 | 0 | 0.2564 | 0.3682 | 0 | 0 | 0.52239 | 0
2501 | 1 | 3.9058e-05 | 0.00016327 | 0 | 9.3987e-05 | 0.00011416 | 0 | 0.2348 | 0.333 | 0 | 0 | 0.15046 | 0
2502 | 1 | 7.1444e-05 | 0.00014915 | 0 | 0.0001821 | 0.00011416 | 0 | 0.2126 | 0.3055 | 0 | 0 | 0.0024584 | 0
2503 | 1 | 0.00011733 | 0.00011668 | 0 | 0.0001586 | 0.00011416 | 0.1 | 0.1733 | 0.2727 | 0 | 0 | 0.047084 | 0.097545
2504 | 1 | 0.00015245 | 8.1559e-05 | 0 | 0.00014685 | 0.00011416 | 0.31 | 0.1454 | 0.2573 | 0 | 0 | 0.32965 | 0.29395
2505 | 1 | 0.00016613 | 3.3539e-05 | 0 | 0.00016448 | 0.00011416 | 0.52 | 0.1795 | 0.2933 | 0 | 0 | 0.37624 | 0.53195
2506 | 1 | 0.00016834 | 0 | 0 | 0.00018797 | 0.00011416 | 0.67 | 0.2457 | 0.3469 | 0 | 0 | 0.20222 | 0.76226
2507 | 1 | 0.00016685 | 0 | 0 | 0.00020677 | 0.00011416 | 0.77 | 0.3112 | 0.3979 | 0 | 0 | 0.050053 | 0.8571
2508 | 1 | 0.00016124 | 0 | 0 | 0.00018797 | 0.00011416 | 0.84 | 0.3573 | 0.4219 | 0 | 0 | 0.0013373 | 1
2509 | 1 | 0.00016147 | 0 | 0 | 0.00019032 | 0.00011416 | 0.83 | 0.3719 | 0.4019 | 0 | 0 | 0.15763 | 1
2510 | 1 | 0.00015816 | 0 | 0 | 0.00021382 | 0.00011416 | 0.76 | 0.356 | 0.3479 | 0 | 0 | 0.61627 | 0.8935
2511 | 1 | 0.00015506 | 0 | 0 | 0.00022322 | 0.00011416 | 0.65 | 0.3108 | 0.2749 | 0 | 0 | 0.80203 | 0.73527
2512 | 1 | 0.0001558 | 0 | 0 | 0.00022322 | 0.00011416 | 0.48 | 0.2557 | 0.2272 | 0 | 0 | 0.48536 | 0.52328
2513 | 1 | 0.00015938 | 1.9555e-06 | 0 | 0.00016448 | 0.00011416 | 0.27 | 0.2139 | 0.2296 | 0 | 0 | 0.13991 | 0.26247
2514 | 1 | 0.00014021 | 4.4663e-05 | 0 | 0.00011748 | 0.00011416 | 0.07 | 0.1986 | 0.2546 | 0 | 0 | 0.0023692 | 0.061631
2515 | 1 | 0.00012869 | 9.1282e-05 | 0 | 8.8113e-05 | 0.00011416 | 0 | 0.204 | 0.2449 | 0 | 0 | 0.04228 | 0
2516 | 1 | 0.00012613 | 0.00011639 | 0 | 5.8742e-05 | 0.00011416 | 0 | 0.1989 | 0.2098 | 0 | 0 | 0.30296 | 0
2517 | 1 | 0.00013068 | 0.00013441 | 0 | 3.7595e-05 | 0.00011416 | 0 | 0.1811 | 0.1828 | 0 | 0 | 0.34926 | 0
2518 | 1 | 0.00010627 | 0.00014598 | 0 | 2.3497e-05 | 0.00011416 | 0 | 0.1652 | 0.1655 | 0 | 0 | 0.18935 | 0
2519 | 1 | 7.9805e-05 | 0.00015561 | 0 | 9.3987e-06 | 0.00011416 | 0 | 0.1535 | 0.1567 | 0 | 0 | 0.047668 | 0
2520 | 1 | 5.9056e-05 | 0.00016341 | 0 | 5.8742e-06 | 0.00011416 | 0 | 0.1449 | 0.1525 | 0 | 0 | 0.0013373 | 0
2521 | 1 | 4.2097e-05 | 0.00017129 | 0 | 2.3497e-06 | 0.00011416 | 0 | 0.1346 | 0.1433 | 0 | 0 | 0.13735 | 0
2522 | 1 | 3.485e-05 | 0.00017799 | 0 | 1.1748e-06 | 0.00011416 | 0 | 0.1298 | 0.144 | 0 | 0 | 0.54226 | 0
2523 | 1 | 3.1369e-05 | 0.00018413 | 0 | 1.4098e-05 | 0.00011416 | 0 | 0.1318 | 0.1519 | 0 | 0 | 0.70429 | 0
2524 | 1 | 3.1575e-05 | 0.00019157 | 0 | 3.7595e-05 | 0.00011416 | 0 | 0.1257 | 0.1456 | 0 | 0 | 0.42759 | 0
2525 | 1 | 4.0492e-05 | 0.00019828 | 0 | 9.3987e-05 | 0.00011416 | 0 | 0.1102 | 0.1225 | 0 | 0 | 0.12346 | 0
2526 | 1 | 7.2965e-05 | 0.00018053 | 0 | 0.0001821 | 0.00011416 | 0 | 0.0851 | 0.0975 | 0 | 0 | 0.0022254 | 0
2527 | 1 | 0.00012068 | 0.00015644 | 0 | 0.0001586 | 0.00011416 | 0.08 | 0.0616 | 0.081 | 0 | 0 | 0.035018 | 0.0068306
2528 | 1 | 0.00015334 | 0.00013345 | 0 | 0.00014685 | 0.00011416 | 0.26 | 0.0552 | 0.0733 | 0 | 0 | 0.26174 | 0.0073431
2529 | 1 | 0.00016741 | 0.00010831 | 0 | 0.00016448 | 0.00011416 | 0.51 | 0.0506 | 0.0645 | 0 | 0 | 0.30723 | 0.017829
2530 | 1 | 0.00016818 | 8.4954e-05 | 0 | 0.00018797 | 0.00011416 | 0.68 | 0.0469 | 0.0564 | 0 | 0 | 0.16913 | 0.16916
2531 | 1 | 0.00016745 | 6.6967e-05 | 0 | 0.00020677 | 0.00011416 | 0.78 | 0.0483 | 0.0593 | 0 | 0 | 0.043863 | 0.017817
2532 | 1 | 0.00016306 | 5.4275e-05 | 0 | 0.00018797 | 0.00011416 | 0.83 | 0.0587 | 0.0791 | 0 | 0 | 0.0013373 | 0.13978
2533 | 1 | 0.00016383 | 4.7006e-05 | 0 | 0.00019032 | 0.00011416 | 0.83 | 0.077 | 0.1171 | 0 | 0 | 0.11199 | 0.27238
2534 | 1 | 0.00015975 | 4.577e-05 | 0 | 0.00021382 | 0.00011416 | 0.77 | 0.0944 | 0.166 | 0 | 0 | 0.44895 | 0.32792
2535 | 1 | 0.00015614 | 5.005e-05 | 0 | 0.00022322 | 0.00011416 | 0.66 | 0.1144 | 0.2187 | 0 | 0 | 0.58129 | 0.1135
2536 | 1 | 0.00015807 | 5.9864e-05 | 0 | 0.00022322 | 0.00011416 | 0.48 | 0.1387 | 0.2672 | 0 | 0 | 0.3547 | 0.027679
2537 | 1 | 0.00015924 | 7.6099e-05 | 0 | 0.00016448 | 0.00011416 | 0.28 | 0.1678 | 0.3056 | 0 | 0 | 0.10266 | 0.11866
2538 | 1 | 0.00014675 | 0.00010095 | 0 | 0.00011748 | 0.00011416 | 0.07 | 0.1932 | 0.328 | 0 | 0 | 0.0020339 | 0.0050366
2539 | 1 | 0.00013829 | 0.00013119 | 0 | 8.8113e-05 | 0.00011416 | 0 | 0.2205 | 0.3402 | 0 | 0 | 0.026323 | 0
2540 | 1 | 0.00013631 | 0.00014666 | 0 | 5.8742e-05 | 0.00011416 | 0 | 0.2298 | 0.3366 | 0 | 0 | 0.21058 | 0
2541 | 1 | 0.00013705 | 0.0001574 | 0 | 3.7595e-05 | 0.00011416 | 0 | 0.211 | 0.3163 | 0 | 0 | 0.25424 | 0
2542 | 1 | 0.00010974 | 0.00016626 | 0 | 2.3497e-05 | 0.00011416 | 0 | 0.2008 | 0.2992 | 0 | 0 | 0.14333 | 0
2543 | 1 | 8.4318e-05 | 0.00017417 | 0 | 9.3987e-06 | 0.00011416 | 0 | 0.1917 | 0.2772 | 0 | 0 | 0.038885 | 0
2544 | 1 | 5.3435e-05 | 0.00018186 | 0 | 5.8742e-06 | 0.00011416 | 0 | 0.1841 | 0.2508 | 0 | 0 | 0.0013373 | 0
2545 | 1 | 3.6452e-05 | 0.00018967 | 0 | 2.3497e-06 | 0.00011416 | 0 | 0.1811 | 0.2286 | 0 | 0 | 0.089964 | 0
2546 | 1 | 2.8648e-05 | 0.00019716 | 0 | 1.1748e-06 | 0.00011416 | 0 | 0.1819 | 0.2141 | 0 | 0 | 0.36702 | 0
2547 | 1 | 2.5269e-05 | 0.00020241 | 0 | 1.4098e-05 | 0.00011416 | 0 | 0.1849 | 0.2079 | 0 | 0 | 0.47351 | 0
2548 | 1 | 2.573e-05 | 0.00020529 | 0 | 3.7595e-05 | 0.00011416 | 0 | 0.1786 | 0.1988 | 0 | 0 | 0.2906 | 0
2549 | 1 | 3.5587e-05 | 0.00020743 | 0 | 9.3987e-05 | 0.00011416 | 0 | 0.1703 | 0.1933 | 0 | 0 | 0.084345 | 0
2550 | 1 | 6.6741e-05 | 0.00019513 | 0 | 0.0001821 | 0.00011416 | 0 | 0.1563 | 0.1931 | 0 | 0 | 0.0018538 | 0
2551 | 1 | 0.00011467 | 0.00016994 | 0 | 0.0001586 | 0.00011416 | 0.04 | 0.1449 | 0.1881 | 0 | 0 | 0.019201 | 0.056639
2552 | 1 | 0.00015064 | 0.00014386 | 0 | 0.00014685 | 0.00011416 | 0.16 | 0.1716 | 0.1912 | 0 | 0 | 0.16657 | 0.052171
2553 | 1 | 0.00016508 | 0.00012087 | 0 | 0.00016448 | 0.00011416 | 0.39 | 0.1694 | 0.1891 | 0 | 0 | 0.20773 | 0.0027189
2554 | 1 | 0.00016801 | 0.00010239 | 0 | 0.00018797 | 0.00011416 | 0.46 | 0.1632 | 0.1904 | 0 | 0 | 0.12029 | 0.0071871
2555 | 1 | 0.00016873 | 8.9289e-05 | 0 | 0.00020677 | 0.00011416 | 0.47 | 0.1609 | 0.1966 | 0 | 0 | 0.034298 | 0
2556 | 1 | 0.00016203 | 8.108e-05 | 0 | 0.00018797 | 0.00011416 | 0.65 | 0.1674 | 0.2091 | 0 | 0 | 0.0013373 | 0.10615
2557 | 1 | 0.00015836 | 7.7169e-05 | 0 | 0.00019032 | 0.00011416 | 0.68 | 0.1803 | 0.2253 | 0 | 0 | 0.06616 | 0.11975
2558 | 1 | 0.00015197 | 7.7206e-05 | 0 | 0.00021382 | 0.00011416 | 0.41 | 0.1996 | 0.2511 | 0 | 0 | 0.27718 | 0.18823
2559 | 1 | 0.00014516 | 8.1338e-05 | 0 | 0.00022322 | 0.00011416 | 0.42 | 0.2221 | 0.2832 | 0 | 0 | 0.3557 | 0.54071
2560 | 1 | 0.00014148 | 9.0046e-05 | 0 | 0.00022322 | 0.00011416 | 0.47 | 0.2464 | 0.3181 | 0 | 0 | 0.2202 | 0.40923
2561 | 1 | 0.00014282 | 0.00010401 | 0 | 0.00016448 | 0.00011416 | 0.29 | 0.2677 | 0.352 | 0 | 0 | 0.06418 | 0.27511
2562 | 1 | 0.00013051 | 0.00012593 | 0 | 0.00011748 | 0.00011416 | 0.08 | 0.2633 | 0.3604 | 0 | 0 | 0.0016383 | 0.075092
2563 | 1 | 0.00011911 | 0.00016378 | 0 | 8.8113e-05 | 0.00011416 | 0 | 0.2577 | 0.3601 | 0 | 0 | 0.012104 | 0
2564 | 1 | 0.00011408 | 0.00018354 | 0 | 5.8742e-05 | 0.00011416 | 0 | 0.269 | 0.3612 | 0 | 0 | 0.11961 | 0
2565 | 1 | 0.00011639 | 0.00019513 | 0 | 3.7595e-05 | 0.00011416 | 0 | 0.2658 | 0.3473 | 0 | 0 | 0.15676 | 0
2566 | 1 | 9.3894e-05 | 0.0002043 | 0 | 2.3497e-05 | 0.00011416 | 0 | 0.2737 | 0.3541 | 0 | 0 | 0.094484 | 0
2567 | 1 | 7.3332e-05 | 0.00021138 | 0 | 9.3987e-06 | 0.00011416 | 0 | 0.2853 | 0.3708 | 0 | 0 | 0.02895 | 0
2568 | 1 | 5.4505e-05 | 0.00021835 | 0 | 5.8742e-06 | 0.00011416 | 0 | 0.2728 | 0.3703 | 0 | 0 | 0.0013373 | 0
2569 | 1 | 3.6376e-05 | 0.00022475 | 0 | 2.3497e-06 | 0.00011416 | 0 | 0.2492 | 0.3516 | 0 | 0 | 0.048895 | 0
2570 | 1 | 2.6595e-05 | 0.00022776 | 0 | 1.1748e-06 | 0.00011416 | 0 | 0.2279 | 0.3413 | 0 | 0 | 0.21082 | 0
2571 | 1 | 2.1783e-05 | 0.00022754 | 0 | 1.4098e-05 | 0.00011416 | 0 | 0.2078 | 0.3284 | 0 | 0 | 0.26898 | 0
2572 | 1 | 2.0025e-05 | 0.00022525 | 0 | 3.7595e-05 | 0.00011416 | 0 | 0.1708 | 0.2886 | 0 | 0 | 0.16807 | 0
2573 | 1 | 2.284e-05 | 0.00022234 | 0 | 9.3987e-05 | 0.00011416 | 0 | 0.1342 | 0.2471 | 0 | 0 | 0.049205 | 0
2574 | 1 | 3.2379e-05 | 0.00020872 | 0 | 0.0001821 | 0.00011416 | 0.01 | 0.1056 | 0.2025 | 0 | 0 | 0.0014614 | 0
2575 | 1 | 5.1957e-05 | 0.00018227 | 0 | 0.0001586 | 0.00011416 | 0.11 | 0.0809 | 0.1547 | 0 | 0 | 0.0074916 | 0.11133
2576 | 1 | 7.7995e-05 | 0.00014434 | 0 | 0.00014685 | 0.00011416 | 0.34 | 0.0819 | 0.144 | 0 | 0 | 0.086105 | 0.29827
2577 | 1 | 9.89e-05 | 0.00010431 | 0 | 0.00016448 | 0.00011416 | 0.55 | 0.1114 | 0.1472 | 0 | 0 | 0.11912 | 0.55057
2578 | 1 | 0.0001052 | 8.1043e-05 | 0 | 0.00018797 | 0.00011416 | 0.7 | 0.1368 | 0.1534 | 0 | 0 | 0.0749 | 0.75718
2579 | 1 | 0.00010336 | 6.6026e-05 | 0 | 0.00020677 | 0.00011416 | 0.48 | 0.1387 | 0.1522 | 0 | 0 | 0.024691 | 0.87986
2580 | 1 | 9.9927e-05 | 5.4736e-05 | 0 | 0.00018797 | 0.00011416 | 0.8 | 0.1301 | 0.1444 | 0 | 0 | 0.0013373 | 0.55627
2581 | 1 | 9.3459e-05 | 4.6877e-05 | 0 | 0.00019032 | 0.00011416 | 0.82 | 0.1238 | 0.1461 | 0 | 0 | 0.033399 | 0.66708
2582 | 1 | 8.6554e-05 | 4.3206e-05 | 0 | 0.00021382 | 0.00011416 | 0.7 | 0.1269 | 0.1638 | 0 | 0 | 0.1499 | 0.62047
2583 | 1 | 8.1603e-05 | 4.4903e-05 | 0 | 0.00022322 | 0.00011416 | 0.64 | 0.1423 | 0.2066 | 0 | 0 | 0.18973 | 0.59617
2584 | 1 | 8.3256e-05 | 5.3408e-05 | 0 | 0.00022322 | 0.00011416 | 0.49 | 0.1631 | 0.2599 | 0 | 0 | 0.12009 | 0.53686
2585 | 1 | 9.2506e-05 | 6.9826e-05 | 0 | 0.00016448 | 0.00011416 | 0.29 | 0.1743 | 0.2687 | 0 | 0 | 0.035373 | 0.29155
2586 | 1 | 9.4256e-05 | 0.00010016 | 0 | 0.00011748 | 0.00011416 | 0.08 | 0.1859 | 0.2477 | 0 | 0 | 0.0012781 | 0.083527
2587 | 1 | 8.8575e-05 | 0.00014303 | 0 | 8.8113e-05 | 0.00011416 | 0 | 0.2224 | 0.2507 | 0 | 0 | 0.0039066 | 0
2588 | 1 | 8.692e-05 | 0.0001648 | 0 | 5.8742e-05 | 0.00011416 | 0 | 0.2386 | 0.2629 | 0 | 0 | 0.056654 | 0
2589 | 1 | 9.3179e-05 | 0.00018236 | 0 | 3.7595e-05 | 0.00011416 | 0 | 0.2232 | 0.2491 | 0 | 0 | 0.084599 | 0
2590 | 1 | 7.8762e-05 | 0.0001997 | 0 | 2.3497e-05 | 0.00011416 | 0 | 0.202 | 0.2211 | 0 | 0 | 0.056337 | 0
2591 | 1 | 5.8938e-05 | 0.00021393 | 0 | 9.3987e-06 | 0.00011416 | 0 | 0.1792 | 0.1931 | 0 | 0 | 0.020423 | 0
2592 | 1 | 3.8348e-05 | 0.00022573 | 0 | 5.8742e-06 | 0.00011416 | 0 | 0.1625 | 0.1854 | 0 | 0 | 0.0013373 | 0
2593 | 1 | 2.44e-05 | 0.00023287 | 0 | 2.3497e-06 | 0.00011416 | 0 | 0.1485 | 0.1834 | 0 | 0 | 0.022727 | 0
2594 | 1 | 1.6354e-05 | 0.00023466 | 0 | 1.1748e-06 | 0.00011416 | 0 | 0.1308 | 0.1615 | 0 | 0 | 0.10674 | 0
2595 | 1 | 1.2484e-05 | 0.00023193 | 0 | 1.4098e-05 | 0.00011416 | 0 | 0.1021 | 0.1196 | 0 | 0 | 0.1339 | 0
2596 | 1 | 1.1574e-05 | 0.0002273 | 0 | 3.7595e-05 | 0.00011416 | 0 | 0.0643 | 0.0681 | 0 | 0 | 0.085976 | 0
2597 | 1 | 1.3032e-05 | 0.00022188 | 0 | 9.3987e-05 | 0.00011416 | 0 | 0.0345 | 0.035 | 0 | 0 | 0.025498 | 0
2598 | 1 | 1.4668e-05 | 0.00021088 | 0 | 0.0001821 | 0.00011416 | 0.01 | 0.0194 | 0.027 | 0 | 0 | 0.0011286 | 0
2599 | 1 | 2.3178e-05 | 0.00019258 | 0 | 0.0001586 | 0.00011416 | 0.1 | 0.011 | 0.0229 | 0 | 0 | 0.0018864 | 0.00663
2600 | 1 | 4.2944e-05 | 0.0001714 | 0 | 0.00014685 | 0.00011416 | 0.19 | 0.0051 | 0.0119 | 0 | 0 | 0.036909 | 0.034587
2601 | 1 | 5.9739e-05 | 0.00015371 | 0 | 0.00016448 | 0.00011416 | 0.47 | 0.0023 | 0.0021 | 0 | 0 | 0.060161 | 0.14108
2602 | 1 | 7.0649e-05 | 0.00013602 | 0 | 0.00018797 | 0.00011416 | 0.52 | 0.0036 | 0.0008 | 0 | 0 | 0.042662 | 0.18181
2603 | 1 | 7.6907e-05 | 0.00011881 | 0 | 0.00020677 | 0.00011416 | 0.61 | 0.0071 | 0.0042 | 0 | 0 | 0.01707 | 0.19286
2604 | 1 | 7.9427e-05 | 9.9676e-05 | 0 | 0.00018797 | 0.00011416 | 0.8 | 0.009 | 0.008 | 0 | 0 | 0.0013373 | 0.54456
2605 | 1 | 7.436e-05 | 8.132e-05 | 0 | 0.00019032 | 0.00011416 | 0.81 | 0.0068 | 0.0091 | 0 | 0 | 0.014612 | 0.8414
2606 | 1 | 6.7499e-05 | 6.8203e-05 | 0 | 0.00021382 | 0.00011416 | 0.75 | 0.0044 | 0.0057 | 0 | 0 | 0.072776 | 0.9307
2607 | 1 | 6.2924e-05 | 6.1451e-05 | 0 | 0.00022322 | 0.00011416 | 0.65 | 0.0051 | 0.0026 | 0 | 0 | 0.090263 | 0.76518
2608 | 1 | 6.521e-05 | 6.027e-05 | 0 | 0.00022322 | 0.00011416 | 0.49 | 0.0094 | 0.0037 | 0 | 0 | 0.059026 | 0.53818
2609 | 1 | 8.1595e-05 | 6.5878e-05 | 0 | 0.00016448 | 0.00011416 | 0.28 | 0.0182 | 0.0082 | 0 | 0 | 0.017657 | 0.29212
2610 | 1 | 8.862e-05 | 8.8035e-05 | 0 | 0.00011748 | 0.00011416 | 0.08 | 0.0374 | 0.0129 | 0 | 0 | 0.00099127 | 0.082936
2611 | 1 | 8.6328e-05 | 0.00013406 | 0 | 8.8113e-05 | 0.00011416 | 0.01 | 0.0777 | 0.025 | 0 | 0 | 0.00071998 | 0
2612 | 1 | 8.7484e-05 | 0.00015449 | 0 | 5.8742e-05 | 0.00011416 | 0 | 0.1217 | 0.0578 | 0 | 0 | 0.022384 | 0
2613 | 1 | 9.7111e-05 | 0.00016524 | 0 | 3.7595e-05 | 0.00011416 | 0 | 0.1547 | 0.1033 | 0 | 0 | 0.04095 | 0
2614 | 1 | 8.1702e-05 | 0.00017609 | 0 | 2.3497e-05 | 0.00011416 | 0 | 0.1759 | 0.145 | 0 | 0 | 0.0314 | 0
2615 | 1 | 5.7729e-05 | 0.00018677 | 0 | 9.3987e-06 | 0.00011416 | 0 | 0.1921 | 0.1797 | 0 | 0 | 0.014105 | 0
2616 | 1 | 3.7183e-05 | 0.00019738 | 0 | 5.8742e-06 | 0.00011416 | 0 | 0.203 | 0.2112 | 0 | 0 | 0.0013373 | 0
2617 | 1 | 2.3911e-05 | 0.00020775 | 0 | 2.3497e-06 | 0.00011416 | 0 | 0.1992 | 0.2245 | 0 | 0 | 0.010683 | 0
2618 | 1 | 1.8996e-05 | 0.00021701 | 0 | 1.1748e-06 | 0.00011416 | 0 | 0.1803 | 0.2139 | 0 | 0 | 0.055732 | 0
2619 | 1 | 1.7724e-05 | 0.00022186 | 0 | 1.4098e-05 | 0.00011416 | 0 | 0.1484 | 0.1854 | 0 | 0 | 0.068513 | 0
2620 | 1 | 2.0237e-05 | 0.00022983 | 0 | 3.7595e-05 | 0.00011416 | 0 | 0.1186 | 0.1506 | 0 | 0 | 0.045444 | 0
2621 | 1 | 3.2829e-05 | 0.00023058 | 0 | 9.3987e-05 | 0.00011416 | 0 | 0.1019 | 0.1233 | 0 | 0 | 0.013684 | 0
2622 | 1 | 6.5807e-05 | 0.00020642 | 0 | 0.0001821 | 0.00011416 | 0.01 | 0.0831 | 0.1006 | 0 | 0 | 0.00091137 | 0
2623 | 1 | 0.00011507 | 0.00017458 | 0 | 0.0001586 | 0.00011416 | 0.1 | 0.06 | 0.0871 | 0 | 0 | 0.00032027 | 0.1109
2624 | 1 | 0.0001485 | 0.00013395 | 0 | 0.00014685 | 0.00011416 | 0.32 | 0.0605 | 0.0959 | 0 | 0 | 0.015602 | 0.23066
2625 | 1 | 0.0001614 | 8.5858e-05 | 0 | 0.00016448 | 0.00011416 | 0.52 | 0.0791 | 0.121 | 0 | 0 | 0.031318 | 0.53787
2626 | 1 | 0.00016326 | 5.0105e-05 | 0 | 0.00018797 | 0.00011416 | 0.68 | 0.0984 | 0.1456 | 0 | 0 | 0.025484 | 0.73718
2627 | 1 | 0.00016417 | 2.9849e-05 | 0 | 0.00020677 | 0.00011416 | 0.78 | 0.1086 | 0.162 | 0 | 0 | 0.012438 | 0.86773
2628 | 1 | 0.0001604 | 1.6511e-05 | 0 | 0.00018797 | 0.00011416 | 0.85 | 0.1137 | 0.1711 | 0 | 0 | 0.0013373 | 1
2629 | 1 | 0.00016103 | 7.7113e-06 | 0 | 0.00019032 | 0.00011416 | 0.83 | 0.1219 | 0.1817 | 0 | 0 | 0.0081022 | 1
2630 | 1 | 0.00015791 | 3.5421e-06 | 0 | 0.00021382 | 0.00011416 | 0.77 | 0.133 | 0.1994 | 0 | 0 | 0.044193 | 0.88482
2631 | 1 | 0.00015516 | 4.815e-06 | 0 | 0.00022322 | 0.00011416 | 0.66 | 0.1458 | 0.2199 | 0 | 0 | 0.053873 | 0.72926
2632 | 1 | 0.00015569 | 1.1881e-05 | 0 | 0.00022322 | 0.00011416 | 0.49 | 0.1592 | 0.2354 | 0 | 0 | 0.036217 | 0.44422
2633 | 1 | 0.00015861 | 2.723e-05 | 0 | 0.00016448 | 0.00011416 | 0.28 | 0.166 | 0.2363 | 0 | 0 | 0.010974 | 0.21093
2634 | 1 | 0.00014205 | 5.8665e-05 | 0 | 0.00011748 | 0.00011416 | 0.08 | 0.1746 | 0.2222 | 0 | 0 | 0.00085063 | 0.037663
2635 | 1 | 0.00013068 | 0.00010707 | 0 | 8.8113e-05 | 0.00011416 | 0.01 | 0.2115 | 0.2302 | 0 | 0 | 0.00013621 | 0
2636 | 1 | 0.00012482 | 0.00013296 | 0 | 5.8742e-05 | 0.00011416 | 0 | 0.2248 | 0.2327 | 0 | 0 | 0.011287 | 0
2637 | 1 | 0.00013179 | 0.00015045 | 0 | 3.7595e-05 | 0.00011416 | 0 | 0.2037 | 0.2185 | 0 | 0 | 0.024803 | 0
2638 | 1 | 0.00010741 | 0.00016699 | 0 | 2.3497e-05 | 0.00011416 | 0 | 0.1846 | 0.2111 | 0 | 0 | 0.021325 | 0
2639 | 1 | 8.1678e-05 | 0.00018028 | 0 | 9.3987e-06 | 0.00011416 | 0 | 0.1641 | 0.1988 | 0 | 0 | 0.011204 | 0
2640 | 1 | 5.5982e-05 | 0.00019037 | 0 | 5.8742e-06 | 0.00011416 | 0 | 0.1364 | 0.1782 | 0 | 0 | 0.0013373 | 0
2641 | 1 | 3.9478e-05 | 0.00019393 | 0 | 2.3497e-06 | 0.00011416 | 0 | 0.1083 | 0.1582 | 0 | 0 | 0.0081022 | 0
2642 | 1 | 3.2586e-05 | 0.00019157 | 0 | 1.1748e-06 | 0.00011416 | 0 | 0.0881 | 0.1464 | 0 | 0 | 0.044193 | 0
2643 | 1 | 2.9711e-05 | 0.00019118 | 0 | 1.4098e-05 | 0.00011416 | 0 | 0.0773 | 0.1476 | 0 | 0 | 0.053873 | 0
2644 | 1 | 3.1136e-05 | 0.00019229 | 0 | 3.7595e-05 | 0.00011416 | 0 | 0.0709 | 0.1467 | 0 | 0 | 0.036217 | 0
2645 | 1 | 4.215e-05 | 0.00019535 | 0 | 9.3987e-05 | 0.00011416 | 0 | 0.0704 | 0.1513 | 0 | 0 | 0.010974 | 0
2646 | 1 | 7.1319e-05 | 0.00018502 | 0 | 0.0001821 | 0.00011416 | 0.01 | 0.0734 | 0.1607 | 0 | 0 | 0.00085063 | 0
2647 | 1 | 0.00011897 | 0.00016166 | 0 | 0.0001586 | 0.00011416 | 0.11 | 0.0715 | 0.1511 | 0 | 0 | 0.00013621 | 0.09526
2648 | 1 | 0.00015088 | 0.00012654 | 0 | 0.00014685 | 0.00011416 | 0.33 | 0.0825 | 0.1507 | 0 | 0 | 0.011287 | 0.291
2649 | 1 | 0.00016376 | 8.726e-05 | 0 | 0.00016448 | 0.00011416 | 0.52 | 0.096 | 0.1566 | 0 | 0 | 0.024803 | 0.51315
2650 | 1 | 0.00016526 | 5.147e-05 | 0 | 0.00018797 | 0.00011416 | 0.67 | 0.1068 | 0.1617 | 0 | 0 | 0.021325 | 0.72742
2651 | 1 | 0.00016606 | 2.306e-05 | 0 | 0.00020677 | 0.00011416 | 0.76 | 0.1206 | 0.1688 | 0 | 0 | 0.011204 | 0.87049
2652 | 1 | 0.00016074 | 7.7667e-06 | 0 | 0.00018797 | 0.00011416 | 0.83 | 0.1338 | 0.1764 | 0 | 0 | 0.0013373 | 0.99331
2653 | 1 | 0.00016088 | 1.6603e-06 | 0 | 0.00019032 | 0.00011416 | 0.81 | 0.1547 | 0.1841 | 0 | 0 | 0.0087032 | 0.95463
2654 | 1 | 0.00015831 | 3.3022e-06 | 0 | 0.00021382 | 0.00011416 | 0.75 | 0.1889 | 0.2181 | 0 | 0 | 0.046912 | 0.84094
2655 | 1 | 0.00015511 | 1.2692e-05 | 0 | 0.00022322 | 0.00011416 | 0.67 | 0.2336 | 0.2745 | 0 | 0 | 0.057314 | 0.69239
2656 | 1 | 0.00015593 | 3.0052e-05 | 0 | 0.00022322 | 0.00011416 | 0.5 | 0.2681 | 0.3168 | 0 | 0 | 0.038394 | 0.50488
2657 | 1 | 0.00015799 | 5.4164e-05 | 0 | 0.00016448 | 0.00011416 | 0.29 | 0.2765 | 0.3183 | 0 | 0 | 0.011614 | 0.24756
2658 | 1 | 0.00014158 | 8.4216e-05 | 0 | 0.00011748 | 0.00011416 | 0.08 | 0.254 | 0.2866 | 0 | 0 | 0.00086555 | 0.06952
2659 | 1 | 0.00013111 | 0.00012414 | 0 | 8.8113e-05 | 0.00011416 | 0.01 | 0.2277 | 0.2456 | 0 | 0 | 0.00017275 | 0
2660 | 1 | 0.00012569 | 0.00015039 | 0 | 5.8742e-05 | 0.00011416 | 0 | 0.2273 | 0.2264 | 0 | 0 | 0.012279 | 0
2661 | 1 | 0.00013243 | 0.00016522 | 0 | 3.7595e-05 | 0.00011416 | 0 | 0.2194 | 0.2089 | 0 | 0 | 0.026338 | 0
2662 | 1 | 0.00010925 | 0.00017898 | 0 | 2.3497e-05 | 0.00011416 | 0 | 0.2183 | 0.2031 | 0 | 0 | 0.022319 | 0
2663 | 1 | 8.3253e-05 | 0.00019092 | 0 | 9.3987e-06 | 0.00011416 | 0 | 0.2187 | 0.196 | 0 | 0 | 0.011505 | 0
2664 | 1 | 5.7306e-05 | 0.00020107 | 0 | 5.8742e-06 | 0.00011416 | 0 | 0.2112 | 0.1901 | 0 | 0 | 0.0013373 | 0
2665 | 1 | 4.0344e-05 | 0.00020848 | 0 | 2.3497e-06 | 0.00011416 | 0 | 0.1986 | 0.1803 | 0 | 0 | 0.011404 | 0
2666 | 1 | 3.29e-05 | 0.00021057 | 0 | 1.1748e-06 | 0.00011416 | 0 | 0.1898 | 0.1744 | 0 | 0 | 0.058901 | 0
2667 | 1 | 3.0676e-05 | 0.00020728 | 0 | 1.4098e-05 | 0.00011416 | 0 | 0.1959 | 0.1835 | 0 | 0 | 0.072546 | 0
2668 | 1 | 3.2429e-05 | 0.00020228 | 0 | 3.7595e-05 | 0.00011416 | 0 | 0.2021 | 0.2057 | 0 | 0 | 0.047973 | 0
2669 | 1 | 4.367e-05 | 0.00019642 | 0 | 9.3987e-05 | 0.00011416 | 0 | 0.2057 | 0.2243 | 0 | 0 | 0.014425 | 0
2670 | 1 | 7.3431e-05 | 0.00017721 | 0 | 0.0001821 | 0.00011416 | 0.01 | 0.2068 | 0.249 | 0 | 0 | 0.00092699 | 0
2671 | 1 | 0.00012197 | 0.00015495 | 0 | 0.0001586 | 0.00011416 | 0.1 | 0.2254 | 0.2675 | 0 | 0 | 0.00038361 | 0.025027
2672 | 1 | 0.00015751 | 0.00013091 | 0 | 0.00014685 | 0.00011416 | 0.2 | 0.2672 | 0.3237 | 0 | 0 | 0.01683 | 0.0034877
2673 | 1 | 0.0001759 | 0.00010602 | 0 | 0.00016448 | 0.00011416 | 0.27 | 0.2872 | 0.3445 | 0 | 0 | 0.033108 | 0.16074
2674 | 1 | 0.00018161 | 8.7241e-05 | 0 | 0.00018797 | 0.00011416 | 0.31 | 0.2698 | 0.3251 | 0 | 0 | 0.026602 | 0.11312
2675 | 1 | 0.00018235 | 7.1376e-05 | 0 | 0.00020677 | 0.00011416 | 0.35 | 0.2375 | 0.2932 | 0 | 0 | 0.01276 | 0.077688
2676 | 1 | 0.00017789 | 5.9071e-05 | 0 | 0.00018797 | 0.00011416 | 0.53 | 0.2105 | 0.271 | 0 | 0 | 0.0013373 | 0.088931
2677 | 1 | 0.00017727 | 5.0382e-05 | 0 | 0.00019032 | 0.00011416 | 0.68 | 0.194 | 0.261 | 0 | 0 | 0.015499 | 0.29183
2678 | 1 | 0.00017266 | 4.6489e-05 | 0 | 0.00021382 | 0.00011416 | 0.63 | 0.1817 | 0.2541 | 0 | 0 | 0.076556 | 0.40383
2679 | 1 | 0.00016807 | 4.8113e-05 | 0 | 0.00022322 | 0.00011416 | 0.64 | 0.169 | 0.244 | 0 | 0 | 0.095102 | 0.22569
2680 | 1 | 0.00016642 | 5.5566e-05 | 0 | 0.00022322 | 0.00011416 | 0.49 | 0.1553 | 0.2288 | 0 | 0 | 0.062032 | 0.14019
2681 | 1 | 0.00016812 | 6.9494e-05 | 0 | 0.00016448 | 0.00011416 | 0.29 | 0.1453 | 0.2126 | 0 | 0 | 0.018534 | 0.21262
2682 | 1 | 0.00015 | 9.1521e-05 | 0 | 0.00011748 | 0.00011416 | 0.08 | 0.1368 | 0.1937 | 0 | 0 | 0.0010078 | 0.040326
2683 | 1 | 0.00013861 | 0.00013257 | 0 | 8.8113e-05 | 0.00011416 | 0.01 | 0.1416 | 0.1835 | 0 | 0 | 0.00082711 | 0
2684 | 1 | 0.00013263 | 0.0001593 | 0 | 5.8742e-05 | 0.00011416 | 0 | 0.1512 | 0.1736 | 0 | 0 | 0.023942 | 0
2685 | 1 | 0.00013588 | 0.00017472 | 0 | 3.7595e-05 | 0.00011416 | 0 | 0.1348 | 0.1445 | 0 | 0 | 0.043087 | 0
2686 | 1 | 0.00011094 | 0.00018863 | 0 | 2.3497e-05 | 0.00011416 | 0 | 0.1203 | 0.1252 | 0 | 0 | 0.032684 | 0
2687 | 1 | 8.526e-05 | 0.00019919 | 0 | 9.3987e-06 | 0.00011416 | 0 | 0.1063 | 0.1029 | 0 | 0 | 0.014455 | 0
2688 | 1 | 5.9665e-05 | 0.0002059 | 0 | 5.8742e-06 | 0.00011416 | 0 | 0.0888 | 0.0784 | 0 | 0 | 0.0013373 | 0
2689 | 1 | 4.2764e-05 | 0.00020564 | 0 | 2.3497e-06 | 0.00011416 | 0 | 0.0684 | 0.0599 | 0 | 0 | 0.019404 | 0
2690 | 1 | 3.5507e-05 | 0.000204 | 0 | 1.1748e-06 | 0.00011416 | 0 | 0.0491 | 0.0469 | 0 | 0 | 0.092983 | 0
2691 | 1 | 3.3334e-05 | 0.00020398 | 0 | 1.4098e-05 | 0.00011416 | 0 | 0.0316 | 0.0341 | 0 | 0 | 0.11619 | 0
2692 | 1 | 3.387e-05 | 0.00020383 | 0 | 3.7595e-05 | 0.00011416 | 0 | 0.0182 | 0.0195 | 0 | 0 | 0.075076 | 0
2693 | 1 | 4.5356e-05 | 0.00020385 | 0 | 9.3987e-05 | 0.00011416 | 0 | 0.0115 | 0.0089 | 0 | 0 | 0.022332 | 0
2694 | 1 | 7.5374e-05 | 0.00019738 | 0 | 0.0001821 | 0.00011416 | 0.01 | 0.0093 | 0.0037 | 0 | 0 | 0.0010757 | 0
2695 | 1 | 0.00012252 | 0.00018505 | 0 | 0.0001586 | 0.00011416 | 0.07 | 0.008 | 0.0011 | 0 | 0 | 0.0013616 | 0.00080229
2696 | 1 | 0.00015749 | 0.00016513 | 0 | 0.00014685 | 0.00011416 | 0.15 | 0.0069 | 0.0006 | 0 | 0 | 0.030893 | 0.0023066
2697 | 1 | 0.00017176 | 0.00013569 | 0 | 0.00016448 | 0.00011416 | 0.21 | 0.0054 | 0.0002 | 0 | 0 | 0.052378 | 0.020949
2698 | 1 | 0.00017503 | 0.00010041 | 0 | 0.00018797 | 0.00011416 | 0.21 | 0.004 | 0 | 0 | 0 | 0.038168 | 0.12223
2699 | 1 | 0.00017328 | 7.6043e-05 | 0 | 0.00020677 | 0.00011416 | 0.17 | 0.003 | 0 | 0 | 0 | 0.015913 | 0.6628
2700 | 1 | 0.00016688 | 5.6396e-05 | 0 | 0.00018797 | 0.00011416 | 0.29 | 0.0027 | 0 | 0 | 0 | 0.0013373 | 1
2701 | 1 | 0.00016456 | 4.0918e-05 | 0 | 0.00019032 | 0.00011416 | 0.82 | 0.003 | 0 | 0 | 0 | 0.025142 | 1
2702 | 1 | 0.00016006 | 3.1399e-05 | 0 | 0.00021382 | 0.00011416 | 0.77 | 0.0037 | 0.0007 | 0 | 0 | 0.11662 | 0.93547
2703 | 1 | 0.00015644 | 2.817e-05 | 0 | 0.00022322 | 0.00011416 | 0.66 | 0.0047 | 0.0026 | 0 | 0 | 0.14666 | 0.78316
2704 | 1 | 0.00015659 | 3.0181e-05 | 0 | 0.00022322 | 0.00011416 | 0.5 | 0.0057 | 0.0063 | 0 | 0 | 0.0938 | 0.56199
2705 | 1 | 0.00015889 | 3.8169e-05 | 0 | 0.00016448 | 0.00011416 | 0.29 | 0.0072 | 0.0089 | 0 | 0 | 0.027767 | 0.30266
2706 | 1 | 0.00014682 | 5.7005e-05 | 0 | 0.00011748 | 0.00011416 | 0.08 | 0.0136 | 0.0166 | 0 | 0 | 0.0011648 | 0.08697
2707 | 1 | 0.00013754 | 0.00010252 | 0 | 8.8113e-05 | 0.00011416 | 0.01 | 0.0356 | 0.0366 | 0 | 0 | 0.0023023 | 0
2708 | 1 | 0.00013181 | 0.00013187 | 0 | 5.8742e-05 | 0.00011416 | 0 | 0.0535 | 0.046 | 0 | 0 | 0.041324 | 0
2709 | 1 | 0.0001364 | 0.00014712 | 0 | 3.7595e-05 | 0.00011416 | 0 | 0.0539 | 0.0374 | 0 | 0 | 0.065756 | 0
2710 | 1 | 0.00011405 | 0.0001583 | 0 | 2.3497e-05 | 0.00011416 | 0 | 0.0416 | 0.0228 | 0 | 0 | 0.045845 | 0
2711 | 1 | 8.8048e-05 | 0.00016598 | 0 | 9.3987e-06 | 0.00011416 | 0 | 0.0276 | 0.0123 | 0 | 0 | 0.017871 | 0
2712 | 1 | 6.1941e-05 | 0.00017172 | 0 | 5.8742e-06 | 0.00011416 | 0 | 0.0177 | 0.0082 | 0 | 0 | 0.0013373 | 0
2713 | 1 | 4.4686e-05 | 0.00017876 | 0 | 2.3497e-06 | 0.00011416 | 0 | 0.0132 | 0.0077 | 0 | 0 | 0.031913 | 0
2714 | 1 | 3.6757e-05 | 0.00018802 | 0 | 1.1748e-06 | 0.00011416 | 0 | 0.0139 | 0.0079 | 0 | 0 | 0.14396 | 0
2715 | 1 | 3.2459e-05 | 0.00019699 | 0 | 1.4098e-05 | 0.00011416 | 0 | 0.0196 | 0.0091 | 0 | 0 | 0.18203 | 0
2716 | 1 | 3.2794e-05 | 0.00020402 | 0 | 3.7595e-05 | 0.00011416 | 0 | 0.0273 | 0.0121 | 0 | 0 | 0.1154 | 0
2717 | 1 | 4.1743e-05 | 0.00020891 | 0 | 9.3987e-05 | 0.00011416 | 0 | 0.0349 | 0.0176 | 0 | 0 | 0.03402 | 0
2718 | 1 | 7.0982e-05 | 0.00018227 | 0 | 0.0001821 | 0.00011416 | 0.02 | 0.0388 | 0.0259 | 0 | 0 | 0.0012587 | 0
2719 | 1 | 0.00012074 | 0.00014541 | 0 | 0.0001586 | 0.00011416 | 0.12 | 0.0255 | 0.0297 | 0 | 0 | 0.0035994 | 0.090513
2720 | 1 | 0.0001539 | 0.00010873 | 0 | 0.00014685 | 0.00011416 | 0.32 | 0.0236 | 0.0412 | 0 | 0 | 0.053873 | 0.25799
2721 | 1 | 0.00016749 | 5.9698e-05 | 0 | 0.00016448 | 0.00011416 | 0.52 | 0.0547 | 0.0747 | 0 | 0 | 0.081237 | 0.39294
2722 | 1 | 0.00017038 | 3.0901e-05 | 0 | 0.00018797 | 0.00011416 | 0.65 | 0.0851 | 0.1111 | 0 | 0 | 0.054488 | 0.52358
2723 | 1 | 0.00017103 | 1.2047e-05 | 0 | 0.00020677 | 0.00011416 | 0.76 | 0.1073 | 0.1339 | 0 | 0 | 0.019982 | 0.30342
2724 | 1 | 0.00016656 | 0 | 0 | 0.00018797 | 0.00011416 | 0.79 | 0.1197 | 0.1464 | 0 | 0 | 0.0013373 | 0.93141
2725 | 1 | 0.00016441 | 0 | 0 | 0.00019032 | 0.00011416 | 0.76 | 0.1226 | 0.1457 | 0 | 0 | 0.038131 | 0.9422
2726 | 1 | 0.00016002 | 0 | 0 | 0.00021382 | 0.00011416 | 0.76 | 0.1219 | 0.1393 | 0 | 0 | 0.16868 | 0.81506
2727 | 1 | 0.00015582 | 0 | 0 | 0.00022322 | 0.00011416 | 0.62 | 0.1211 | 0.1376 | 0 | 0 | 0.21411 | 0.56943
2728 | 1 | 0.000155 | 0 | 0 | 0.00022322 | 0.00011416 | 0.39 | 0.1164 | 0.1327 | 0 | 0 | 0.1349 | 0.45767
2729 | 1 | 0.00015768 | 0 | 0 | 0.00016448 | 0.00011416 | 0.15 | 0.0981 | 0.124 | 0 | 0 | 0.039648 | 0.1391
2730 | 1 | 0.00014534 | 1.8448e-05 | 0 | 0.00011748 | 0.00011416 | 0.08 | 0.0934 | 0.1464 | 0 | 0 | 0.0013373 | 0.011087
2731 | 1 | 0.00013355 | 5.4072e-05 | 0 | 8.8113e-05 | 0.00011416 | 0.01 | 0.1223 | 0.2377 | 0 | 0 | 0.0049321 | 0
2732 | 1 | 0.0001274 | 7.0509e-05 | 0 | 5.8742e-05 | 0.00011416 | 0 | 0.1508 | 0.3298 | 0 | 0 | 0.065567 | 0
2733 | 1 | 0.00012945 | 7.8903e-05 | 0 | 3.7595e-05 | 0.00011416 | 0 | 0.1613 | 0.3563 | 0 | 0 | 0.09524 | 0
2734 | 1 | 0.00011066 | 8.7444e-05 | 0 | 2.3497e-05 | 0.00011416 | 0 | 0.1652 | 0.3601 | 0 | 0 | 0.062136 | 0
2735 | 1 | 9.1281e-05 | 9.7831e-05 | 0 | 9.3987e-06 | 0.00011416 | 0 | 0.1769 | 0.3451 | 0 | 0 | 0.021786 | 0
2736 | 1 | 6.1022e-05 | 0.00010718 | 0 | 5.8742e-06 | 0.00011416 | 0 | 0.2041 | 0.3633 | 0 | 0 | 0.0013373 | 0
2737 | 1 | 4.2704e-05 | 0.00011335 | 0 | 2.3497e-06 | 0.00011416 | 0 | 0.2229 | 0.4139 | 0 | 0 | 0.045108 | 0
2738 | 1 | 3.2133e-05 | 0.0001163 | 0 | 1.1748e-06 | 0.00011416 | 0 | 0.227 | 0.4059 | 0 | 0 | 0.19607 | 0
2739 | 1 | 2.6888e-05 | 0.0001191 | 0 | 1.4098e-05 | 0.00011416 | 0 | 0.2176 | 0.3943 | 0 | 0 | 0.24976 | 0
2740 | 1 | 2.4922e-05 | 0.00012161 | 0 | 3.7595e-05 | 0.00011416 | 0 | 0.1975 | 0.3317 | 0 | 0 | 0.15647 | 0
2741 | 1 | 2.6543e-05 | 0.00012384 | 0 | 9.3987e-05 | 0.00011416 | 0 | 0.1763 | 0.2782 | 0 | 0 | 0.045866 | 0
2742 | 1 | 3.3635e-05 | 0.00012128 | 0 | 0.0001821 | 0.00011416 | 0 | 0.1604 | 0.2673 | 0 | 0 | 0.0014192 | 0
2743 | 1 | 5.2885e-05 | 0.00011279 | 0 | 0.0001586 | 0.00011416 | 0.05 | 0.1489 | 0.2671 | 0 | 0 | 0.0065588 | 0
2744 | 1 | 8.1353e-05 | 9.8938e-05 | 0 | 0.00014685 | 0.00011416 | 0.09 | 0.1644 | 0.2998 | 0 | 0 | 0.078843 | 0
2745 | 1 | 0.00010852 | 8.5268e-05 | 0 | 0.00016448 | 0.00011416 | 0.13 | 0.2011 | 0.3522 | 0 | 0 | 0.11077 | 0
2746 | 1 | 0.00011813 | 7.5324e-05 | 0 | 0.00018797 | 0.00011416 | 0.37 | 0.2459 | 0.3907 | 0 | 0 | 0.070468 | 0
2747 | 1 | 0.0001218 | 6.6764e-05 | 0 | 0.00020677 | 0.00011416 | 0.26 | 0.2868 | 0.4176 | 0 | 0 | 0.023696 | 0.008502
2748 | 1 | 0.00012057 | 5.7337e-05 | 0 | 0.00018797 | 0.00011416 | 0.41 | 0.3071 | 0.4493 | 0 | 0 | 0.0013373 | 0.0071871
2749 | 1 | 0.00011447 | 4.6822e-05 | 0 | 0.00019032 | 0.00011416 | 0.2 | 0.3172 | 0.4674 | 0 | 0 | 0.050866 | 0.0028749
2750 | 1 | 0.00010936 | 3.9461e-05 | 0 | 0.00021382 | 0.00011416 | 0.05 | 0.3175 | 0.4733 | 0 | 0 | 0.21846 | 0
2751 | 1 | 0.00010762 | 3.7228e-05 | 0 | 0.00022322 | 0.00011416 | 0.12 | 0.3151 | 0.4634 | 0 | 0 | 0.27895 | 0
2752 | 1 | 0.00010803 | 3.7228e-05 | 0 | 0.00022322 | 0.00011416 | 0.2 | 0.2956 | 0.4346 | 0 | 0 | 0.17408 | 0.020715
2753 | 1 | 0.00011219 | 4.1711e-05 | 0 | 0.00016448 | 0.00011416 | 0.13 | 0.2509 | 0.3841 | 0 | 0 | 0.050934 | 0
2754 | 1 | 0.00010737 | 5.3961e-05 | 0 | 0.00011748 | 0.00011416 | 0.07 | 0.1928 | 0.3317 | 0 | 0 | 0.0014827 | 0.082401
2755 | 1 | 9.7704e-05 | 8.0065e-05 | 0 | 8.8113e-05 | 0.00011416 | 0.01 | 0.1874 | 0.3393 | 0 | 0 | 0.0079894 | 0
2756 | 1 | 8.9529e-05 | 9.9104e-05 | 0 | 5.8742e-05 | 0.00011416 | 0 | 0.2073 | 0.4022 | 0 | 0 | 0.089897 | 0
2757 | 1 | 9.5937e-05 | 0.00010639 | 0 | 3.7595e-05 | 0.00011416 | 0 | 0.23 | 0.4602 | 0 | 0 | 0.12346 | 0
2758 | 1 | 8.3844e-05 | 0.00011213 | 0 | 2.3497e-05 | 0.00011416 | 0 | 0.2448 | 0.4695 | 0 | 0 | 0.077184 | 0
2759 | 1 | 6.5386e-05 | 0.00011799 | 0 | 9.3987e-06 | 0.00011416 | 0 | 0.2437 | 0.4183 | 0 | 0 | 0.025199 | 0
2760 | 1 | 4.5061e-05 | 0.00012323 | 0 | 5.8742e-06 | 0.00011416 | 0 | 0.2151 | 0.3303 | 0 | 0 | 0.0013373 | 0
2761 | 1 | 2.8125e-05 | 0.00012471 | 0 | 2.3497e-06 | 0.00011416 | 0 | 0.1689 | 0.2133 | 0 | 0 | 0.057093 | 0
2762 | 1 | 1.9511e-05 | 0.00012251 | 0 | 1.1748e-06 | 0.00011416 | 0 | 0.1409 | 0.1615 | 0 | 0 | 0.24249 | 0
2763 | 1 | 1.5669e-05 | 0.0001206 | 0 | 1.4098e-05 | 0.00011416 | 0 | 0.1183 | 0.1217 | 0 | 0 | 0.31032 | 0
2764 | 1 | 1.409e-05 | 0.00012012 | 0 | 3.7595e-05 | 0.00011416 | 0 | 0.1074 | 0.0907 | 0 | 0 | 0.19297 | 0
2765 | 1 | 1.5224e-05 | 0.00011858 | 0 | 9.3987e-05 | 0.00011416 | 0 | 0.0953 | 0.066 | 0 | 0 | 0.056361 | 0
2766 | 1 | 1.5855e-05 | 0.00010955 | 0 | 0.0001821 | 0.00011416 | 0 | 0.0747 | 0.0699 | 0 | 0 | 0.0015481 | 0
2767 | 1 | 2.5087e-05 | 0.00010095 | 0 | 0.0001586 | 0.00011416 | 0.07 | 0.0633 | 0.1154 | 0 | 0 | 0.0096143 | 0.00156
2768 | 1 | 4.5243e-05 | 9.1208e-05 | 0 | 0.00014685 | 0.00011416 | 0.14 | 0.0843 | 0.1503 | 0 | 0 | 0.10194 | 0
2769 | 1 | 6.5637e-05 | 8.1762e-05 | 0 | 0.00016448 | 0.00011416 | 0.16 | 0.1034 | 0.146 | 0 | 0 | 0.13708 | 0
2770 | 1 | 8.0232e-05 | 7.3368e-05 | 0 | 0.00018797 | 0.00011416 | 0.21 | 0.1034 | 0.1355 | 0 | 0 | 0.084313 | 0
2771 | 1 | 8.9487e-05 | 6.8498e-05 | 0 | 0.00020677 | 0.00011416 | 0.34 | 0.088 | 0.1173 | 0 | 0 | 0.026764 | 0
2772 | 1 | 9.4575e-05 | 6.7262e-05 | 0 | 0.00018797 | 0.00011416 | 0.45 | 0.0694 | 0.107 | 0 | 0 | 0.0013373 | 0.044349
2773 | 1 | 9.031e-05 | 6.7483e-05 | 0 | 0.00019032 | 0.00011416 | 0.25 | 0.0556 | 0.1055 | 0 | 0 | 0.061516 | 0.19613
2774 | 1 | 8.4236e-05 | 7.0177e-05 | 0 | 0.00021382 | 0.00011416 | 0.1 | 0.0504 | 0.1125 | 0 | 0 | 0.25945 | 0
2775 | 1 | 8.0441e-05 | 7.4771e-05 | 0 | 0.00022322 | 0.00011416 | 0.24 | 0.0547 | 0.1287 | 0 | 0 | 0.33249 | 0
2776 | 1 | 8.171e-05 | 8.239e-05 | 0 | 0.00022322 | 0.00011416 | 0.12 | 0.0675 | 0.1474 | 0 | 0 | 0.20629 | 0
2777 | 1 | 9.2348e-05 | 9.2997e-05 | 0 | 0.00016448 | 0.00011416 | 0.07 | 0.0861 | 0.1603 | 0 | 0 | 0.060186 | 0
2778 | 1 | 9.3908e-05 | 0.00010669 | 0 | 0.00011748 | 0.00011416 | 0.05 | 0.1084 | 0.1714 | 0 | 0 | 0.0015928 | 0.0021617
2779 | 1 | 8.7368e-05 | 0.00012192 | 0 | 8.8113e-05 | 0.00011416 | 0 | 0.131 | 0.1875 | 0 | 0 | 0.010812 | 0
2780 | 1 | 8.3907e-05 | 0.00013349 | 0 | 5.8742e-05 | 0.00011416 | 0 | 0.1468 | 0.1965 | 0 | 0 | 0.11054 | 0
2781 | 1 | 8.8441e-05 | 0.00014231 | 0 | 3.7595e-05 | 0.00011416 | 0 | 0.1462 | 0.1848 | 0 | 0 | 0.1467 | 0
2782 | 1 | 7.5592e-05 | 0.00014915 | 0 | 2.3497e-05 | 0.00011416 | 0 | 0.1425 | 0.1669 | 0 | 0 | 0.089302 | 0
2783 | 1 | 5.4279e-05 | 0.00015504 | 0 | 9.3987e-06 | 0.00011416 | 0 | 0.1487 | 0.1713 | 0 | 0 | 0.027843 | 0
2784 | 1 | 3.9508e-05 | 0.00016131 | 0 | 5.8742e-06 | 0.00011416 | 0 | 0.1526 | 0.1763 | 0 | 0 | 0.0013373 | 0
2785 | 1 | 2.4545e-05 | 0.00016828 | 0 | 2.3497e-06 | 0.00011416 | 0 | 0.15 | 0.1882 | 0 | 0 | 0.06381 | 0
2786 | 1 | 1.7504e-05 | 0.00017552 | 0 | 1.1748e-06 | 0.00011416 | 0 | 0.1598 | 0.2083 | 0 | 0 | 0.26822 | 0
2787 | 1 | 1.3744e-05 | 0.00018419 | 0 | 1.4098e-05 | 0.00011416 | 0 | 0.1793 | 0.235 | 0 | 0 | 0.34396 | 0
2788 | 1 | 1.3359e-05 | 0.00019295 | 0 | 3.7595e-05 | 0.00011416 | 0 | 0.1989 | 0.2574 | 0 | 0 | 0.21317 | 0
2789 | 1 | 1.7815e-05 | 0.00020077 | 0 | 9.3987e-05 | 0.00011416 | 0 | 0.2083 | 0.2613 | 0 | 0 | 0.062162 | 0
2790 | 1 | 2.4282e-05 | 0.00018468 | 0 | 0.0001821 | 0.00011416 | 0.02 | 0.1853 | 0.2376 | 0 | 0 | 0.0016155 | 0
2791 | 1 | 4.1173e-05 | 0.00016214 | 0 | 0.0001586 | 0.00011416 | 0.1 | 0.1895 | 0.2164 | 0 | 0 | 0.011446 | 0.044226
2792 | 1 | 5.9812e-05 | 0.00014157 | 0 | 0.00014685 | 0.00011416 | 0.28 | 0.193 | 0.1974 | 0 | 0 | 0.11501 | 0.23903
2793 | 1 | 7.4178e-05 | 0.0001239 | 0 | 0.00016448 | 0.00011416 | 0.49 | 0.1763 | 0.202 | 0 | 0 | 0.15168 | 0.49975
2794 | 1 | 7.9645e-05 | 0.00010831 | 0 | 0.00018797 | 0.00011416 | 0.73 | 0.1696 | 0.2156 | 0 | 0 | 0.091868 | 0.64065
2795 | 1 | 7.8461e-05 | 9.6373e-05 | 0 | 0.00020677 | 0.00011416 | 0.71 | 0.1735 | 0.2311 | 0 | 0 | 0.028393 | 0.39461
2796 | 1 | 7.6266e-05 | 8.8976e-05 | 0 | 0.00018797 | 0.00011416 | 0.78 | 0.1813 | 0.2345 | 0 | 0 | 0.0013373 | 0.12676
2797 | 1 | 6.8215e-05 | 8.6005e-05 | 0 | 0.00019032 | 0.00011416 | 0.69 | 0.1828 | 0.2207 | 0 | 0 | 0.068568 | 0.084073
2798 | 1 | 6.1417e-05 | 8.6983e-05 | 0 | 0.00021382 | 0.00011416 | 0.68 | 0.1765 | 0.2022 | 0 | 0 | 0.28635 | 0.36845
2799 | 1 | 5.7381e-05 | 9.2425e-05 | 0 | 0.00022322 | 0.00011416 | 0.59 | 0.1683 | 0.1851 | 0 | 0 | 0.36769 | 0.52862
2800 | 1 | 6.228e-05 | 0.00010207 | 0 | 0.00022322 | 0.00011416 | 0.37 | 0.1596 | 0.1707 | 0 | 0 | 0.22739 | 0.16866
2801 | 1 | 7.7587e-05 | 0.00011543 | 0 | 0.00016448 | 0.00011416 | 0.15 | 0.1484 | 0.1533 | 0 | 0 | 0.066242 | 0.021093
2802 | 1 | 8.1062e-05 | 0.00013473 | 0 | 0.00011748 | 0.00011416 | 0.05 | 0.1349 | 0.1304 | 0 | 0 | 0.0016614 | 0.011377
2803 | 1 | 7.8275e-05 | 0.0001719 | 0 | 8.8113e-05 | 0.00011416 | 0.01 | 0.1327 | 0.1155 | 0 | 0 | 0.012788 | 0
2804 | 1 | 7.574e-05 | 0.00020315 | 0 | 5.8742e-05 | 0.00011416 | 0 | 0.1304 | 0.093 | 0 | 0 | 0.12432 | 0
2805 | 1 | 8.8184e-05 | 0.0002183 | 0 | 3.7595e-05 | 0.00011416 | 0 | 0.0981 | 0.0552 | 0 | 0 | 0.16196 | 0
2806 | 1 | 7.8413e-05 | 0.0002314 | 0 | 2.3497e-05 | 0.00011416 | 0 | 0.0668 | 0.0255 | 0 | 0 | 0.097148 | 0
2807 | 1 | 5.6921e-05 | 0.00024112 | 0 | 9.3987e-06 | 0.00011416 | 0 | 0.0427 | 0.0133 | 0 | 0 | 0.029515 | 0
2808 | 1 | 3.7197e-05 | 0.00024835 | 0 | 5.8742e-06 | 0.00011416 | 0 | 0.0232 | 0.0089 | 0 | 0 | 0.0013373 | 0
2809 | 1 | 2.3127e-05 | 0.00025254 | 0 | 2.3497e-06 | 0.00011416 | 0 | 0.0108 | 0.018 | 0 | 0 | 0.068568 | 0
2810 | 1 | 1.8914e-05 | 0.00025405 | 0 | 1.1748e-06 | 0.00011416 | 0 | 0.0079 | 0.0474 | 0 | 0 | 0.28635 | 0
2811 | 1 | 1.6958e-05 | 0.00025778 | 0 | 1.4098e-05 | 0.00011416 | 0 | 0.0203 | 0.097 | 0 | 0 | 0.36769 | 0
2812 | 1 | 1.8473e-05 | 0.00026589 | 0 | 3.7595e-05 | 0.00011416 | 0 | 0.0463 | 0.1562 | 0 | 0 | 0.22739 | 0
2813 | 1 | 2.9646e-05 | 0.00027058 | 0 | 9.3987e-05 | 0.00011416 | 0 | 0.0821 | 0.2181 | 0 | 0 | 0.066242 | 0
2814 | 1 | 6.0269e-05 | 0.00023706 | 0 | 0.0001821 | 0.00011416 | 0.02 | 0.1083 | 0.2407 | 0 | 0 | 0.0016614 | 0
2815 | 1 | 0.00010847 | 0.00020193 | 0 | 0.0001586 | 0.00011416 | 0.12 | 0.1174 | 0.2219 | 0 | 0 | 0.012788 | 0.00076886
2816 | 1 | 0.00014455 | 0.00016225 | 0 | 0.00014685 | 0.00011416 | 0.29 | 0.1682 | 0.2634 | 0 | 0 | 0.12432 | 0.0044571
2817 | 1 | 0.00016119 | 0.00013576 | 0 | 0.00016448 | 0.00011416 | 0.45 | 0.2247 | 0.3531 | 0 | 0 | 0.16196 | 0.3266
2818 | 1 | 0.00016743 | 0.00012167 | 0 | 0.00018797 | 0.00011416 | 0.6 | 0.2777 | 0.4186 | 0 | 0 | 0.097148 | 0.69022
2819 | 1 | 0.00016995 | 0.00011726 | 0 | 0.00020677 | 0.00011416 | 0.32 | 0.3158 | 0.4507 | 0 | 0 | 0.029515 | 0.039145
2820 | 1 | 0.00016676 | 0.00011587 | 0 | 0.00018797 | 0.00011416 | 0.6 | 0.3372 | 0.4673 | 0 | 0 | 0.0013373 | 0.85644
2821 | 1 | 0.00016505 | 0.00011381 | 0 | 0.00019032 | 0.00011416 | 0.55 | 0.3458 | 0.4662 | 0 | 0 | 0.068568 | 0.45892
2822 | 1 | 0.00015956 | 0.00011347 | 0 | 0.00021382 | 0.00011416 | 0.51 | 0.3441 | 0.448 | 0 | 0 | 0.28635 | 0.060183
2823 | 1 | 0.00015626 | 0.00011526 | 0 | 0.00022322 | 0.00011416 | 0.42 | 0.3368 | 0.4204 | 0 | 0 | 0.36769 | 0.19107
2824 | 1 | 0.00015543 | 0.00011945 | 0 | 0.00022322 | 0.00011416 | 0.43 | 0.3196 | 0.383 | 0 | 0 | 0.22739 | 0.045697
2825 | 1 | 0.00015559 | 0.0001256 | 0 | 0.00016448 | 0.00011416 | 0.29 | 0.2819 | 0.3176 | 0 | 0 | 0.066242 | 0.11337
2826 | 1 | 0.00013892 | 0.00013683 | 0 | 0.00011748 | 0.00011416 | 0.09 | 0.2156 | 0.2394 | 0 | 0 | 0.0016614 | 0.082156
2827 | 1 | 0.00012928 | 0.00017018 | 0 | 8.8113e-05 | 0.00011416 | 0.01 | 0.1776 | 0.2233 | 0 | 0 | 0.012788 | 0
2828 | 1 | 0.00011989 | 0.00019564 | 0 | 5.8742e-05 | 0.00011416 | 0 | 0.1775 | 0.2533 | 0 | 0 | 0.12432 | 0
2829 | 1 | 0.00012612 | 0.00020369 | 0 | 3.7595e-05 | 0.00011416 | 0 | 0.1983 | 0.3042 | 0 | 0 | 0.16196 | 0
2830 | 1 | 0.00010798 | 0.00020924 | 0 | 2.3497e-05 | 0.00011416 | 0 | 0.2335 | 0.3608 | 0 | 0 | 0.097148 | 0
2831 | 1 | 8.309e-05 | 0.00021387 | 0 | 9.3987e-06 | 0.00011416 | 0 | 0.2672 | 0.4007 | 0 | 0 | 0.029515 | 0
2832 | 1 | 5.7295e-05 | 0.00022012 | 0 | 5.8742e-06 | 0.00011416 | 0 | 0.2802 | 0.4037 | 0 | 0 | 0.0013373 | 0
2833 | 1 | 4.0791e-05 | 0.00022584 | 0 | 2.3497e-06 | 0.00011416 | 0 | 0.2828 | 0.4029 | 0 | 0 | 0.068568 | 0
2834 | 1 | 3.3307e-05 | 0.00022992 | 0 | 1.1748e-06 | 0.00011416 | 0 | 0.2812 | 0.4144 | 0 | 0 | 0.28635 | 0
2835 | 1 | 3.0703e-05 | 0.00022891 | 0 | 1.4098e-05 | 0.00011416 | 0 | 0.2741 | 0.4134 | 0 | 0 | 0.36769 | 0
2836 | 1 | 3.2615e-05 | 0.00022896 | 0 | 3.7595e-05 | 0.00011416 | 0 | 0.2465 | 0.3927 | 0 | 0 | 0.22739 | 0
2837 | 1 | 4.3305e-05 | 0.0002292 | 0 | 9.3987e-05 | 0.00011416 | 0 | 0.2253 | 0.3666 | 0 | 0 | 0.066242 | 0
2838 | 1 | 6.931e-05 | 0.00021525 | 0 | 0.0001821 | 0.00011416 | 0.02 | 0.1998 | 0.3567 | 0 | 0 | 0.0016614 | 0
2839 | 1 | 0.00011379 | 0.0001959 | 0 | 0.0001586 | 0.00011416 | 0.13 | 0.1747 | 0.3595 | 0 | 0 | 0.012788 | 0.0053486
2840 | 1 | 0.00014957 | 0.00016004 | 0 | 0.00014685 | 0.00011416 | 0.31 | 0.2229 | 0.4378 | 0 | 0 | 0.12432 | 0.089667
2841 | 1 | 0.0001652 | 0.00012143 | 0 | 0.00016448 | 0.00011416 | 0.46 | 0.3019 | 0.4873 | 0 | 0 | 0.16196 | 0.25906
2842 | 1 | 0.00016868 | 9.6982e-05 | 0 | 0.00018797 | 0.00011416 | 0.65 | 0.331 | 0.4841 | 0 | 0 | 0.097148 | 0.34207
2843 | 1 | 0.00016962 | 7.9991e-05 | 0 | 0.00020677 | 0.00011416 | 0.58 | 0.3665 | 0.505 | 0 | 0 | 0.029515 | 0.45642
2844 | 1 | 0.0001688 | 6.8314e-05 | 0 | 0.00018797 | 0.00011416 | 0.25 | 0.4044 | 0.5501 | 0 | 0 | 0.0013373 | 0.15388
2845 | 1 | 0.00017307 | 6.123e-05 | 0 | 0.00019032 | 0.00011416 | 0.1 | 0.4316 | 0.5767 | 0 | 0 | 0.06616 | 0
2846 | 1 | 0.00017218 | 5.9791e-05 | 0 | 0.00021382 | 0.00011416 | 0.29 | 0.438 | 0.5926 | 0 | 0 | 0.27718 | 0
2847 | 1 | 0.00017024 | 6.3536e-05 | 0 | 0.00022322 | 0.00011416 | 0.37 | 0.4121 | 0.6147 | 0 | 0 | 0.3557 | 0.017528
2848 | 1 | 0.00016979 | 7.1413e-05 | 0 | 0.00022322 | 0.00011416 | 0.12 | 0.3722 | 0.583 | 0 | 0 | 0.2202 | 0
2849 | 1 | 0.00017065 | 8.4456e-05 | 0 | 0.00016448 | 0.00011416 | 0.04 | 0.3183 | 0.5257 | 0 | 0 | 0.06418 | 0.01092
2850 | 1 | 0.00015066 | 0.00010089 | 0 | 0.00011748 | 0.00011416 | 0.03 | 0.2727 | 0.4652 | 0 | 0 | 0.0016383 | 0
2851 | 1 | 0.0001419 | 0.00012039 | 0 | 8.8113e-05 | 0.00011416 | 0 | 0.2535 | 0.4109 | 0 | 0 | 0.012104 | 0
2852 | 1 | 0.00013667 | 0.00013486 | 0 | 5.8742e-05 | 0.00011416 | 0 | 0.2431 | 0.3667 | 0 | 0 | 0.11961 | 0
2853 | 1 | 0.00013645 | 0.00014069 | 0 | 3.7595e-05 | 0.00011416 | 0 | 0.2424 | 0.351 | 0 | 0 | 0.15676 | 0
2854 | 1 | 0.00011348 | 0.00014517 | 0 | 2.3497e-05 | 0.00011416 | 0 | 0.2343 | 0.3235 | 0 | 0 | 0.094484 | 0
2855 | 1 | 8.983e-05 | 0.00014934 | 0 | 9.3987e-06 | 0.00011416 | 0 | 0.2251 | 0.296 | 0 | 0 | 0.02895 | 0
2856 | 1 | 6.383e-05 | 0.00015463 | 0 | 5.8742e-06 | 0.00011416 | 0 | 0.2115 | 0.2755 | 0 | 0 | 0.0013373 | 0
2857 | 1 | 4.6726e-05 | 0.00016102 | 0 | 2.3497e-06 | 0.00011416 | 0 | 0.2022 | 0.2834 | 0 | 0 | 0.061516 | 0
2858 | 1 | 3.8637e-05 | 0.0001688 | 0 | 1.1748e-06 | 0.00011416 | 0 | 0.2053 | 0.2997 | 0 | 0 | 0.25945 | 0
2859 | 1 | 3.5121e-05 | 0.00017478 | 0 | 1.4098e-05 | 0.00011416 | 0 | 0.2051 | 0.3055 | 0 | 0 | 0.33249 | 0
2860 | 1 | 3.5699e-05 | 0.00018024 | 0 | 3.7595e-05 | 0.00011416 | 0 | 0.199 | 0.2921 | 0 | 0 | 0.20629 | 0
2861 | 1 | 4.5691e-05 | 0.0001819 | 0 | 9.3987e-05 | 0.00011416 | 0 | 0.1992 | 0.2806 | 0 | 0 | 0.060186 | 0
2862 | 1 | 7.1739e-05 | 0.00017201 | 0 | 0.0001821 | 0.00011416 | 0.02 | 0.1831 | 0.284 | 0 | 0 | 0.0015928 | 0
2863 | 1 | 0.00011598 | 0.00015419 | 0 | 0.0001586 | 0.00011416 | 0.13 | 0.192 | 0.298 | 0 | 0 | 0.010812 | 0.037206
2864 | 1 | 0.00015094 | 0.00013093 | 0 | 0.00014685 | 0.00011416 | 0.3 | 0.2373 | 0.3633 | 0 | 0 | 0.11054 | 0.14296
2865 | 1 | 0.00016639 | 0.00011237 | 0 | 0.00016448 | 0.00011416 | 0.38 | 0.2886 | 0.4486 | 0 | 0 | 0.1467 | 0.39461
2866 | 1 | 0.00016954 | 9.9583e-05 | 0 | 0.00018797 | 0.00011416 | 0.39 | 0.3148 | 0.5041 | 0 | 0 | 0.089302 | 0.13939
2867 | 1 | 0.00017149 | 9.0212e-05 | 0 | 0.00020677 | 0.00011416 | 0.71 | 0.3163 | 0.5231 | 0 | 0 | 0.027843 | 0
2868 | 1 | 0.00016806 | 8.2334e-05 | 0 | 0.00018797 | 0.00011416 | 0.5 | 0.3092 | 0.5272 | 0 | 0 | 0.0013373 | 0.75205
2869 | 1 | 0.00016758 | 7.7796e-05 | 0 | 0.00019032 | 0.00011416 | 0.58 | 0.2924 | 0.5131 | 0 | 0 | 0.057093 | 0.67638
2870 | 1 | 0.00016287 | 7.5601e-05 | 0 | 0.00021382 | 0.00011416 | 0.63 | 0.2755 | 0.4885 | 0 | 0 | 0.24249 | 0.27592
2871 | 1 | 0.00015831 | 7.6007e-05 | 0 | 0.00022322 | 0.00011416 | 0.67 | 0.2623 | 0.4533 | 0 | 0 | 0.31032 | 0.0053597
2872 | 1 | 0.00015636 | 8.1338e-05 | 0 | 0.00022322 | 0.00011416 | 0.43 | 0.2499 | 0.4055 | 0 | 0 | 0.19297 | 0.38987
2873 | 1 | 0.00015674 | 9.0654e-05 | 0 | 0.00016448 | 0.00011416 | 0.3 | 0.2234 | 0.3355 | 0 | 0 | 0.056361 | 0.32807
2874 | 1 | 0.0001445 | 0.00010597 | 0 | 0.00011748 | 0.00011416 | 0.09 | 0.1706 | 0.2553 | 0 | 0 | 0.0015481 | 0.06932
2875 | 1 | 0.00013541 | 0.00014002 | 0 | 8.8113e-05 | 0.00011416 | 0.01 | 0.1364 | 0.2116 | 0 | 0 | 0.0096143 | 0
2876 | 1 | 0.00012723 | 0.00016677 | 0 | 5.8742e-05 | 0.00011416 | 0 | 0.1258 | 0.1982 | 0 | 0 | 0.10194 | 0
2877 | 1 | 0.0001297 | 0.00017867 | 0 | 3.7595e-05 | 0.00011416 | 0 | 0.1266 | 0.2009 | 0 | 0 | 0.13708 | 0
2878 | 1 | 0.00011047 | 0.00019018 | 0 | 2.3497e-05 | 0.00011416 | 0 | 0.1415 | 0.2221 | 0 | 0 | 0.084313 | 0
2879 | 1 | 8.5207e-05 | 0.00020027 | 0 | 9.3987e-06 | 0.00011416 | 0 | 0.1591 | 0.2523 | 0 | 0 | 0.026764 | 0
2880 | 1 | 5.9271e-05 | 0.00020904 | 0 | 5.8742e-06 | 0.00011416 | 0 | 0.1759 | 0.2848 | 0 | 0 | 0.0013373 | 0
2881 | 1 | 4.2623e-05 | 0.00021632 | 0 | 2.3497e-06 | 0.00011416 | 0 | 0.187 | 0.2995 | 0 | 0 | 0.052888 | 0
2882 | 1 | 3.4537e-05 | 0.00022234 | 0 | 1.1748e-06 | 0.00011416 | 0 | 0.1915 | 0.2991 | 0 | 0 | 0.22628 | 0
2883 | 1 | 3.0801e-05 | 0.00022745 | 0 | 1.4098e-05 | 0.00011416 | 0 | 0.1888 | 0.2917 | 0 | 0 | 0.28916 | 0
2884 | 1 | 3.1873e-05 | 0.00023206 | 0 | 3.7595e-05 | 0.00011416 | 0 | 0.1809 | 0.284 | 0 | 0 | 0.18023 | 0
2885 | 1 | 4.1545e-05 | 0.00023036 | 0 | 9.3987e-05 | 0.00011416 | 0 | 0.1736 | 0.2666 | 0 | 0 | 0.052702 | 0
2886 | 1 | 6.7959e-05 | 0.00019181 | 0 | 0.0001821 | 0.00011416 | 0.01 | 0.1442 | 0.2257 | 0 | 0 | 0.0015043 | 0
2887 | 1 | 0.00011278 | 0.00016048 | 0 | 0.0001586 | 0.00011416 | 0.1 | 0.1313 | 0.1936 | 0 | 0 | 0.0085089 | 0.045251
2888 | 1 | 0.00014749 | 0.00014227 | 0 | 0.00014685 | 0.00011416 | 0.21 | 0.1079 | 0.1447 | 0 | 0 | 0.0938 | 0.016391
2889 | 1 | 0.00016271 | 0.0001293 | 0 | 0.00016448 | 0.00011416 | 0.44 | 0.0805 | 0.0994 | 0 | 0 | 0.12789 | 0.061252
2890 | 1 | 0.00016679 | 0.00011609 | 0 | 0.00018797 | 0.00011416 | 0.51 | 0.0606 | 0.073 | 0 | 0 | 0.079513 | 0.18542
2891 | 1 | 0.0001687 | 0.00010325 | 0 | 0.00020677 | 0.00011416 | 0.53 | 0.0445 | 0.0551 | 0 | 0 | 0.025714 | 0.18069
2892 | 1 | 0.0001636 | 9.3422e-05 | 0 | 0.00018797 | 0.00011416 | 0.66 | 0.0398 | 0.0521 | 0 | 0 | 0.0013373 | 0.33595
2893 | 1 | 0.00016058 | 8.7408e-05 | 0 | 0.00019032 | 0.00011416 | 0.7 | 0.0466 | 0.0688 | 0 | 0 | 0.045108 | 0.35145
2894 | 1 | 0.00015611 | 8.4806e-05 | 0 | 0.00021382 | 0.00011416 | 0.53 | 0.058 | 0.0879 | 0 | 0 | 0.19607 | 0.18909
2895 | 1 | 0.00014963 | 8.7371e-05 | 0 | 0.00022322 | 0.00011416 | 0.49 | 0.069 | 0.1031 | 0 | 0 | 0.24976 | 0.24414
2896 | 1 | 0.00014576 | 9.51e-05 | 0 | 0.00022322 | 0.00011416 | 0.44 | 0.0798 | 0.118 | 0 | 0 | 0.15647 | 0.23923
2897 | 1 | 0.00014601 | 0.00010412 | 0 | 0.00016448 | 0.00011416 | 0.29 | 0.0964 | 0.135 | 0 | 0 | 0.045866 | 0.030075
2898 | 1 | 0.00013495 | 0.00011868 | 0 | 0.00011748 | 0.00011416 | 0.09 | 0.1168 | 0.1494 | 0 | 0 | 0.0014192 | 0.030554
2899 | 1 | 0.00012539 | 0.00014375 | 0 | 8.8113e-05 | 0.00011416 | 0.02 | 0.1427 | 0.1631 | 0 | 0 | 0.0065588 | 0
2900 | 1 | 0.00011481 | 0.00016458 | 0 | 5.8742e-05 | 0.00011416 | 0 | 0.1579 | 0.1724 | 0 | 0 | 0.078843 | 0
2901 | 1 | 0.00011673 | 0.00017624 | 0 | 3.7595e-05 | 0.00011416 | 0 | 0.1456 | 0.1546 | 0 | 0 | 0.11077 | 0
2902 | 1 | 0.00010198 | 0.00018673 | 0 | 2.3497e-05 | 0.00011416 | 0 | 0.1325 | 0.1342 | 0 | 0 | 0.070468 | 0
2903 | 1 | 8.026e-05 | 0.00019599 | 0 | 9.3987e-06 | 0.00011416 | 0 | 0.1238 | 0.1187 | 0 | 0 | 0.023696 | 0
2904 | 1 | 5.1011e-05 | 0.00020647 | 0 | 5.8742e-06 | 0.00011416 | 0 | 0.1074 | 0.0997 | 0 | 0 | 0.0013373 | 0
2905 | 1 | 3.3341e-05 | 0.00021592 | 0 | 2.3497e-06 | 0.00011416 | 0 | 0.0799 | 0.0668 | 0 | 0 | 0.039802 | 0
2906 | 1 | 2.4201e-05 | 0.00021975 | 0 | 1.1748e-06 | 0.00011416 | 0 | 0.0583 | 0.0398 | 0 | 0 | 0.17527 | 0
2907 | 1 | 1.9647e-05 | 0.00022444 | 0 | 1.4098e-05 | 0.00011416 | 0 | 0.0437 | 0.0243 | 0 | 0 | 0.22268 | 0
2908 | 1 | 1.7809e-05 | 0.00022802 | 0 | 3.7595e-05 | 0.00011416 | 0 | 0.0316 | 0.0133 | 0 | 0 | 0.14009 | 0
2909 | 1 | 1.9719e-05 | 0.00022767 | 0 | 9.3987e-05 | 0.00011416 | 0 | 0.0271 | 0.0085 | 0 | 0 | 0.041147 | 0
2910 | 1 | 2.6977e-05 | 0.00019598 | 0 | 0.0001821 | 0.00011416 | 0.02 | 0.0214 | 0.0058 | 0 | 0 | 0.0013575 | 0
2911 | 1 | 4.7876e-05 | 0.00016196 | 0 | 0.0001586 | 0.00011416 | 0.14 | 0.0131 | 0.0009 | 0 | 0 | 0.0053101 | 0.12363
2912 | 1 | 7.1753e-05 | 0.00013356 | 0 | 0.00014685 | 0.00011416 | 0.35 | 0.0089 | 0 | 0 | 0 | 0.068734 | 0.32139
2913 | 1 | 9.3721e-05 | 0.00010936 | 0 | 0.00016448 | 0.00011416 | 0.52 | 0.0049 | 0 | 0 | 0 | 0.098975 | 0.33073
2914 | 1 | 0.00010212 | 8.7205e-05 | 0 | 0.00018797 | 0.00011416 | 0.61 | 0.0038 | 0 | 0 | 0 | 0.064153 | 0.65058
2915 | 1 | 0.00010257 | 6.7483e-05 | 0 | 0.00020677 | 0.00011416 | 0.6 | 0.003 | 0 | 0 | 0 | 0.022253 | 0.84464
2916 | 1 | 9.8492e-05 | 5.2135e-05 | 0 | 0.00018797 | 0.00011416 | 0.67 | 0.0024 | 0 | 0 | 0 | 0.0013373 | 0.87819
2917 | 1 | 9.1792e-05 | 4.1176e-05 | 0 | 0.00019032 | 0.00011416 | 0.77 | 0.0026 | 0.0021 | 0 | 0 | 0.031913 | 0.90351
2918 | 1 | 8.5159e-05 | 3.5125e-05 | 0 | 0.00021382 | 0.00011416 | 0.66 | 0.0035 | 0.0129 | 0 | 0 | 0.14396 | 0.80933
2919 | 1 | 8.0055e-05 | 3.4018e-05 | 0 | 0.00022322 | 0.00011416 | 0.49 | 0.0058 | 0.0254 | 0 | 0 | 0.18203 | 0.69292
2920 | 1 | 8.1875e-05 | 3.7763e-05 | 0 | 0.00022322 | 0.00011416 | 0.41 | 0.0119 | 0.0518 | 0 | 0 | 0.1154 | 0.43226
2921 | 1 | 9.1151e-05 | 4.5087e-05 | 0 | 0.00016448 | 0.00011416 | 0.26 | 0.0292 | 0.0926 | 0 | 0 | 0.03402 | 0.25798
2922 | 1 | 9.3887e-05 | 5.9274e-05 | 0 | 0.00011748 | 0.00011416 | 0.09 | 0.0626 | 0.1642 | 0 | 0 | 0.0012587 | 0.065186
2923 | 1 | 8.8631e-05 | 9.0009e-05 | 0 | 8.8113e-05 | 0.00011416 | 0.01 | 0.1307 | 0.2807 | 0 | 0 | 0.0035994 | 0
2924 | 1 | 8.3475e-05 | 0.00011108 | 0 | 5.8742e-05 | 0.00011416 | 0 | 0.2108 | 0.3933 | 0 | 0 | 0.053873 | 0
2925 | 1 | 8.8477e-05 | 0.00011844 | 0 | 3.7595e-05 | 0.00011416 | 0 | 0.245 | 0.4366 | 0 | 0 | 0.081237 | 0
2926 | 1 | 7.9998e-05 | 0.00012827 | 0 | 2.3497e-05 | 0.00011416 | 0 | 0.2497 | 0.4439 | 0 | 0 | 0.054488 | 0
2927 | 1 | 6.0735e-05 | 0.00013893 | 0 | 9.3987e-06 | 0.00011416 | 0 | 0.271 | 0.4744 | 0 | 0 | 0.019982 | 0
2928 | 1 | 4.1351e-05 | 0.00015146 | 0 | 5.8742e-06 | 0.00011416 | 0 | 0.2909 | 0.4854 | 0 | 0 | 0.0013373 | 0
2929 | 1 | 2.5261e-05 | 0.00016478 | 0 | 2.3497e-06 | 0.00011416 | 0 | 0.2769 | 0.4459 | 0 | 0 | 0.026411 | 0
2930 | 1 | 1.5936e-05 | 0.00017408 | 0 | 1.1748e-06 | 0.00011416 | 0 | 0.2793 | 0.4572 | 0 | 0 | 0.12178 | 0
2931 | 1 | 1.0036e-05 | 0.00018179 | 0 | 1.4098e-05 | 0.00011416 | 0 | 0.2703 | 0.4215 | 0 | 0 | 0.15333 | 0
2932 | 1 | 7.3734e-06 | 0.00018738 | 0 | 3.7595e-05 | 0.00011416 | 0 | 0.2646 | 0.3985 | 0 | 0 | 0.097883 | 0
2933 | 1 | 6.4174e-06 | 0.00018557 | 0 | 9.3987e-05 | 0.00011416 | 0 | 0.2591 | 0.3924 | 0 | 0 | 0.02895 | 0
2934 | 1 | 5.6779e-06 | 0.00016364 | 0 | 0.0001821 | 0.00011416 | 0.03 | 0.2184 | 0.341 | 0 | 0 | 0.0011832 | 0
2935 | 1 | 1.8205e-05 | 0.00013257 | 0 | 0.0001586 | 0.00011416 | 0.08 | 0.1872 | 0.2956 | 0 | 0 | 0.0025314 | 0.03871
2936 | 1 | 3.8404e-05 | 8.7555e-05 | 0 | 0.00014685 | 0.00011416 | 0.21 | 0.2185 | 0.3258 | 0 | 0 | 0.043658 | 0.089566
2937 | 1 | 5.8681e-05 | 4.3741e-05 | 0 | 0.00016448 | 0.00011416 | 0.23 | 0.2763 | 0.3865 | 0 | 0 | 0.068679 | 0.042053
2938 | 1 | 7.2623e-05 | 1.9832e-05 | 0 | 0.00018797 | 0.00011416 | 0.26 | 0.3441 | 0.485 | 0 | 0 | 0.047495 | 0.1282
2939 | 1 | 8.3681e-05 | 8.9105e-06 | 0 | 0.00020677 | 0.00011416 | 0.13 | 0.3881 | 0.5411 | 0 | 0 | 0.01828 | 0.024615
2940 | 1 | 9.175e-05 | 5.3315e-06 | 0 | 0.00018797 | 0.00011416 | 0.11 | 0.4052 | 0.5475 | 0 | 0 | 0.0013373 | 0
2941 | 1 | 9.3347e-05 | 7.1395e-06 | 0 | 0.00019032 | 0.00011416 | 0.11 | 0.39 | 0.5248 | 0 | 0 | 0.017378 | 0
2942 | 1 | 9.0846e-05 | 1.2084e-05 | 0 | 0.00021382 | 0.00011416 | 0.04 | 0.3552 | 0.5147 | 0 | 0 | 0.084504 | 0
2943 | 1 | 8.8684e-05 | 1.6198e-05 | 0 | 0.00022322 | 0.00011416 | 0.1 | 0.3398 | 0.5777 | 0 | 0 | 0.10529 | 0
2944 | 1 | 9.1581e-05 | 1.7581e-05 | 0 | 0.00022322 | 0.00011416 | 0.05 | 0.3519 | 0.6065 | 0 | 0 | 0.068347 | 0
2945 | 1 | 0.0001039 | 1.6216e-05 | 0 | 0.00016448 | 0.00011416 | 0.02 | 0.3991 | 0.6237 | 0 | 0 | 0.020374 | 0
2946 | 1 | 0.00010305 | 1.7323e-05 | 0 | 0.00011748 | 0.00011416 | 0.02 | 0.4228 | 0.6211 | 0 | 0 | 0.0010414 | 0
2947 | 1 | 9.4882e-05 | 3.2985e-05 | 0 | 8.8113e-05 | 0.00011416 | 0.02 | 0.4507 | 0.6496 | 0 | 0 | 0.0010722 | 0
2948 | 1 | 8.7274e-05 | 5.516e-05 | 0 | 5.8742e-05 | 0.00011416 | 0 | 0.4756 | 0.6793 | 0 | 0 | 0.02727 | 0
2949 | 1 | 9.1402e-05 | 6.9845e-05 | 0 | 3.7595e-05 | 0.00011416 | 0 | 0.4796 | 0.6979 | 0 | 0 | 0.047581 | 0
2950 | 1 | 8.5213e-05 | 8.1246e-05 | 0 | 2.3497e-05 | 0.00011416 | 0 | 0.491 | 0.7213 | 0 | 0 | 0.035355 | 0
2951 | 1 | 6.3887e-05 | 8.9935e-05 | 0 | 9.3987e-06 | 0.00011416 | 0 | 0.4932 | 0.7173 | 0 | 0 | 0.015172 | 0
2952 | 1 | 4.2698e-05 | 9.8532e-05 | 0 | 5.8742e-06 | 0.00011416 | 0 | 0.4634 | 0.6688 | 0 | 0 | 0.0013373 | 0
2953 | 1 | 2.892e-05 | 0.00010466 | 0 | 2.3497e-06 | 0.00011416 | 0 | 0.4389 | 0.6364 | 0 | 0 | 0.01376 | 0
2954 | 1 | 2.3107e-05 | 0.00010621 | 0 | 1.1748e-06 | 0.00011416 | 0 | 0.4152 | 0.6271 | 0 | 0 | 0.069123 | 0
2955 | 1 | 2.1386e-05 | 0.00010622 | 0 | 1.4098e-05 | 0.00011416 | 0 | 0.395 | 0.6383 | 0 | 0 | 0.08559 | 0
2956 | 1 | 2.3241e-05 | 0.0001065 | 0 | 3.7595e-05 | 0.00011416 | 0 | 0.3905 | 0.6566 | 0 | 0 | 0.056119 | 0
2957 | 1 | 3.2495e-05 | 0.00010514 | 0 | 9.3987e-05 | 0.00011416 | 0 | 0.3815 | 0.6721 | 0 | 0 | 0.016808 | 0
2958 | 1 | 5.4799e-05 | 9.3606e-05 | 0 | 0.0001821 | 0.00011416 | 0.02 | 0.3348 | 0.6047 | 0 | 0 | 0.00097493 | 0
2959 | 1 | 9.4281e-05 | 7.2631e-05 | 0 | 0.0001586 | 0.00011416 | 0.11 | 0.3572 | 0.58 | 0 | 0 | 0.00062252 | 0.074702
2960 | 1 | 0.00013267 | 4.6176e-05 | 0 | 0.00014685 | 0.00011416 | 0.26 | 0.4453 | 0.59 | 0 | 0 | 0.020896 | 0.1995
2961 | 1 | 0.00015024 | 2.5606e-05 | 0 | 0.00016448 | 0.00011416 | 0.2 | 0.4502 | 0.5925 | 0 | 0 | 0.038885 | 0.014764
2962 | 1 | 0.00015704 | 9.4824e-06 | 0 | 0.00018797 | 0.00011416 | 0.36 | 0.4082 | 0.5498 | 0 | 0 | 0.030151 | 0
2963 | 1 | 0.00016049 | 0 | 0 | 0.00020677 | 0.00011416 | 0.34 | 0.3437 | 0.4724 | 0 | 0 | 0.01376 | 0
2964 | 1 | 0.0001546 | 0 | 0 | 0.00018797 | 0.00011416 | 0.1 | 0.2846 | 0.4034 | 0 | 0 | 0.0013373 | 0
2965 | 1 | 0.00015287 | 0 | 0 | 0.00019032 | 0.00011416 | 0.15 | 0.2259 | 0.312 | 0 | 0 | 0.011404 | 0.1466
2966 | 1 | 0.0001478 | 0 | 0 | 0.00021382 | 0.00011416 | 0.29 | 0.164 | 0.2143 | 0 | 0 | 0.058901 | 0.43181
2967 | 1 | 0.00014412 | 0 | 0 | 0.00022322 | 0.00011416 | 0.16 | 0.1109 | 0.1289 | 0 | 0 | 0.072546 | 0.082814
2968 | 1 | 0.00014505 | 0 | 0 | 0.00022322 | 0.00011416 | 0.43 | 0.0608 | 0.0481 | 0 | 0 | 0.047973 | 0.045307
2969 | 1 | 0.00014797 | 0 | 0 | 0.00016448 | 0.00011416 | 0.23 | 0.0259 | 0.005 | 0 | 0 | 0.014425 | 0.19433
2970 | 1 | 0.00013473 | 0 | 0 | 0.00011748 | 0.00011416 | 0.08 | 0.0228 | 0.0106 | 0 | 0 | 0.00092699 | 0.073175
2971 | 1 | 0.00012253 | 1.6825e-05 | 0 | 8.8113e-05 | 0.00011416 | 0.01 | 0.0753 | 0.1095 | 0 | 0 | 0.00038361 | 0
2972 | 1 | 0.00011086 | 3.2875e-05 | 0 | 5.8742e-05 | 0.00011416 | 0 | 0.1955 | 0.321 | 0 | 0 | 0.01683 | 0
2973 | 1 | 0.00012032 | 3.2543e-05 | 0 | 3.7595e-05 | 0.00011416 | 0 | 0.3051 | 0.4768 | 0 | 0 | 0.033108 | 0
2974 | 1 | 0.00010535 | 3.8963e-05 | 0 | 2.3497e-05 | 0.00011416 | 0 | 0.3585 | 0.5273 | 0 | 0 | 0.026602 | 0
2975 | 1 | 8.6591e-05 | 4.3335e-05 | 0 | 9.3987e-06 | 0.00011416 | 0 | 0.3982 | 0.5935 | 0 | 0 | 0.01276 | 0
2976 | 1 | 6.8564e-05 | 4.1877e-05 | 0 | 5.8742e-06 | 0.00011416 | 0 | 0.4417 | 0.6659 | 0 | 0 | 0.0013373 | 0
2977 | 1 | 5.2243e-05 | 3.9313e-05 | 0 | 2.3497e-06 | 0.00011416 | 0 | 0.4487 | 0.7131 | 0 | 0 | 0.011404 | 0
2978 | 1 | 4.4843e-05 | 3.3982e-05 | 0 | 1.1748e-06 | 0.00011416 | 0 | 0.4654 | 0.6253 | 0 | 0 | 0.058901 | 0
2979 | 1 | 4.2518e-05 | 2.6731e-05 | 0 | 1.4098e-05 | 0.00011416 | 0 | 0.4725 | 0.5781 | 0 | 0 | 0.072546 | 0
2980 | 1 | 4.2714e-05 | 2.5495e-05 | 0 | 3.7595e-05 | 0.00011416 | 0 | 0.4754 | 0.6067 | 0 | 0 | 0.047973 | 0
2981 | 1 | 4.5288e-05 | 2.4259e-05 | 0 | 9.3987e-05 | 0.00011416 | 0 | 0.4514 | 0.6025 | 0 | 0 | 0.014425 | 0
2982 | 1 | 5.3406e-05 | 1.2858e-05 | 0 | 0.0001821 | 0.00011416 | 0.03 | 0.4362 | 0.5899 | 0 | 0 | 0.00092699 | 0
2983 | 1 | 7.7904e-05 | 0 | 0 | 0.0001586 | 0.00011416 | 0.13 | 0.4294 | 0.6066 | 0 | 0 | 0.00038361 | 0.010285
2984 | 1 | 0.00010309 | 0 | 0 | 0.00014685 | 0.00011416 | 0.03 | 0.5554 | 0.6952 | 0 | 0 | 0.01683 | 0.3572
2985 | 1 | 0.00012025 | 0 | 0 | 0.00016448 | 0.00011416 | 0.27 | 0.6551 | 0.7449 | 0 | 0 | 0.033108 | 0.36366
2986 | 1 | 0.00012753 | 0 | 0 | 0.00018797 | 0.00011416 | 0.28 | 0.7621 | 0.8705 | 0 | 0 | 0.026602 | 0.2109
2987 | 1 | 0.0001302 | 0 | 0 | 0.00020677 | 0.00011416 | 0.23 | 0.8286 | 0.9084 | 0 | 0 | 0.01276 | 0
2988 | 1 | 0.00013248 | 0 | 0 | 0.00018797 | 0.00011416 | 0.16 | 0.8597 | 0.9266 | 0 | 0 | 0.0013373 | 0.62254
2989 | 1 | 0.00013718 | 0 | 0 | 0.00019032 | 0.00011416 | 0.04 | 0.8755 | 0.9428 | 0 | 0 | 0.012157 | 0
2990 | 1 | 0.00013004 | 0 | 0 | 0.00021382 | 0.00011416 | 0.35 | 0.8809 | 0.9506 | 0 | 0 | 0.062188 | 0.017639
2991 | 1 | 0.00011925 | 6.5676e-06 | 0 | 0.00022322 | 0.00011416 | 0.65 | 0.8762 | 0.9488 | 0 | 0 | 0.076735 | 0.60057
2992 | 1 | 0.00011408 | 2.0625e-05 | 0 | 0.00022322 | 0.00011416 | 0.38 | 0.8614 | 0.9455 | 0 | 0 | 0.050594 | 0.52964
2993 | 1 | 0.00011739 | 3.376e-05 | 0 | 0.00016448 | 0.00011416 | 0.18 | 0.8123 | 0.9299 | 0 | 0 | 0.015193 | 0.22426
2994 | 1 | 0.00011134 | 4.9072e-05 | 0 | 0.00011748 | 0.00011416 | 0.1 | 0.713 | 0.8949 | 0 | 0 | 0.00094279 | 0.016335
2995 | 1 | 0.00010342 | 7.2704e-05 | 0 | 8.8113e-05 | 0.00011416 | 0.02 | 0.5975 | 0.8319 | 0 | 0 | 0.00045479 | 0
2996 | 1 | 9.4737e-05 | 9.8476e-05 | 0 | 5.8742e-05 | 0.00011416 | 0 | 0.5329 | 0.775 | 0 | 0 | 0.01812 | 0
2997 | 1 | 0.00010048 | 0.00010558 | 0 | 3.7595e-05 | 0.00011416 | 0 | 0.5033 | 0.7698 | 0 | 0 | 0.034965 | 0
2998 | 1 | 9.666e-05 | 0.00010615 | 0 | 2.3497e-05 | 0.00011416 | 0 | 0.4769 | 0.7451 | 0 | 0 | 0.027752 | 0
2999 | 1 | 7.9066e-05 | 0.00010565 | 0 | 9.3987e-06 | 0.00011416 | 0 | 0.4747 | 0.7365 | 0 | 0 | 0.013088 | 0
3000 | 1 | 5.7297e-05 | 0.00010931 | 0 | 5.8742e-06 | 0.00011416 | 0 | 0.4496 | 0.7002 | 0 | 0 | 0.0013373 | 0
3001 | 1 | 4.0558e-05 | 0.00011322 | 0 | 2.3497e-06 | 0.00011416 | 0 | 0.448 | 0.665 | 0 | 0 | 0.014612 | 0
3002 | 1 | 3.2678e-05 | 0.00011934 | 0 | 1.1748e-06 | 0.00011416 | 0 | 0.4422 | 0.6468 | 0 | 0 | 0.072776 | 0
3003 | 1 | 2.8812e-05 | 0.00012914 | 0 | 1.4098e-05 | 0.00011416 | 0 | 0.4232 | 0.6347 | 0 | 0 | 0.090263 | 0
3004 | 1 | 2.9773e-05 | 0.00013781 | 0 | 3.7595e-05 | 0.00011416 | 0 | 0.4135 | 0.6218 | 0 | 0 | 0.059026 | 0
3005 | 1 | 3.8053e-05 | 0.00014203 | 0 | 9.3987e-05 | 0.00011416 | 0 | 0.4001 | 0.6103 | 0 | 0 | 0.017657 | 0
3006 | 1 | 6.1848e-05 | 0.00012611 | 0 | 0.0001821 | 0.00011416 | 0.03 | 0.3716 | 0.6102 | 0 | 0 | 0.00099127 | 0
3007 | 1 | 0.0001037 | 9.7222e-05 | 0 | 0.0001586 | 0.00011416 | 0.14 | 0.484 | 0.6911 | 0 | 0 | 0.00071998 | 0.13221
3008 | 1 | 0.0001396 | 7.1468e-05 | 0 | 0.00014685 | 0.00011416 | 0.36 | 0.6036 | 0.7588 | 0 | 0 | 0.022384 | 0.24276
3009 | 1 | 0.00015692 | 5.6378e-05 | 0 | 0.00016448 | 0.00011416 | 0.29 | 0.6517 | 0.7956 | 0 | 0 | 0.04095 | 0.096252
3010 | 1 | 0.00016424 | 4.5456e-05 | 0 | 0.00018797 | 0.00011416 | 0.07 | 0.685 | 0.8185 | 0 | 0 | 0.0314 | 0.57389
3011 | 1 | 0.00017008 | 3.4018e-05 | 0 | 0.00020677 | 0.00011416 | 0.08 | 0.7128 | 0.8351 | 0 | 0 | 0.014105 | 0
3012 | 1 | 0.00016799 | 2.6879e-05 | 0 | 0.00018797 | 0.00011416 | 0.67 | 0.7439 | 0.8569 | 0 | 0 | 0.0013373 | 0.18385
3013 | 1 | 0.00017035 | 2.5514e-05 | 0 | 0.00019032 | 0.00011416 | 0.47 | 0.775 | 0.8814 | 0 | 0 | 0.019404 | 0.89047
3014 | 1 | 0.00016605 | 2.8816e-05 | 0 | 0.00021382 | 0.00011416 | 0.43 | 0.7962 | 0.9026 | 0 | 0 | 0.092983 | 0.014865
3015 | 1 | 0.00016444 | 3.1104e-05 | 0 | 0.00022322 | 0.00011416 | 0.04 | 0.8035 | 0.9147 | 0 | 0 | 0.11619 | 0.046889
3016 | 1 | 0.00016273 | 3.4203e-05 | 0 | 0.00022322 | 0.00011416 | 0.43 | 0.812 | 0.933 | 0 | 0 | 0.075076 | 0
3017 | 1 | 0.00016266 | 4.2246e-05 | 0 | 0.00016448 | 0.00011416 | 0.29 | 0.8179 | 0.943 | 0 | 0 | 0.022332 | 0.26727
3018 | 1 | 0.0001449 | 5.5972e-05 | 0 | 0.00011748 | 0.00011416 | 0.07 | 0.81 | 0.9453 | 0 | 0 | 0.0010757 | 0.0045351
3019 | 1 | 0.00013533 | 7.3405e-05 | 0 | 8.8113e-05 | 0.00011416 | 0 | 0.8034 | 0.9455 | 0 | 0 | 0.0013616 | 0
3020 | 1 | 0.00012486 | 8.8828e-05 | 0 | 5.8742e-05 | 0.00011416 | 0 | 0.8037 | 0.9445 | 0 | 0 | 0.030893 | 0
3021 | 1 | 0.00012539 | 9.831e-05 | 0 | 3.7595e-05 | 0.00011416 | 0 | 0.8077 | 0.9416 | 0 | 0 | 0.052378 | 0
3022 | 1 | 0.00011177 | 0.00010525 | 0 | 2.3497e-05 | 0.00011416 | 0 | 0.8098 | 0.9365 | 0 | 0 | 0.038168 | 0
3023 | 1 | 9.0261e-05 | 0.00011078 | 0 | 9.3987e-06 | 0.00011416 | 0 | 0.8012 | 0.921 | 0 | 0 | 0.015913 | 0
3024 | 1 | 6.0461e-05 | 0.00011563 | 0 | 5.8742e-06 | 0.00011416 | 0 | 0.7697 | 0.8936 | 0 | 0 | 0.0013373 | 0
3025 | 1 | 4.3244e-05 | 0.00011953 | 0 | 2.3497e-06 | 0.00011416 | 0 | 0.7278 | 0.8571 | 0 | 0 | 0.026411 | 0
3026 | 1 | 3.4929e-05 | 0.00012205 | 0 | 1.1748e-06 | 0.00011416 | 0 | 0.6817 | 0.8117 | 0 | 0 | 0.12178 | 0
3027 | 1 | 3.1976e-05 | 0.00012423 | 0 | 1.4098e-05 | 0.00011416 | 0 | 0.6324 | 0.7639 | 0 | 0 | 0.15333 | 0
3028 | 1 | 3.2172e-05 | 0.00012668 | 0 | 3.7595e-05 | 0.00011416 | 0 | 0.5694 | 0.7039 | 0 | 0 | 0.097883 | 0
3029 | 1 | 4.0507e-05 | 0.00012812 | 0 | 9.3987e-05 | 0.00011416 | 0 | 0.4829 | 0.6085 | 0 | 0 | 0.02895 | 0
3030 | 1 | 6.561e-05 | 0.00012126 | 0 | 0.0001821 | 0.00011416 | 0.02 | 0.3972 | 0.5167 | 0 | 0 | 0.0011832 | 0
3031 | 1 | 0.00010632 | 0.00010746 | 0 | 0.0001586 | 0.00011416 | 0.11 | 0.3724 | 0.4724 | 0 | 0 | 0.0025314 | 0.076964
3032 | 1 | 0.00014266 | 8.9787e-05 | 0 | 0.00014685 | 0.00011416 | 0.17 | 0.3563 | 0.4232 | 0 | 0 | 0.043658 | 0.088541
3033 | 1 | 0.00015868 | 7.3276e-05 | 0 | 0.00016448 | 0.00011416 | 0.12 | 0.3169 | 0.3846 | 0 | 0 | 0.068679 | 0.42077
3034 | 1 | 0.00016416 | 5.9827e-05 | 0 | 0.00018797 | 0.00011416 | 0.16 | 0.2847 | 0.3498 | 0 | 0 | 0.047495 | 0.35847
3035 | 1 | 0.00016566 | 5.0013e-05 | 0 | 0.00020677 | 0.00011416 | 0.69 | 0.2504 | 0.3011 | 0 | 0 | 0.01828 | 0.47639
3036 | 1 | 0.00016017 | 4.1139e-05 | 0 | 0.00018797 | 0.00011416 | 0.64 | 0.2211 | 0.2641 | 0 | 0 | 0.0013373 | 0.48932
3037 | 1 | 0.00016035 | 3.4e-05 | 0 | 0.00019032 | 0.00011416 | 0.6 | 0.2201 | 0.2641 | 0 | 0 | 0.03493 | 0.51939
3038 | 1 | 0.00015747 | 3.1214e-05 | 0 | 0.00021382 | 0.00011416 | 0.55 | 0.2368 | 0.2632 | 0 | 0 | 0.15599 | 0.17759
3039 | 1 | 0.00015428 | 3.3188e-05 | 0 | 0.00022322 | 0.00011416 | 0.23 | 0.2263 | 0.2186 | 0 | 0 | 0.19764 | 0.56918
3040 | 1 | 0.00015291 | 3.7579e-05 | 0 | 0.00022322 | 0.00011416 | 0.25 | 0.1788 | 0.1627 | 0 | 0 | 0.1249 | 0.31679
3041 | 1 | 0.00015392 | 4.577e-05 | 0 | 0.00016448 | 0.00011416 | 0.14 | 0.1212 | 0.1173 | 0 | 0 | 0.036762 | 0.040137
3042 | 1 | 0.000142 | 5.6857e-05 | 0 | 0.00011748 | 0.00011416 | 0.06 | 0.0683 | 0.0841 | 0 | 0 | 0.0012976 | 0.0032091
3043 | 1 | 0.00013232 | 7.9493e-05 | 0 | 8.8113e-05 | 0.00011416 | 0.02 | 0.0316 | 0.0553 | 0 | 0 | 0.0042308 | 0
3044 | 1 | 0.00012131 | 9.3274e-05 | 0 | 5.8742e-05 | 0.00011416 | 0 | 0.011 | 0.0435 | 0 | 0 | 0.059529 | 0
3045 | 1 | 0.00012141 | 9.5156e-05 | 0 | 3.7595e-05 | 0.00011416 | 0 | 0.0032 | 0.0417 | 0 | 0 | 0.088053 | 0
3046 | 1 | 0.00010936 | 0.00010355 | 0 | 2.3497e-05 | 0.00011416 | 0 | 0.0028 | 0.043 | 0 | 0 | 0.058228 | 0
3047 | 1 | 8.7027e-05 | 0.00011342 | 0 | 9.3987e-06 | 0.00011416 | 0 | 0.0077 | 0.0531 | 0 | 0 | 0.020871 | 0
3048 | 1 | 6.1355e-05 | 0.0001208 | 0 | 5.8742e-06 | 0.00011416 | 0 | 0.0187 | 0.0684 | 0 | 0 | 0.0013373 | 0
3049 | 1 | 4.5008e-05 | 0.00012565 | 0 | 2.3497e-06 | 0.00011416 | 0 | 0.0319 | 0.0826 | 0 | 0 | 0.048895 | 0
3050 | 1 | 3.5334e-05 | 0.00012892 | 0 | 1.1748e-06 | 0.00011416 | 0 | 0.0425 | 0.0918 | 0 | 0 | 0.21082 | 0
3051 | 1 | 3.2639e-05 | 0.00013194 | 0 | 1.4098e-05 | 0.00011416 | 0 | 0.0492 | 0.0914 | 0 | 0 | 0.26898 | 0
3052 | 1 | 3.3432e-05 | 0.0001363 | 0 | 3.7595e-05 | 0.00011416 | 0 | 0.0495 | 0.0788 | 0 | 0 | 0.16807 | 0
3053 | 1 | 4.0914e-05 | 0.00013713 | 0 | 9.3987e-05 | 0.00011416 | 0 | 0.045 | 0.0608 | 0 | 0 | 0.049205 | 0
3054 | 1 | 6.3888e-05 | 0.00011052 | 0 | 0.0001821 | 0.00011416 | 0.02 | 0.0325 | 0.0422 | 0 | 0 | 0.0014614 | 0
3055 | 1 | 0.00010623 | 8.643e-05 | 0 | 0.0001586 | 0.00011416 | 0.06 | 0.0161 | 0.0191 | 0 | 0 | 0.0074916 | 0.0093823
3056 | 1 | 0.00014594 | 4.8113e-05 | 0 | 0.00014685 | 0.00011416 | 0.18 | 0.0105 | 0.0083 | 0 | 0 | 0.086105 | 0.063938
3057 | 1 | 0.00016332 | 2.0644e-05 | 0 | 0.00016448 | 0.00011416 | 0.5 | 0.0062 | 0.0037 | 0 | 0 | 0.11912 | 0.14
3058 | 1 | 0.00016871 | 2.6012e-06 | 0 | 0.00018797 | 0.00011416 | 0.36 | 0.0025 | 0.0007 | 0 | 0 | 0.0749 | 0.36732
3059 | 1 | 0.00017052 | 0 | 0 | 0.00020677 | 0.00011416 | 0.62 | 0.0009 | 0.0001 | 0 | 0 | 0.024691 | 0.022787
3060 | 1 | 0.00016304 | 0 | 0 | 0.00018797 | 0.00011416 | 0.82 | 0.0006 | 0 | 0 | 0 | 0.0013373 | 0.050388
3061 | 1 | 0.00015957 | 0 | 0 | 0.00019032 | 0.00011416 | 0.75 | 0.0008 | 0 | 0 | 0 | 0.061516 | 0
3062 | 1 | 0.00015687 | 0 | 0 | 0.00021382 | 0.00011416 | 0.59 | 0.0014 | 0.0002 | 0 | 0 | 0.25945 | 0.33903
3063 | 1 | 0.00015378 | 0 | 0 | 0.00022322 | 0.00011416 | 0.45 | 0.0029 | 0.0036 | 0 | 0 | 0.33249 | 0
3064 | 1 | 0.00015044 | 0 | 0 | 0.00022322 | 0.00011416 | 0.42 | 0.0076 | 0.0142 | 0 | 0 | 0.20629 | 0.39784
3065 | 1 | 0.00015255 | 0 | 0 | 0.00016448 | 0.00011416 | 0.13 | 0.0172 | 0.0334 | 0 | 0 | 0.060186 | 0.060327
3066 | 1 | 0.00014213 | 0 | 0 | 0.00011748 | 0.00011416 | 0.1 | 0.0354 | 0.0651 | 0 | 0 | 0.0015928 | 0.02486
3067 | 1 | 0.00013037 | 2.6621e-05 | 0 | 8.8113e-05 | 0.00011416 | 0.01 | 0.0726 | 0.1167 | 0 | 0 | 0.010812 | 0
3068 | 1 | 0.00012013 | 4.363e-05 | 0 | 5.8742e-05 | 0.00011416 | 0 | 0.1228 | 0.201 | 0 | 0 | 0.11054 | 0
3069 | 1 | 0.0001173 | 5.2024e-05 | 0 | 3.7595e-05 | 0.00011416 | 0 | 0.1582 | 0.3059 | 0 | 0 | 0.1467 | 0
3070 | 1 | 0.00010394 | 6.0067e-05 | 0 | 2.3497e-05 | 0.00011416 | 0 | 0.1863 | 0.3999 | 0 | 0 | 0.089302 | 0
3071 | 1 | 8.6061e-05 | 6.6598e-05 | 0 | 9.3987e-06 | 0.00011416 | 0 | 0.2375 | 0.4719 | 0 | 0 | 0.027843 | 0
3072 | 1 | 6.6492e-05 | 7.0749e-05 | 0 | 5.8742e-06 | 0.00011416 | 0 | 0.3002 | 0.5061 | 0 | 0 | 0.0013373 | 0
3073 | 1 | 4.9207e-05 | 7.0232e-05 | 0 | 2.3497e-06 | 0.00011416 | 0 | 0.3466 | 0.5243 | 0 | 0 | 0.078782 | 0
3074 | 1 | 4.0045e-05 | 6.6856e-05 | 0 | 1.1748e-06 | 0.00011416 | 0 | 0.3762 | 0.5771 | 0 | 0 | 0.32501 | 0
3075 | 1 | 3.544e-05 | 6.3868e-05 | 0 | 1.4098e-05 | 0.00011416 | 0 | 0.4181 | 0.634 | 0 | 0 | 0.41838 | 0
3076 | 1 | 3.4357e-05 | 6.2521e-05 | 0 | 3.7595e-05 | 0.00011416 | 0 | 0.4443 | 0.6897 | 0 | 0 | 0.25771 | 0
3077 | 1 | 3.4342e-05 | 6.2964e-05 | 0 | 9.3987e-05 | 0.00011416 | 0 | 0.4859 | 0.7296 | 0 | 0 | 0.074929 | 0
3078 | 1 | 3.9448e-05 | 6.182e-05 | 0 | 0.0001821 | 0.00011416 | 0.03 | 0.5149 | 0.7407 | 0 | 0 | 0.0017558 | 0
3079 | 1 | 5.8703e-05 | 5.8444e-05 | 0 | 0.0001586 | 0.00011416 | 0.01 | 0.581 | 0.8154 | 0 | 0 | 0.015778 | 0
3080 | 1 | 8.5606e-05 | 4.8777e-05 | 0 | 0.00014685 | 0.00011416 | 0.12 | 0.6782 | 0.8474 | 0 | 0 | 0.14442 | 0
3081 | 1 | 0.00011037 | 3.3779e-05 | 0 | 0.00016448 | 0.00011416 | 0.17 | 0.7545 | 0.8735 | 0 | 0 | 0.1839 | 0
3082 | 1 | 0.0001194 | 2.4259e-05 | 0 | 0.00018797 | 0.00011416 | 0.45 | 0.7654 | 0.8649 | 0 | 0 | 0.10831 | 0.28725
3083 | 1 | 0.00011901 | 1.902e-05 | 0 | 0.00020677 | 0.00011416 | 0.23 | 0.7486 | 0.8431 | 0 | 0 | 0.031847 | 0
3084 | 1 | 0.00011522 | 1.7231e-05 | 0 | 0.00018797 | 0.00011416 | 0.58 | 0.7437 | 0.8267 | 0 | 0 | 0.0013373 | 0.033919
3085 | 1 | 0.00010857 | 1.2084e-05 | 0 | 0.00019032 | 0.00011416 | 0.5 | 0.7459 | 0.8229 | 0 | 0 | 0.095931 | 0.0027189
3086 | 1 | 0.00010379 | 7.656e-06 | 0 | 0.00021382 | 0.00011416 | 0.35 | 0.7495 | 0.8145 | 0 | 0 | 0.38931 | 0
3087 | 1 | 0.00010254 | 1.0811e-05 | 0 | 0.00022322 | 0.00011416 | 0.13 | 0.746 | 0.7991 | 0 | 0 | 0.50281 | 0.023133
3088 | 1 | 0.00010599 | 2.0644e-05 | 0 | 0.00022322 | 0.00011416 | 0.13 | 0.723 | 0.7596 | 0 | 0 | 0.30805 | 0.017884
3089 | 1 | 0.00011217 | 3.3207e-05 | 0 | 0.00016448 | 0.00011416 | 0.09 | 0.6614 | 0.706 | 0 | 0 | 0.089335 | 0.027434
3090 | 1 | 0.0001091 | 4.5567e-05 | 0 | 0.00011748 | 0.00011416 | 0.09 | 0.5635 | 0.6321 | 0 | 0 | 0.0019042 | 0.005694
3091 | 1 | 0.00010073 | 6.3775e-05 | 0 | 8.8113e-05 | 0.00011416 | 0.02 | 0.5064 | 0.576 | 0 | 0 | 0.021085 | 0
3092 | 1 | 9.1671e-05 | 8.1947e-05 | 0 | 5.8742e-05 | 0.00011416 | 0 | 0.4727 | 0.5492 | 0 | 0 | 0.17845 | 0
3093 | 1 | 9.2081e-05 | 9.4695e-05 | 0 | 3.7595e-05 | 0.00011416 | 0 | 0.4297 | 0.5077 | 0 | 0 | 0.22038 | 0
3094 | 1 | 8.6555e-05 | 0.00010829 | 0 | 2.3497e-05 | 0.00011416 | 0 | 0.3889 | 0.4427 | 0 | 0 | 0.1266 | 0
3095 | 1 | 6.7676e-05 | 0.00012508 | 0 | 9.3987e-06 | 0.00011416 | 0 | 0.353 | 0.3984 | 0 | 0 | 0.03557 | 0
3096 | 1 | 4.2345e-05 | 0.00013823 | 0 | 5.8742e-06 | 0.00011416 | 0 | 0.329 | 0.342 | 0 | 0 | 0.0013373 | 0
3097 | 1 | 2.6258e-05 | 0.0001474 | 0 | 2.3497e-06 | 0.00011416 | 0 | 0.2913 | 0.2719 | 0 | 0 | 0.10864 | 0
3098 | 1 | 1.7011e-05 | 0.00015386 | 0 | 1.1748e-06 | 0.00011416 | 0 | 0.2643 | 0.228 | 0 | 0 | 0.43657 | 0
3099 | 1 | 1.1741e-05 | 0.00015744 | 0 | 1.4098e-05 | 0.00011416 | 0 | 0.234 | 0.1804 | 0 | 0 | 0.56498 | 0
3100 | 1 | 8.531e-06 | 0.0001614 | 0 | 3.7595e-05 | 0.00011416 | 0 | 0.1939 | 0.1243 | 0 | 0 | 0.34502 | 0
3101 | 1 | 6.1233e-06 | 0.00015607 | 0 | 9.3987e-05 | 0.00011416 | 0 | 0.1408 | 0.0692 | 0 | 0 | 0.099898 | 0
3102 | 1 | 6.5674e-06 | 0.00012652 | 0 | 0.0001821 | 0.00011416 | 0.03 | 0.0928 | 0.0291 | 0 | 0 | 0.0020075 | 0
3103 | 1 | 1.8199e-05 | 9.8624e-05 | 0 | 0.0001586 | 0.00011416 | 0.15 | 0.0652 | 0.0165 | 0 | 0 | 0.025213 | 0.1334
3104 | 1 | 3.8184e-05 | 6.9716e-05 | 0 | 0.00014685 | 0.00011416 | 0.36 | 0.0454 | 0.0219 | 0 | 0 | 0.20387 | 0.34011
3105 | 1 | 5.5476e-05 | 4.3538e-05 | 0 | 0.00016448 | 0.00011416 | 0.5 | 0.0361 | 0.0444 | 0 | 0 | 0.24721 | 0.54054
3106 | 1 | 6.4919e-05 | 2.2285e-05 | 0 | 0.00018797 | 0.00011416 | 0.66 | 0.0326 | 0.0689 | 0 | 0 | 0.13987 | 0.74542
3107 | 1 | 6.7739e-05 | 4.6305e-06 | 0 | 0.00020677 | 0.00011416 | 0.76 | 0.0341 | 0.0895 | 0 | 0 | 0.038206 | 0.74916
3108 | 1 | 6.7803e-05 | 0 | 0 | 0.00018797 | 0.00011416 | 0.77 | 0.0386 | 0.1084 | 0 | 0 | 0.0013373 | 0.9153
3109 | 1 | 6.2977e-05 | 0 | 0 | 0.00019032 | 0.00011416 | 0.79 | 0.0434 | 0.1279 | 0 | 0 | 0.12244 | 0.93953
3110 | 1 | 5.7874e-05 | 0 | 0 | 0.00021382 | 0.00011416 | 0.74 | 0.0485 | 0.1462 | 0 | 0 | 0.4875 | 0.72874
3111 | 1 | 5.5237e-05 | 0 | 0 | 0.00022322 | 0.00011416 | 0.62 | 0.053 | 0.1528 | 0 | 0 | 0.63208 | 0.66171
3112 | 1 | 5.9723e-05 | 0 | 0 | 0.00022322 | 0.00011416 | 0.42 | 0.0512 | 0.1302 | 0 | 0 | 0.38483 | 0.068818
3113 | 1 | 7.4896e-05 | 0 | 0 | 0.00016448 | 0.00011416 | 0.27 | 0.0424 | 0.0895 | 0 | 0 | 0.11126 | 0.13533
3114 | 1 | 8.3648e-05 | 0 | 0 | 0.00011748 | 0.00011416 | 0.1 | 0.04 | 0.0666 | 0 | 0 | 0.0021146 | 0.043981
3115 | 1 | 8.2292e-05 | 2.627e-05 | 0 | 8.8113e-05 | 0.00011416 | 0.03 | 0.0608 | 0.079 | 0 | 0 | 0.029848 | 0
3116 | 1 | 8.0019e-05 | 5.5732e-05 | 0 | 5.8742e-05 | 0.00011416 | 0 | 0.1047 | 0.1235 | 0 | 0 | 0.2316 | 0
3117 | 1 | 8.6996e-05 | 6.8996e-05 | 0 | 3.7595e-05 | 0.00011416 | 0 | 0.1633 | 0.1994 | 0 | 0 | 0.27613 | 0
3118 | 1 | 8.55e-05 | 7.6173e-05 | 0 | 2.3497e-05 | 0.00011416 | 0 | 0.2311 | 0.3115 | 0 | 0 | 0.15404 | 0
3119 | 1 | 6.3164e-05 | 7.8921e-05 | 0 | 9.3987e-06 | 0.00011416 | 0 | 0.2773 | 0.3979 | 0 | 0 | 0.04097 | 0
3120 | 1 | 4.3675e-05 | 8.25e-05 | 0 | 5.8742e-06 | 0.00011416 | 0 | 0.2916 | 0.4199 | 0 | 0 | 0.0013373 | 0
3121 | 1 | 3.0955e-05 | 8.7315e-05 | 0 | 2.3497e-06 | 0.00011416 | 0 | 0.2861 | 0.4035 | 0 | 0 | 0.12975 | 0
3122 | 1 | 2.5326e-05 | 9.0691e-05 | 0 | 1.1748e-06 | 0.00011416 | 0 | 0.2692 | 0.3724 | 0 | 0 | 0.51439 | 0
3123 | 1 | 2.3451e-05 | 9.2665e-05 | 0 | 1.4098e-05 | 0.00011416 | 0 | 0.2474 | 0.3445 | 0 | 0 | 0.66754 | 0
3124 | 1 | 2.6878e-05 | 9.5322e-05 | 0 | 3.7595e-05 | 0.00011416 | 0 | 0.2304 | 0.3274 | 0 | 0 | 0.40584 | 0
3125 | 1 | 3.7015e-05 | 9.0857e-05 | 0 | 9.3987e-05 | 0.00011416 | 0 | 0.2208 | 0.3256 | 0 | 0 | 0.11725 | 0
3126 | 1 | 6.3492e-05 | 8.0084e-05 | 0 | 0.0001821 | 0.00011416 | 0.02 | 0.1921 | 0.3162 | 0 | 0 | 0.0021695 | 0
3127 | 1 | 0.00010916 | 6.6967e-05 | 0 | 0.0001586 | 0.00011416 | 0.12 | 0.1644 | 0.3141 | 0 | 0 | 0.032364 | 0.033339
3128 | 1 | 0.00014709 | 4.6176e-05 | 0 | 0.00014685 | 0.00011416 | 0.13 | 0.1486 | 0.3181 | 0 | 0 | 0.24637 | 0.12791
3129 | 1 | 0.00016375 | 1.0147e-05 | 0 | 0.00016448 | 0.00011416 | 0.4 | 0.1488 | 0.2926 | 0 | 0 | 0.2914 | 0.17383
3130 | 1 | 0.0001671 | 0 | 0 | 0.00018797 | 0.00011416 | 0.56 | 0.1913 | 0.3277 | 0 | 0 | 0.16147 | 0.46136
3131 | 1 | 0.0001689 | 0 | 0 | 0.00020677 | 0.00011416 | 0.75 | 0.2205 | 0.3658 | 0 | 0 | 0.0424 | 0.89628
3132 | 1 | 0.00016604 | 0 | 0 | 0.00018797 | 0.00011416 | 0.47 | 0.2517 | 0.402 | 0 | 0 | 0.0013373 | 0.40553
3133 | 1 | 0.00016838 | 0 | 0 | 0.00019032 | 0.00011416 | 0.59 | 0.2816 | 0.4393 | 0 | 0 | 0.13735 | 0.6722
3134 | 1 | 0.00016579 | 0 | 0 | 0.00021382 | 0.00011416 | 0.69 | 0.3031 | 0.4546 | 0 | 0 | 0.54226 | 0.85852
3135 | 1 | 0.00016344 | 0 | 0 | 0.00022322 | 0.00011416 | 0.59 | 0.3074 | 0.4345 | 0 | 0 | 0.70429 | 0.4882
3136 | 1 | 0.00016273 | 0 | 0 | 0.00022322 | 0.00011416 | 0.48 | 0.2586 | 0.3535 | 0 | 0 | 0.42759 | 0.45579
3137 | 1 | 0.00016307 | 0 | 0 | 0.00016448 | 0.00011416 | 0.26 | 0.1763 | 0.2567 | 0 | 0 | 0.12346 | 0.29217
3138 | 1 | 0.00014928 | 0 | 0 | 0.00011748 | 0.00011416 | 0.09 | 0.1331 | 0.2113 | 0 | 0 | 0.0022254 | 0.01248
3139 | 1 | 0.00013917 | 0 | 0 | 8.8113e-05 | 0.00011416 | 0.02 | 0.1173 | 0.2101 | 0 | 0 | 0.035018 | 0
3140 | 1 | 0.00012623 | 1.546e-05 | 0 | 5.8742e-05 | 0.00011416 | 0 | 0.1172 | 0.238 | 0 | 0 | 0.26174 | 0
3141 | 1 | 0.00012471 | 2.9868e-05 | 0 | 3.7595e-05 | 0.00011416 | 0 | 0.1191 | 0.2562 | 0 | 0 | 0.30723 | 0
3142 | 1 | 0.0001152 | 4.0494e-05 | 0 | 2.3497e-05 | 0.00011416 | 0 | 0.1193 | 0.266 | 0 | 0 | 0.16913 | 0
3143 | 1 | 9.1232e-05 | 4.7596e-05 | 0 | 9.3987e-06 | 0.00011416 | 0 | 0.1136 | 0.272 | 0 | 0 | 0.043863 | 0
3144 | 1 | 6.6127e-05 | 5.3297e-05 | 0 | 5.8742e-06 | 0.00011416 | 0 | 0.107 | 0.267 | 0 | 0 | 0.0013373 | 0
3145 | 1 | 4.8983e-05 | 5.671e-05 | 0 | 2.3497e-06 | 0.00011416 | 0 | 0.099 | 0.2331 | 0 | 0 | 0.13351 | 0
3146 | 1 | 4.2221e-05 | 5.8813e-05 | 0 | 1.1748e-06 | 0.00011416 | 0 | 0.1024 | 0.2007 | 0 | 0 | 0.5282 | 0
3147 | 1 | 3.8752e-05 | 6.0695e-05 | 0 | 1.4098e-05 | 0.00011416 | 0 | 0.1043 | 0.1712 | 0 | 0 | 0.68575 | 0
3148 | 1 | 3.904e-05 | 6.693e-05 | 0 | 3.7595e-05 | 0.00011416 | 0 | 0.1028 | 0.1522 | 0 | 0 | 0.41662 | 0
3149 | 1 | 4.5733e-05 | 6.7281e-05 | 0 | 9.3987e-05 | 0.00011416 | 0 | 0.094 | 0.1232 | 0 | 0 | 0.12033 | 0
3150 | 1 | 6.9012e-05 | 5.9016e-05 | 0 | 0.0001821 | 0.00011416 | 0.02 | 0.0755 | 0.0904 | 0 | 0 | 0.0021973 | 0
3151 | 1 | 0.00011553 | 4.9829e-05 | 0 | 0.0001586 | 0.00011416 | 0.1 | 0.0544 | 0.0629 | 0 | 0 | 0.033674 | 0.0063514
3152 | 1 | 0.00015195 | 3.4221e-05 | 0 | 0.00014685 | 0.00011416 | 0.15 | 0.0514 | 0.0554 | 0 | 0 | 0.25398 | 0
3153 | 1 | 0.00016803 | 1.6511e-05 | 0 | 0.00016448 | 0.00011416 | 0.13 | 0.0586 | 0.0608 | 0 | 0 | 0.29924 | 0.15055
3154 | 1 | 0.00017116 | 0 | 0 | 0.00018797 | 0.00011416 | 0.56 | 0.0805 | 0.0831 | 0 | 0 | 0.16527 | 0.29536
3155 | 1 | 0.0001704 | 0 | 0 | 0.00020677 | 0.00011416 | 0.25 | 0.141 | 0.1597 | 0 | 0 | 0.043128 | 0.040961
3156 | 1 | 0.00016603 | 0 | 0 | 0.00018797 | 0.00011416 | 0.51 | 0.2477 | 0.2893 | 0 | 0 | 0.0013373 | 0.239
3157 | 1 | 0.00016577 | 0 | 0 | 0.00019032 | 0.00011416 | 0.24 | 0.3552 | 0.3919 | 0 | 0 | 0.11888 | 0.021483
3158 | 1 | 0.00016377 | 0 | 0 | 0.00021382 | 0.00011416 | 0.56 | 0.4395 | 0.4728 | 0 | 0 | 0.47442 | 0
3159 | 1 | 0.00015755 | 6.1432e-06 | 0 | 0.00022322 | 0.00011416 | 0.53 | 0.5145 | 0.5706 | 0 | 0 | 0.61484 | 0.54973
3160 | 1 | 0.00015513 | 1.6327e-05 | 0 | 0.00022322 | 0.00011416 | 0.32 | 0.5385 | 0.6168 | 0 | 0 | 0.37461 | 0.016458
3161 | 1 | 0.0001561 | 2.6695e-05 | 0 | 0.00016448 | 0.00011416 | 0.21 | 0.5036 | 0.5851 | 0 | 0 | 0.10834 | 0.11082
3162 | 1 | 0.00013945 | 3.9258e-05 | 0 | 0.00011748 | 0.00011416 | 0.1 | 0.4147 | 0.5228 | 0 | 0 | 0.0020875 | 0.099238
3163 | 1 | 0.00012828 | 5.9532e-05 | 0 | 8.8113e-05 | 0.00011416 | 0.03 | 0.3171 | 0.4921 | 0 | 0 | 0.02864 | 0
3164 | 1 | 0.00011556 | 9.1927e-05 | 0 | 5.8742e-05 | 0.00011416 | 0 | 0.3028 | 0.4727 | 0 | 0 | 0.22445 | 0
3165 | 1 | 0.00011419 | 0.00010322 | 0 | 3.7595e-05 | 0.00011416 | 0 | 0.3251 | 0.46 | 0 | 0 | 0.2687 | 0
3166 | 1 | 0.0001076 | 0.00010739 | 0 | 2.3497e-05 | 0.00011416 | 0 | 0.3403 | 0.4531 | 0 | 0 | 0.15041 | 0
3167 | 1 | 8.424e-05 | 0.00011246 | 0 | 9.3987e-06 | 0.00011416 | 0 | 0.3316 | 0.4471 | 0 | 0 | 0.040267 | 0
3168 | 1 | 5.9551e-05 | 0.00011868 | 0 | 5.8742e-06 | 0.00011416 | 0 | 0.3187 | 0.4321 | 0 | 0 | 0.0013373 | 0
3169 | 1 | 4.1787e-05 | 0.0001243 | 0 | 2.3497e-06 | 0.00011416 | 0 | 0.3037 | 0.3936 | 0 | 0 | 0.10537 | 0
3170 | 1 | 3.2857e-05 | 0.0001324 | 0 | 1.1748e-06 | 0.00011416 | 0 | 0.2719 | 0.327 | 0 | 0 | 0.42441 | 0
3171 | 1 | 2.8831e-05 | 0.00014017 | 0 | 1.4098e-05 | 0.00011416 | 0 | 0.2497 | 0.2692 | 0 | 0 | 0.54899 | 0
3172 | 1 | 2.8794e-05 | 0.00014681 | 0 | 3.7595e-05 | 0.00011416 | 0 | 0.2304 | 0.2115 | 0 | 0 | 0.33552 | 0
3173 | 1 | 3.5339e-05 | 0.00013906 | 0 | 9.3987e-05 | 0.00011416 | 0 | 0.2033 | 0.165 | 0 | 0 | 0.097183 | 0
3174 | 1 | 6.2722e-05 | 0.00010635 | 0 | 0.0001821 | 0.00011416 | 0.03 | 0.1582 | 0.1261 | 0 | 0 | 0.0019813 | 0
3175 | 1 | 0.0001085 | 7.632e-05 | 0 | 0.0001586 | 0.00011416 | 0.15 | 0.1418 | 0.1124 | 0 | 0 | 0.024135 | 0.1417
3176 | 1 | 0.00014388 | 4.6231e-05 | 0 | 0.00014685 | 0.00011416 | 0.36 | 0.1354 | 0.1029 | 0 | 0 | 0.1973 | 0.32675
3177 | 1 | 0.00015894 | 2.758e-05 | 0 | 0.00016448 | 0.00011416 | 0.55 | 0.1419 | 0.1033 | 0 | 0 | 0.24031 | 0.44384
3178 | 1 | 0.00016265 | 1.4131e-05 | 0 | 0.00018797 | 0.00011416 | 0.68 | 0.1436 | 0.1072 | 0 | 0 | 0.13647 | 0.19406
3179 | 1 | 0.0001643 | 3.3391e-06 | 0 | 0.00020677 | 0.00011416 | 0.56 | 0.1387 | 0.1146 | 0 | 0 | 0.037535 | 0.28966
3180 | 1 | 0.00015993 | 0 | 0 | 0.00018797 | 0.00011416 | 0.7 | 0.1318 | 0.1222 | 0 | 0 | 0.0013373 | 0.34794
3181 | 1 | 0.00015922 | 0 | 0 | 0.00019032 | 0.00011416 | 0.81 | 0.1267 | 0.1326 | 0 | 0 | 0.089964 | 0.54455
3182 | 1 | 0.00015463 | 0 | 0 | 0.00021382 | 0.00011416 | 0.62 | 0.1267 | 0.1451 | 0 | 0 | 0.36702 | 0.3144
3183 | 1 | 0.00015051 | 0 | 0 | 0.00022322 | 0.00011416 | 0.45 | 0.134 | 0.1551 | 0 | 0 | 0.47351 | 0.12899
3184 | 1 | 0.00014786 | 1.0017e-05 | 0 | 0.00022322 | 0.00011416 | 0.37 | 0.1489 | 0.1605 | 0 | 0 | 0.2906 | 0.34165
3185 | 1 | 0.0001489 | 2.7137e-05 | 0 | 0.00016448 | 0.00011416 | 0.28 | 0.1624 | 0.1569 | 0 | 0 | 0.084345 | 0.2502
3186 | 1 | 0.00013263 | 4.8962e-05 | 0 | 0.00011748 | 0.00011416 | 0.1 | 0.1742 | 0.1523 | 0 | 0 | 0.0018538 | 0.062277
3187 | 1 | 0.00011965 | 7.7667e-05 | 0 | 8.8113e-05 | 0.00011416 | 0.03 | 0.1748 | 0.1554 | 0 | 0 | 0.019201 | 0
3188 | 1 | 0.00010729 | 0.00010956 | 0 | 5.8742e-05 | 0.00011416 | 0 | 0.1823 | 0.1758 | 0 | 0 | 0.16657 | 0
3189 | 1 | 0.00010344 | 0.00012643 | 0 | 3.7595e-05 | 0.00011416 | 0 | 0.1837 | 0.187 | 0 | 0 | 0.20773 | 0
3190 | 1 | 9.5971e-05 | 0.00014093 | 0 | 2.3497e-05 | 0.00011416 | 0 | 0.182 | 0.1981 | 0 | 0 | 0.12029 | 0
3191 | 1 | 7.565e-05 | 0.0001538 | 0 | 9.3987e-06 | 0.00011416 | 0 | 0.1792 | 0.2051 | 0 | 0 | 0.034298 | 0
3192 | 1 | 4.8966e-05 | 0.00016496 | 0 | 5.8742e-06 | 0.00011416 | 0 | 0.1644 | 0.1906 | 0 | 0 | 0.0013373 | 0
3193 | 1 | 3.0366e-05 | 0.00017349 | 0 | 2.3497e-06 | 0.00011416 | 0 | 0.1399 | 0.1575 | 0 | 0 | 0.073557 | 0
3194 | 1 | 2.0843e-05 | 0.00018105 | 0 | 1.1748e-06 | 0.00011416 | 0 | 0.1145 | 0.1212 | 0 | 0 | 0.30527 | 0
3195 | 1 | 1.6327e-05 | 0.0001869 | 0 | 1.4098e-05 | 0.00011416 | 0 | 0.093 | 0.0926 | 0 | 0 | 0.39249 | 0
3196 | 1 | 1.4189e-05 | 0.00019046 | 0 | 3.7595e-05 | 0.00011416 | 0 | 0.0769 | 0.0693 | 0 | 0 | 0.24223 | 0
3197 | 1 | 1.3721e-05 | 0.00017956 | 0 | 9.3987e-05 | 0.00011416 | 0 | 0.0607 | 0.0455 | 0 | 0 | 0.070496 | 0
3198 | 1 | 1.776e-05 | 0.00014236 | 0 | 0.0001821 | 0.00011416 | 0.03 | 0.0423 | 0.0215 | 0 | 0 | 0.0017082 | 0
3199 | 1 | 3.2471e-05 | 0.00011792 | 0 | 0.0001586 | 0.00011416 | 0.1 | 0.0329 | 0.0077 | 0 | 0 | 0.01423 | 0
3200 | 1 | 5.1458e-05 | 9.8366e-05 | 0 | 0.00014685 | 0.00011416 | 0.21 | 0.0267 | 0.0029 | 0 | 0 | 0.13412 | 0.031501
3201 | 1 | 6.9553e-05 | 7.7612e-05 | 0 | 0.00016448 | 0.00011416 | 0.27 | 0.0235 | 0.0021 | 0 | 0 | 0.17269 | 0.015277
3202 | 1 | 7.932e-05 | 5.9256e-05 | 0 | 0.00018797 | 0.00011416 | 0.59 | 0.024 | 0.0044 | 0 | 0 | 0.10263 | 0.006318
3203 | 1 | 8.2548e-05 | 4.1453e-05 | 0 | 0.00020677 | 0.00011416 | 0.78 | 0.0254 | 0.012 | 0 | 0 | 0.030666 | 0.090536
3204 | 1 | 8.2629e-05 | 2.6012e-05 | 0 | 0.00018797 | 0.00011416 | 0.84 | 0.0287 | 0.028 | 0 | 0 | 0.0013373 | 0.24677
3205 | 1 | 7.778e-05 | 1.4814e-05 | 0 | 0.00019032 | 0.00011416 | 0.73 | 0.0345 | 0.0526 | 0 | 0 | 0.059277 | 0.49877
3206 | 1 | 7.2643e-05 | 8.7075e-06 | 0 | 0.00021382 | 0.00011416 | 0.73 | 0.0442 | 0.0874 | 0 | 0 | 0.25088 | 0.63842
3207 | 1 | 6.9722e-05 | 9.6115e-06 | 0 | 0.00022322 | 0.00011416 | 0.59 | 0.0555 | 0.1295 | 0 | 0 | 0.32128 | 0.22804
3208 | 1 | 7.2927e-05 | 1.7157e-05 | 0 | 0.00022322 | 0.00011416 | 0.44 | 0.0668 | 0.1756 | 0 | 0 | 0.19955 | 0.25629
3209 | 1 | 8.6341e-05 | 3.0181e-05 | 0 | 0.00016448 | 0.00011416 | 0.21 | 0.0812 | 0.2342 | 0 | 0 | 0.058253 | 0.31703
3210 | 1 | 8.9815e-05 | 4.8574e-05 | 0 | 0.00011748 | 0.00011416 | 0.05 | 0.109 | 0.3216 | 0 | 0 | 0.0015704 | 0.057642
3211 | 1 | 8.4174e-05 | 7.0804e-05 | 0 | 8.8113e-05 | 0.00011416 | 0.01 | 0.1579 | 0.4094 | 0 | 0 | 0.010201 | 0
3212 | 1 | 7.8828e-05 | 9.0046e-05 | 0 | 5.8742e-05 | 0.00011416 | 0 | 0.2004 | 0.4434 | 0 | 0 | 0.10618 | 0
3213 | 1 | 8.0093e-05 | 0.00010477 | 0 | 3.7595e-05 | 0.00011416 | 0 | 0.2058 | 0.4257 | 0 | 0 | 0.14184 | 0
3214 | 1 | 7.8483e-05 | 0.0001182 | 0 | 2.3497e-05 | 0.00011416 | 0 | 0.1993 | 0.3913 | 0 | 0 | 0.086783 | 0
3215 | 1 | 5.9979e-05 | 0.00013024 | 0 | 9.3987e-06 | 0.00011416 | 0 | 0.1959 | 0.3607 | 0 | 0 | 0.0273 | 0
3216 | 1 | 3.9309e-05 | 0.00014205 | 0 | 5.8742e-06 | 0.00011416 | 0 | 0.1942 | 0.3298 | 0 | 0 | 0.0013373 | 0
3217 | 1 | 2.3731e-05 | 0.00015314 | 0 | 2.3497e-06 | 0.00011416 | 0 | 0.1997 | 0.2955 | 0 | 0 | 0.046976 | 0
3218 | 1 | 1.6281e-05 | 0.00016262 | 0 | 1.1748e-06 | 0.00011416 | 0 | 0.2124 | 0.2679 | 0 | 0 | 0.20336 | 0
3219 | 1 | 1.2921e-05 | 0.00016976 | 0 | 1.4098e-05 | 0.00011416 | 0 | 0.2176 | 0.2509 | 0 | 0 | 0.25925 | 0
3220 | 1 | 1.3454e-05 | 0.00017566 | 0 | 3.7595e-05 | 0.00011416 | 0 | 0.2056 | 0.2459 | 0 | 0 | 0.1622 | 0
3221 | 1 | 1.7692e-05 | 0.00017234 | 0 | 9.3987e-05 | 0.00011416 | 0 | 0.179 | 0.2282 | 0 | 0 | 0.047516 | 0
3222 | 1 | 3.478e-05 | 0.00015594 | 0 | 0.0001821 | 0.00011416 | 0.04 | 0.1552 | 0.1878 | 0 | 0 | 0.0014402 | 0
3223 | 1 | 6.5005e-05 | 0.00013803 | 0 | 0.0001586 | 0.00011416 | 0.15 | 0.1218 | 0.1388 | 0 | 0 | 0.0070149 | 0
3224 | 1 | 9.5734e-05 | 0.00011833 | 0 | 0.00014685 | 0.00011416 | 0.37 | 0.0851 | 0.0948 | 0 | 0 | 0.082421 | 0.0030309
3225 | 1 | 0.0001167 | 9.582e-05 | 0 | 0.00016448 | 0.00011416 | 0.54 | 0.0657 | 0.0718 | 0 | 0 | 0.11489 | 0.00585
3226 | 1 | 0.00012511 | 7.4162e-05 | 0 | 0.00018797 | 0.00011416 | 0.63 | 0.0656 | 0.0715 | 0 | 0 | 0.072661 | 0.0075549
3227 | 1 | 0.00012496 | 5.6378e-05 | 0 | 0.00020677 | 0.00011416 | 0.66 | 0.0751 | 0.082 | 0 | 0 | 0.02419 | 0.015689
3228 | 1 | 0.00011961 | 4.28e-05 | 0 | 0.00018797 | 0.00011416 | 0.8 | 0.0764 | 0.085 | 0 | 0 | 0.0013373 | 0.71933
3229 | 1 | 0.00011375 | 3.3779e-05 | 0 | 0.00019032 | 0.00011416 | 0.75 | 0.0732 | 0.0815 | 0 | 0 | 0.036507 | 0.84545
3230 | 1 | 0.00010899 | 3.0237e-05 | 0 | 0.00021382 | 0.00011416 | 0.66 | 0.0747 | 0.0761 | 0 | 0 | 0.16225 | 0.85969
3231 | 1 | 0.00010623 | 3.2487e-05 | 0 | 0.00022322 | 0.00011416 | 0.68 | 0.0775 | 0.0778 | 0 | 0 | 0.20577 | 0.71296
3232 | 1 | 0.00010853 | 4.0641e-05 | 0 | 0.00022322 | 0.00011416 | 0.51 | 0.078 | 0.071 | 0 | 0 | 0.12983 | 0.53939
3233 | 1 | 0.00011812 | 5.3537e-05 | 0 | 0.00016448 | 0.00011416 | 0.3 | 0.0668 | 0.0511 | 0 | 0 | 0.038187 | 0.32917
3234 | 1 | 0.00011273 | 7.1192e-05 | 0 | 0.00011748 | 0.00011416 | 0.1 | 0.055 | 0.0394 | 0 | 0 | 0.0013174 | 0.10553
3235 | 1 | 0.00010413 | 9.9344e-05 | 0 | 8.8113e-05 | 0.00011416 | 0.03 | 0.0572 | 0.0455 | 0 | 0 | 0.0045725 | 0
3236 | 1 | 9.338e-05 | 0.00014082 | 0 | 5.8742e-05 | 0.00011416 | 0 | 0.0679 | 0.0517 | 0 | 0 | 0.062499 | 0
3237 | 1 | 8.9361e-05 | 0.00015746 | 0 | 3.7595e-05 | 0.00011416 | 0 | 0.0575 | 0.0476 | 0 | 0 | 0.091599 | 0
3238 | 1 | 8.5997e-05 | 0.0001638 | 0 | 2.3497e-05 | 0.00011416 | 0 | 0.047 | 0.0504 | 0 | 0 | 0.060161 | 0
3239 | 1 | 6.9805e-05 | 0.00016585 | 0 | 9.3987e-06 | 0.00011416 | 0 | 0.0518 | 0.0785 | 0 | 0 | 0.021325 | 0
3240 | 1 | 4.6875e-05 | 0.00016827 | 0 | 5.8742e-06 | 0.00011416 | 0 | 0.0764 | 0.1371 | 0 | 0 | 0.0013373 | 0
3241 | 1 | 2.9767e-05 | 0.00016854 | 0 | 2.3497e-06 | 0.00011416 | 0 | 0.1172 | 0.2184 | 0 | 0 | 0.027722 | 0
3242 | 1 | 2.0823e-05 | 0.00016661 | 0 | 1.1748e-06 | 0.00011416 | 0 | 0.1623 | 0.3083 | 0 | 0 | 0.1271 | 0
3243 | 1 | 1.6193e-05 | 0.00016341 | 0 | 1.4098e-05 | 0.00011416 | 0 | 0.1969 | 0.3669 | 0 | 0 | 0.1602 | 0
3244 | 1 | 1.4895e-05 | 0.00016094 | 0 | 3.7595e-05 | 0.00011416 | 0 | 0.2145 | 0.3822 | 0 | 0 | 0.10208 | 0
3245 | 1 | 1.5377e-05 | 0.00015436 | 0 | 9.3987e-05 | 0.00011416 | 0 | 0.2188 | 0.388 | 0 | 0 | 0.030167 | 0
3246 | 1 | 2.0972e-05 | 0.00014179 | 0 | 0.0001821 | 0.00011416 | 0 | 0.2202 | 0.4059 | 0 | 0 | 0.0012018 | 0
3247 | 1 | 4.1005e-05 | 0.00012548 | 0 | 0.0001586 | 0.00011416 | 0.03 | 0.2348 | 0.4496 | 0 | 0 | 0.0027751 | 0
3248 | 1 | 6.8715e-05 | 0.00010772 | 0 | 0.00014685 | 0.00011416 | 0.05 | 0.2825 | 0.4692 | 0 | 0 | 0.046078 | 0
3249 | 1 | 9.6568e-05 | 9.2038e-05 | 0 | 0.00016448 | 0.00011416 | 0.05 | 0.3302 | 0.4772 | 0 | 0 | 0.071687 | 0
3250 | 1 | 0.00011204 | 7.9659e-05 | 0 | 0.00018797 | 0.00011416 | 0.07 | 0.3403 | 0.4475 | 0 | 0 | 0.049183 | 0
3251 | 1 | 0.00011797 | 6.9439e-05 | 0 | 0.00020677 | 0.00011416 | 0.1 | 0.3307 | 0.4195 | 0 | 0 | 0.018696 | 0
3252 | 1 | 0.00011796 | 5.8831e-05 | 0 | 0.00018797 | 0.00011416 | 0.08 | 0.3386 | 0.4859 | 0 | 0 | 0.0013373 | 0
3253 | 1 | 0.00011277 | 5.0364e-05 | 0 | 0.00019032 | 0.00011416 | 0.09 | 0.3914 | 0.548 | 0 | 0 | 0.02158 | 0
3254 | 1 | 0.00010261 | 4.7043e-05 | 0 | 0.00021382 | 0.00011416 | 0.09 | 0.4366 | 0.5468 | 0 | 0 | 0.10201 | 0
3255 | 1 | 9.5266e-05 | 4.553e-05 | 0 | 0.00022322 | 0.00011416 | 0.18 | 0.4169 | 0.4971 | 0 | 0 | 0.12781 | 0.14383
3256 | 1 | 9.203e-05 | 4.8685e-05 | 0 | 0.00022322 | 0.00011416 | 0.47 | 0.3695 | 0.4115 | 0 | 0 | 0.082233 | 0.16635
3257 | 1 | 9.6685e-05 | 5.7042e-05 | 0 | 0.00016448 | 0.00011416 | 0.11 | 0.3204 | 0.3025 | 0 | 0 | 0.024412 | 0.021517
3258 | 1 | 9.5301e-05 | 7.0288e-05 | 0 | 0.00011748 | 0.00011416 | 0.11 | 0.2607 | 0.219 | 0 | 0 | 0.0011108 | 0.02974
3259 | 1 | 8.7873e-05 | 9.51e-05 | 0 | 8.8113e-05 | 0.00011416 | 0.02 | 0.1903 | 0.144 | 0 | 0 | 0.0016988 | 0
3260 | 1 | 7.7881e-05 | 0.00013034 | 0 | 5.8742e-05 | 0.00011416 | 0 | 0.1394 | 0.1039 | 0 | 0 | 0.034824 | 0
3261 | 1 | 7.5395e-05 | 0.00013825 | 0 | 3.7595e-05 | 0.00011416 | 0 | 0.1118 | 0.0972 | 0 | 0 | 0.057486 | 0
3262 | 1 | 7.7267e-05 | 0.00013952 | 0 | 2.3497e-05 | 0.00011416 | 0 | 0.1117 | 0.1359 | 0 | 0 | 0.041127 | 0
3263 | 1 | 5.991e-05 | 0.00014179 | 0 | 9.3987e-06 | 0.00011416 | 0 | 0.1371 | 0.2006 | 0 | 0 | 0.016678 | 0
3264 | 1 | 4.6661e-05 | 0.00014506 | 0 | 5.8742e-06 | 0.00011416 | 0 | 0.1781 | 0.2636 | 0 | 0 | 0.0013373 | 0
3265 | 1 | 3.1274e-05 | 0.0001477 | 0 | 2.3497e-06 | 0.00011416 | 0 | 0.2126 | 0.2932 | 0 | 0 | 0.016421 | 0
3266 | 1 | 2.197e-05 | 0.00015039 | 0 | 1.1748e-06 | 0.00011416 | 0 | 0.2207 | 0.2953 | 0 | 0 | 0.080465 | 0
3267 | 1 | 1.6874e-05 | 0.00015548 | 0 | 1.4098e-05 | 0.00011416 | 0 | 0.2084 | 0.2799 | 0 | 0 | 0.10011 | 0
3268 | 1 | 1.384e-05 | 0.00016472 | 0 | 3.7595e-05 | 0.00011416 | 0 | 0.1841 | 0.2438 | 0 | 0 | 0.065138 | 0
3269 | 1 | 1.0703e-05 | 0.000156 | 0 | 9.3987e-05 | 0.00011416 | 0 | 0.1537 | 0.1979 | 0 | 0 | 0.019439 | 0
3270 | 1 | 1.2093e-05 | 0.00011362 | 0 | 0.0001821 | 0.00011416 | 0.04 | 0.114 | 0.1617 | 0 | 0 | 0.0010245 | 0
3271 | 1 | 2.2116e-05 | 8.119e-05 | 0 | 0.0001586 | 0.00011416 | 0.15 | 0.1184 | 0.1597 | 0 | 0 | 0.00094438 | 0.030899
3272 | 1 | 3.9099e-05 | 5.9551e-05 | 0 | 0.00014685 | 0.00011416 | 0.29 | 0.1417 | 0.182 | 0 | 0 | 0.02557 | 0.043078
3273 | 1 | 5.6539e-05 | 4.3704e-05 | 0 | 0.00016448 | 0.00011416 | 0.4 | 0.1809 | 0.2327 | 0 | 0 | 0.045297 | 0.098737
3274 | 1 | 6.8457e-05 | 3.0864e-05 | 0 | 0.00018797 | 0.00011416 | 0.31 | 0.218 | 0.2882 | 0 | 0 | 0.034002 | 0.32013
3275 | 1 | 7.6511e-05 | 2.0957e-05 | 0 | 0.00020677 | 0.00011416 | 0.51 | 0.2548 | 0.3358 | 0 | 0 | 0.014811 | 0.46784
3276 | 1 | 7.9826e-05 | 1.4814e-05 | 0 | 0.00018797 | 0.00011416 | 0.57 | 0.2918 | 0.3685 | 0 | 0 | 0.0013373 | 0.27884
3277 | 1 | 7.5183e-05 | 1.3098e-05 | 0 | 0.00019032 | 0.00011416 | 0.68 | 0.3137 | 0.3715 | 0 | 0 | 0.01376 | 0.33558
3278 | 1 | 6.8944e-05 | 1.522e-05 | 0 | 0.00021382 | 0.00011416 | 0.69 | 0.3211 | 0.3548 | 0 | 0 | 0.069123 | 0.23755
3279 | 1 | 6.4762e-05 | 2.14e-05 | 0 | 0.00022322 | 0.00011416 | 0.41 | 0.303 | 0.3141 | 0 | 0 | 0.08559 | 0.23432
3280 | 1 | 6.9359e-05 | 3.0218e-05 | 0 | 0.00022322 | 0.00011416 | 0.38 | 0.2656 | 0.2611 | 0 | 0 | 0.056119 | 0.081699
3281 | 1 | 8.683e-05 | 4.0346e-05 | 0 | 0.00016448 | 0.00011416 | 0.19 | 0.2208 | 0.2053 | 0 | 0 | 0.016808 | 0.062289
3282 | 1 | 9.1725e-05 | 5.361e-05 | 0 | 0.00011748 | 0.00011416 | 0.09 | 0.166 | 0.1514 | 0 | 0 | 0.00097493 | 0.024169
3283 | 1 | 8.7925e-05 | 7.7814e-05 | 0 | 8.8113e-05 | 0.00011416 | 0.03 | 0.1082 | 0.1195 | 0 | 0 | 0.00062252 | 0
3284 | 1 | 8.181e-05 | 0.00011115 | 0 | 5.8742e-05 | 0.00011416 | 0 | 0.0765 | 0.1149 | 0 | 0 | 0.020896 | 0
3285 | 1 | 8.1098e-05 | 0.00011986 | 0 | 3.7595e-05 | 0.00011416 | 0 | 0.0664 | 0.1254 | 0 | 0 | 0.038885 | 0
3286 | 1 | 8.2275e-05 | 0.00012237 | 0 | 2.3497e-05 | 0.00011416 | 0 | 0.0785 | 0.1612 | 0 | 0 | 0.030151 | 0
3287 | 1 | 6.1842e-05 | 0.0001282 | 0 | 9.3987e-06 | 0.00011416 | 0 | 0.104 | 0.2161 | 0 | 0 | 0.01376 | 0
3288 | 1 | 4.1701e-05 | 0.00013694 | 0 | 5.8742e-06 | 0.00011416 | 0 | 0.136 | 0.281 | 0 | 0 | 0.0013373 | 0
3289 | 1 | 2.8602e-05 | 0.00014367 | 0 | 2.3497e-06 | 0.00011416 | 0 | 0.166 | 0.3324 | 0 | 0 | 0.012157 | 0
3290 | 1 | 2.3652e-05 | 0.00014866 | 0 | 1.1748e-06 | 0.00011416 | 0 | 0.1951 | 0.373 | 0 | 0 | 0.062188 | 0
3291 | 1 | 2.2071e-05 | 0.0001533 | 0 | 1.4098e-05 | 0.00011416 | 0 | 0.2086 | 0.3832 | 0 | 0 | 0.076735 | 0
3292 | 1 | 2.377e-05 | 0.00015974 | 0 | 3.7595e-05 | 0.00011416 | 0 | 0.2174 | 0.38 | 0 | 0 | 0.050594 | 0
3293 | 1 | 3.2684e-05 | 0.00015476 | 0 | 9.3987e-05 | 0.00011416 | 0 | 0.2062 | 0.3488 | 0 | 0 | 0.015193 | 0
3294 | 1 | 6.1459e-05 | 0.00013925 | 0 | 0.0001821 | 0.00011416 | 0.04 | 0.1873 | 0.3285 | 0 | 0 | 0.00094279 | 0
3295 | 1 | 0.00010946 | 0.00011508 | 0 | 0.0001586 | 0.00011416 | 0.14 | 0.2432 | 0.3742 | 0 | 0 | 0.00045479 | 0.0013706
3296 | 1 | 0.00014757 | 9.3864e-05 | 0 | 0.00014685 | 0.00011416 | 0.21 | 0.3052 | 0.4304 | 0 | 0 | 0.01812 | 0
3297 | 1 | 0.00016328 | 7.7224e-05 | 0 | 0.00016448 | 0.00011416 | 0.25 | 0.3415 | 0.4645 | 0 | 0 | 0.034965 | 0.006942
3298 | 1 | 0.00016906 | 6.6118e-05 | 0 | 0.00018797 | 0.00011416 | 0.18 | 0.3614 | 0.5002 | 0 | 0 | 0.027752 | 0.0099729
3299 | 1 | 0.00017585 | 5.8038e-05 | 0 | 0.00020677 | 0.00011416 | 0.14 | 0.3877 | 0.5539 | 0 | 0 | 0.013088 | 0
3300 | 1 | 0.00017445 | 5.0825e-05 | 0 | 0.00018797 | 0.00011416 | 0.26 | 0.4286 | 0.6138 | 0 | 0 | 0.0013373 | 0
3301 | 1 | 0.00017712 | 4.6582e-05 | 0 | 0.00019032 | 0.00011416 | 0.27 | 0.4857 | 0.6875 | 0 | 0 | 0.011404 | 0
3302 | 1 | 0.0001765 | 4.0807e-05 | 0 | 0.00021382 | 0.00011416 | 0.09 | 0.5467 | 0.775 | 0 | 0 | 0.058901 | 0
3303 | 1 | 0.00017762 | 3.5679e-05 | 0 | 0.00022322 | 0.00011416 | 0.09 | 0.5975 | 0.8393 | 0 | 0 | 0.072546 | 0
3304 | 1 | 0.00017969 | 3.8077e-05 | 0 | 0.00022322 | 0.00011416 | 0.04 | 0.6448 | 0.8785 | 0 | 0 | 0.047973 | 0
3305 | 1 | 0.00017973 | 4.4921e-05 | 0 | 0.00016448 | 0.00011416 | 0.02 | 0.6825 | 0.8675 | 0 | 0 | 0.014425 | 0
3306 | 1 | 0.00016163 | 5.1747e-05 | 0 | 0.00011748 | 0.00011416 | 0.01 | 0.6845 | 0.8087 | 0 | 0 | 0.00092699 | 0
3307 | 1 | 0.00014809 | 6.1894e-05 | 0 | 8.8113e-05 | 0.00011416 | 0.03 | 0.6087 | 0.6799 | 0 | 0 | 0.00038361 | 0
3308 | 1 | 0.00013236 | 7.6726e-05 | 0 | 5.8742e-05 | 0.00011416 | 0 | 0.4884 | 0.4648 | 0 | 0 | 0.01683 | 0
3309 | 1 | 0.00012184 | 9.4879e-05 | 0 | 3.7595e-05 | 0.00011416 | 0 | 0.3768 | 0.3285 | 0 | 0 | 0.033108 | 0
3310 | 1 | 0.00011213 | 0.00011329 | 0 | 2.3497e-05 | 0.00011416 | 0 | 0.2973 | 0.267 | 0 | 0 | 0.026602 | 0
3311 | 1 | 8.8065e-05 | 0.00012478 | 0 | 9.3987e-06 | 0.00011416 | 0 | 0.2772 | 0.2779 | 0 | 0 | 0.01276 | 0
3312 | 1 | 6.3204e-05 | 0.0001303 | 0 | 5.8742e-06 | 0.00011416 | 0 | 0.3144 | 0.4017 | 0 | 0 | 0.0013373 | 0
3313 | 1 | 4.6109e-05 | 0.00013559 | 0 | 2.3497e-06 | 0.00011416 | 0 | 0.3548 | 0.5313 | 0 | 0 | 0.011404 | 0
3314 | 1 | 3.7633e-05 | 0.0001419 | 0 | 1.1748e-06 | 0.00011416 | 0 | 0.3796 | 0.6021 | 0 | 0 | 0.058901 | 0
3315 | 1 | 3.5139e-05 | 0.00014803 | 0 | 1.4098e-05 | 0.00011416 | 0 | 0.3961 | 0.6224 | 0 | 0 | 0.072546 | 0
3316 | 1 | 3.5596e-05 | 0.00015124 | 0 | 3.7595e-05 | 0.00011416 | 0 | 0.4002 | 0.6286 | 0 | 0 | 0.047973 | 0
3317 | 1 | 4.1643e-05 | 0.00015059 | 0 | 9.3987e-05 | 0.00011416 | 0 | 0.406 | 0.6416 | 0 | 0 | 0.014425 | 0
3318 | 1 | 6.896e-05 | 0.0001405 | 0 | 0.0001821 | 0.00011416 | 0.04 | 0.4348 | 0.6572 | 0 | 0 | 0.00092699 | 0
3319 | 1 | 0.00011565 | 0.00012299 | 0 | 0.0001586 | 0.00011416 | 0.15 | 0.5294 | 0.6915 | 0 | 0 | 0.00038361 | 0.11148
3320 | 1 | 0.00014831 | 0.00010466 | 0 | 0.00014685 | 0.00011416 | 0.36 | 0.5977 | 0.7182 | 0 | 0 | 0.01683 | 0.12014
3321 | 1 | 0.00016414 | 9.047e-05 | 0 | 0.00016448 | 0.00011416 | 0.37 | 0.6093 | 0.7219 | 0 | 0 | 0.033108 | 0.048427
3322 | 1 | 0.00016864 | 7.9401e-05 | 0 | 0.00018797 | 0.00011416 | 0.17 | 0.6031 | 0.712 | 0 | 0 | 0.026602 | 0.29692
3323 | 1 | 0.00017161 | 7.073e-05 | 0 | 0.00020677 | 0.00011416 | 0.04 | 0.5926 | 0.6969 | 0 | 0 | 0.01276 | 0.014207
3324 | 1 | 0.00016936 | 6.5934e-05 | 0 | 0.00018797 | 0.00011416 | 0.11 | 0.5868 | 0.6917 | 0 | 0 | 0.0013373 | 0.02496
3325 | 1 | 0.00017112 | 6.348e-05 | 0 | 0.00019032 | 0.00011416 | 0.7 | 0.5804 | 0.6873 | 0 | 0 | 0.012942 | 0.25219
3326 | 1 | 0.00016851 | 6.2779e-05 | 0 | 0.00021382 | 0.00011416 | 0.17 | 0.5636 | 0.6681 | 0 | 0 | 0.065594 | 0.3961
3327 | 1 | 0.00016352 | 6.4366e-05 | 0 | 0.00022322 | 0.00011416 | 0.67 | 0.5341 | 0.6367 | 0 | 0 | 0.081082 | 0.039624
3328 | 1 | 0.00016406 | 6.9513e-05 | 0 | 0.00022322 | 0.00011416 | 0.51 | 0.4868 | 0.5894 | 0 | 0 | 0.053309 | 0.053675
3329 | 1 | 0.00016293 | 7.6689e-05 | 0 | 0.00016448 | 0.00011416 | 0.18 | 0.4261 | 0.5342 | 0 | 0 | 0.015987 | 0.0038554
3330 | 1 | 0.00014732 | 8.667e-05 | 0 | 0.00011748 | 0.00011416 | 0.1 | 0.3511 | 0.4676 | 0 | 0 | 0.00095877 | 0.045552
3331 | 1 | 0.00013697 | 0.00010333 | 0 | 8.8113e-05 | 0.00011416 | 0.03 | 0.2845 | 0.407 | 0 | 0 | 0.00053427 | 0
3332 | 1 | 0.0001237 | 0.00012751 | 0 | 5.8742e-05 | 0.00011416 | 0 | 0.2486 | 0.3656 | 0 | 0 | 0.019475 | 0
3333 | 1 | 0.00011647 | 0.00013921 | 0 | 3.7595e-05 | 0.00011416 | 0 | 0.2383 | 0.335 | 0 | 0 | 0.03689 | 0
3334 | 1 | 0.00011096 | 0.00014585 | 0 | 2.3497e-05 | 0.00011416 | 0 | 0.2408 | 0.3305 | 0 | 0 | 0.028935 | 0
3335 | 1 | 8.8484e-05 | 0.00015161 | 0 | 9.3987e-06 | 0.00011416 | 0 | 0.2317 | 0.3154 | 0 | 0 | 0.013421 | 0
3336 | 1 | 5.8499e-05 | 0.00015764 | 0 | 5.8742e-06 | 0.00011416 | 0 | 0.2152 | 0.2894 | 0 | 0 | 0.0013373 | 0
3337 | 1 | 4.0462e-05 | 0.00016341 | 0 | 2.3497e-06 | 0.00011416 | 0 | 0.1984 | 0.2635 | 0 | 0 | 0.014612 | 0
3338 | 1 | 3.2368e-05 | 0.00016819 | 0 | 1.1748e-06 | 0.00011416 | 0 | 0.18 | 0.233 | 0 | 0 | 0.072776 | 0
3339 | 1 | 2.8799e-05 | 0.00017205 | 0 | 1.4098e-05 | 0.00011416 | 0 | 0.1648 | 0.2054 | 0 | 0 | 0.090263 | 0
3340 | 1 | 2.9435e-05 | 0.00017441 | 0 | 3.7595e-05 | 0.00011416 | 0 | 0.1517 | 0.1838 | 0 | 0 | 0.059026 | 0
3341 | 1 | 3.6112e-05 | 0.0001676 | 0 | 9.3987e-05 | 0.00011416 | 0 | 0.1382 | 0.1683 | 0 | 0 | 0.017657 | 0
3342 | 1 | 6.3747e-05 | 0.00014901 | 0 | 0.0001821 | 0.00011416 | 0.03 | 0.1224 | 0.1582 | 0 | 0 | 0.00099127 | 0
3343 | 1 | 0.0001118 | 0.00012443 | 0 | 0.0001586 | 0.00011416 | 0.16 | 0.1395 | 0.1658 | 0 | 0 | 0.00071998 | 0.13325
3344 | 1 | 0.00014539 | 0.00010729 | 0 | 0.00014685 | 0.00011416 | 0.32 | 0.1546 | 0.1754 | 0 | 0 | 0.022384 | 0.33813
3345 | 1 | 0.00015863 | 9.5728e-05 | 0 | 0.00016448 | 0.00011416 | 0.57 | 0.1587 | 0.1829 | 0 | 0 | 0.04095 | 0.41356
3346 | 1 | 0.00016187 | 8.44e-05 | 0 | 0.00018797 | 0.00011416 | 0.6 | 0.1549 | 0.1929 | 0 | 0 | 0.0314 | 0.37153
3347 | 1 | 0.00016506 | 7.5047e-05 | 0 | 0.00020677 | 0.00011416 | 0.29 | 0.1546 | 0.2139 | 0 | 0 | 0.014105 | 0
3348 | 1 | 0.00016109 | 6.7908e-05 | 0 | 0.00018797 | 0.00011416 | 0.46 | 0.1606 | 0.2383 | 0 | 0 | 0.0013373 | 0
3349 | 1 | 0.00016164 | 6.3739e-05 | 0 | 0.00019032 | 0.00011416 | 0.75 | 0.1703 | 0.2596 | 0 | 0 | 0.017378 | 0.20171
3350 | 1 | 0.00015819 | 6.2669e-05 | 0 | 0.00021382 | 0.00011416 | 0.63 | 0.1816 | 0.2729 | 0 | 0 | 0.084504 | 0.47728
3351 | 1 | 0.00015522 | 6.4698e-05 | 0 | 0.00022322 | 0.00011416 | 0.37 | 0.1865 | 0.2678 | 0 | 0 | 0.10529 | 0.32212
3352 | 1 | 0.00015424 | 6.9088e-05 | 0 | 0.00022322 | 0.00011416 | 0.35 | 0.1794 | 0.2436 | 0 | 0 | 0.068347 | 0.27194
3353 | 1 | 0.00015598 | 7.608e-05 | 0 | 0.00016448 | 0.00011416 | 0.28 | 0.167 | 0.2111 | 0 | 0 | 0.020374 | 0.22766
3354 | 1 | 0.00013843 | 8.667e-05 | 0 | 0.00011748 | 0.00011416 | 0.11 | 0.1527 | 0.1826 | 0 | 0 | 0.0010414 | 0.071069
3355 | 1 | 0.00012808 | 0.00010491 | 0 | 8.8113e-05 | 0.00011416 | 0.04 | 0.1359 | 0.158 | 0 | 0 | 0.0010722 | 0
3356 | 1 | 0.00011459 | 0.00013947 | 0 | 5.8742e-05 | 0.00011416 | 0 | 0.135 | 0.1564 | 0 | 0 | 0.02727 | 0
3357 | 1 | 0.00010734 | 0.00015511 | 0 | 3.7595e-05 | 0.00011416 | 0 | 0.1405 | 0.1672 | 0 | 0 | 0.047581 | 0
3358 | 1 | 0.00010414 | 0.0001641 | 0 | 2.3497e-05 | 0.00011416 | 0 | 0.1512 | 0.1937 | 0 | 0 | 0.035355 | 0
3359 | 1 | 8.2833e-05 | 0.00017151 | 0 | 9.3987e-06 | 0.00011416 | 0 | 0.1694 | 0.2283 | 0 | 0 | 0.015172 | 0
3360 | 1 | 5.7107e-05 | 0.00017622 | 0 | 5.8742e-06 | 0.00011416 | 0 | 0.1929 | 0.2616 | 0 | 0 | 0.0013373 | 0
3361 | 1 | 3.9589e-05 | 0.00017904 | 0 | 2.3497e-06 | 0.00011416 | 0 | 0.2084 | 0.2686 | 0 | 0 | 0.019404 | 0
3362 | 1 | 3.106e-05 | 0.00018127 | 0 | 1.1748e-06 | 0.00011416 | 0 | 0.2145 | 0.2538 | 0 | 0 | 0.092983 | 0
3363 | 1 | 2.8174e-05 | 0.0001836 | 0 | 1.4098e-05 | 0.00011416 | 0 | 0.2109 | 0.2297 | 0 | 0 | 0.11619 | 0
3364 | 1 | 2.8948e-05 | 0.00018607 | 0 | 3.7595e-05 | 0.00011416 | 0 | 0.1858 | 0.1891 | 0 | 0 | 0.075076 | 0
3365 | 1 | 3.5651e-05 | 0.00016661 | 0 | 9.3987e-05 | 0.00011416 | 0 | 0.1464 | 0.1438 | 0 | 0 | 0.022332 | 0
3366 | 1 | 6.5251e-05 | 0.00012148 | 0 | 0.0001821 | 0.00011416 | 0.03 | 0.1 | 0.1036 | 0 | 0 | 0.0010757 | 0
3367 | 1 | 0.00011438 | 8.7371e-05 | 0 | 0.0001586 | 0.00011416 | 0.16 | 0.0884 | 0.0948 | 0 | 0 | 0.0013616 | 0.15951
3368 | 1 | 0.0001468 | 5.9772e-05 | 0 | 0.00014685 | 0.00011416 | 0.37 | 0.0943 | 0.1105 | 0 | 0 | 0.030893 | 0.35738
3369 | 1 | 0.00015979 | 4.1877e-05 | 0 | 0.00016448 | 0.00011416 | 0.55 | 0.1085 | 0.1401 | 0 | 0 | 0.052378 | 0.54833
3370 | 1 | 0.00016285 | 2.7266e-05 | 0 | 0.00018797 | 0.00011416 | 0.56 | 0.1285 | 0.1824 | 0 | 0 | 0.038168 | 0.7778
3371 | 1 | 0.00016435 | 1.629e-05 | 0 | 0.00020677 | 0.00011416 | 0.28 | 0.1531 | 0.2257 | 0 | 0 | 0.015913 | 0.24402
3372 | 1 | 0.00016076 | 1.0331e-05 | 0 | 0.00018797 | 0.00011416 | 0.59 | 0.1732 | 0.2515 | 0 | 0 | 0.0013373 | 0.27047
3373 | 1 | 0.00016111 | 7.6929e-06 | 0 | 0.00019032 | 0.00011416 | 0.41 | 0.1838 | 0.2549 | 0 | 0 | 0.023914 | 0.354
3374 | 1 | 0.00015868 | 7.3239e-06 | 0 | 0.00021382 | 0.00011416 | 0.67 | 0.1835 | 0.2382 | 0 | 0 | 0.11161 | 0.69145
3375 | 1 | 0.00015601 | 9.63e-06 | 0 | 0.00022322 | 0.00011416 | 0.69 | 0.1714 | 0.2012 | 0 | 0 | 0.14018 | 0.235
3376 | 1 | 0.00015678 | 1.5164e-05 | 0 | 0.00022322 | 0.00011416 | 0.49 | 0.1524 | 0.1639 | 0 | 0 | 0.089831 | 0.33903
3377 | 1 | 0.00015691 | 2.4075e-05 | 0 | 0.00016448 | 0.00011416 | 0.31 | 0.1273 | 0.1259 | 0 | 0 | 0.026617 | 0.29277
3378 | 1 | 0.00014544 | 3.7284e-05 | 0 | 0.00011748 | 0.00011416 | 0.1 | 0.0975 | 0.0877 | 0 | 0 | 0.0011466 | 0.11785
3379 | 1 | 0.00013566 | 6.0934e-05 | 0 | 8.8113e-05 | 0.00011416 | 0.03 | 0.0676 | 0.0626 | 0 | 0 | 0.0020875 | 0
3380 | 1 | 0.00012343 | 9.2813e-05 | 0 | 5.8742e-05 | 0.00011416 | 0 | 0.0509 | 0.0635 | 0 | 0 | 0.039075 | 0
3381 | 1 | 0.0001166 | 0.00010342 | 0 | 3.7595e-05 | 0.00011416 | 0 | 0.0436 | 0.0798 | 0 | 0 | 0.062917 | 0
3382 | 1 | 0.00011047 | 0.00010884 | 0 | 2.3497e-05 | 0.00011416 | 0 | 0.0531 | 0.113 | 0 | 0 | 0.044234 | 0
3383 | 1 | 8.8695e-05 | 0.00011429 | 0 | 9.3987e-06 | 0.00011416 | 0 | 0.0746 | 0.1505 | 0 | 0 | 0.017467 | 0
3384 | 1 | 6.2839e-05 | 0.00012032 | 0 | 5.8742e-06 | 0.00011416 | 0 | 0.0979 | 0.181 | 0 | 0 | 0.0013373 | 0
3385 | 1 | 4.4524e-05 | 0.00012659 | 0 | 2.3497e-06 | 0.00011416 | 0 | 0.1263 | 0.2194 | 0 | 0 | 0.027722 | 0
3386 | 1 | 3.5911e-05 | 0.00013342 | 0 | 1.1748e-06 | 0.00011416 | 0 | 0.151 | 0.2289 | 0 | 0 | 0.1271 | 0
3387 | 1 | 3.1773e-05 | 0.00014141 | 0 | 1.4098e-05 | 0.00011416 | 0 | 0.1694 | 0.2235 | 0 | 0 | 0.1602 | 0
3388 | 1 | 3.2427e-05 | 0.00014755 | 0 | 3.7595e-05 | 0.00011416 | 0 | 0.1708 | 0.201 | 0 | 0 | 0.10208 | 0
3389 | 1 | 3.9404e-05 | 0.00013168 | 0 | 9.3987e-05 | 0.00011416 | 0 | 0.1517 | 0.1712 | 0 | 0 | 0.030167 | 0
3390 | 1 | 6.6698e-05 | 0.00010285 | 0 | 0.0001821 | 0.00011416 | 0.02 | 0.0983 | 0.1206 | 0 | 0 | 0.0012018 | 0
3391 | 1 | 0.0001147 | 7.0564e-05 | 0 | 0.0001586 | 0.00011416 | 0.06 | 0.0806 | 0.1002 | 0 | 0 | 0.0027751 | 0
3392 | 1 | 0.00015167 | 3.5716e-05 | 0 | 0.00014685 | 0.00011416 | 0.25 | 0.0808 | 0.0948 | 0 | 0 | 0.046078 | 0.040203
3393 | 1 | 0.00016787 | 6.8996e-06 | 0 | 0.00016448 | 0.00011416 | 0.27 | 0.0831 | 0.1007 | 0 | 0 | 0.071687 | 0.2681
3394 | 1 | 0.00016841 | 0 | 0 | 0.00018797 | 0.00011416 | 0.53 | 0.0865 | 0.12 | 0 | 0 | 0.049183 | 0.67454
3395 | 1 | 0.00016756 | 0 | 0 | 0.00020677 | 0.00011416 | 0.62 | 0.0951 | 0.153 | 0 | 0 | 0.018696 | 0.47902
3396 | 1 | 0.00016224 | 0 | 0 | 0.00018797 | 0.00011416 | 0.78 | 0.107 | 0.1867 | 0 | 0 | 0.0013373 | 0.53821
3397 | 1 | 0.00016274 | 0 | 0 | 0.00019032 | 0.00011416 | 0.79 | 0.1186 | 0.2106 | 0 | 0 | 0.031913 | 0.42342
3398 | 1 | 0.00015968 | 0 | 0 | 0.00021382 | 0.00011416 | 0.61 | 0.1273 | 0.2212 | 0 | 0 | 0.14396 | 0.1241
3399 | 1 | 0.00015651 | 0 | 0 | 0.00022322 | 0.00011416 | 0.62 | 0.1306 | 0.2077 | 0 | 0 | 0.18203 | 0.10305
3400 | 1 | 0.00015534 | 0 | 0 | 0.00022322 | 0.00011416 | 0.47 | 0.1261 | 0.186 | 0 | 0 | 0.1154 | 0.047469
3401 | 1 | 0.00015652 | 0 | 0 | 0.00016448 | 0.00011416 | 0.26 | 0.1161 | 0.1629 | 0 | 0 | 0.03402 | 0.040036
3402 | 1 | 0.00014552 | 0 | 0 | 0.00011748 | 0.00011416 | 0.11 | 0.1054 | 0.1414 | 0 | 0 | 0.0012587 | 0.0041563
3403 | 1 | 0.00013203 | 2.4241e-05 | 0 | 8.8113e-05 | 0.00011416 | 0.04 | 0.0925 | 0.1146 | 0 | 0 | 0.0035994 | 0
3404 | 1 | 0.00011736 | 6.7207e-05 | 0 | 5.8742e-05 | 0.00011416 | 0 | 0.0933 | 0.1043 | 0 | 0 | 0.053873 | 0
3405 | 1 | 0.00010853 | 8.6707e-05 | 0 | 3.7595e-05 | 0.00011416 | 0 | 0.0915 | 0.1061 | 0 | 0 | 0.081237 | 0
3406 | 1 | 0.00010243 | 9.6613e-05 | 0 | 2.3497e-05 | 0.00011416 | 0 | 0.0849 | 0.1097 | 0 | 0 | 0.054488 | 0
3407 | 1 | 8.4177e-05 | 0.00010466 | 0 | 9.3987e-06 | 0.00011416 | 0 | 0.0813 | 0.1077 | 0 | 0 | 0.019982 | 0
3408 | 1 | 6.0775e-05 | 0.00011054 | 0 | 5.8742e-06 | 0.00011416 | 0 | 0.0812 | 0.1082 | 0 | 0 | 0.0013373 | 0
3409 | 1 | 4.1855e-05 | 0.00011458 | 0 | 2.3497e-06 | 0.00011416 | 0 | 0.084 | 0.1039 | 0 | 0 | 0.03493 | 0
3410 | 1 | 3.2142e-05 | 0.00011711 | 0 | 1.1748e-06 | 0.00011416 | 0 | 0.083 | 0.0913 | 0 | 0 | 0.15599 | 0
3411 | 1 | 2.6597e-05 | 0.0001196 | 0 | 1.4098e-05 | 0.00011416 | 0 | 0.0775 | 0.0777 | 0 | 0 | 0.19764 | 0
3412 | 1 | 2.5048e-05 | 0.00012137 | 0 | 3.7595e-05 | 0.00011416 | 0 | 0.0787 | 0.0828 | 0 | 0 | 0.1249 | 0
3413 | 1 | 2.3594e-05 | 0.00010453 | 0 | 9.3987e-05 | 0.00011416 | 0 | 0.0844 | 0.1177 | 0 | 0 | 0.036762 | 0
3414 | 1 | 3.2355e-05 | 7.8294e-05 | 0 | 0.0001821 | 0.00011416 | 0.02 | 0.0957 | 0.1969 | 0 | 0 | 0.0012976 | 0
3415 | 1 | 5.475e-05 | 6.0768e-05 | 0 | 0.0001586 | 0.00011416 | 0.11 | 0.1164 | 0.3106 | 0 | 0 | 0.0042308 | 0
3416 | 1 | 8.2515e-05 | 4.9091e-05 | 0 | 0.00014685 | 0.00011416 | 0.1 | 0.1466 | 0.3635 | 0 | 0 | 0.059529 | 0
3417 | 1 | 0.00010709 | 4.3077e-05 | 0 | 0.00016448 | 0.00011416 | 0.08 | 0.1724 | 0.3362 | 0 | 0 | 0.088053 | 0
3418 | 1 | 0.000118 | 3.8354e-05 | 0 | 0.00018797 | 0.00011416 | 0.07 | 0.1787 | 0.2897 | 0 | 0 | 0.058228 | 0
3419 | 1 | 0.00011933 | 3.1897e-05 | 0 | 0.00020677 | 0.00011416 | 0.09 | 0.1672 | 0.2449 | 0 | 0 | 0.020871 | 0
3420 | 1 | 0.00011447 | 2.5292e-05 | 0 | 0.00018797 | 0.00011416 | 0.17 | 0.1596 | 0.2211 | 0 | 0 | 0.0013373 | 0.0052037
3421 | 1 | 0.00010579 | 1.8762e-05 | 0 | 0.00019032 | 0.00011416 | 0.3 | 0.1617 | 0.2235 | 0 | 0 | 0.039802 | 0.049385
3422 | 1 | 9.6967e-05 | 1.5146e-05 | 0 | 0.00021382 | 0.00011416 | 0.51 | 0.1676 | 0.2378 | 0 | 0 | 0.17527 | 0.42617
3423 | 1 | 8.9122e-05 | 1.7101e-05 | 0 | 0.00022322 | 0.00011416 | 0.58 | 0.1693 | 0.2293 | 0 | 0 | 0.22268 | 0.17493
3424 | 1 | 8.6931e-05 | 2.4813e-05 | 0 | 0.00022322 | 0.00011416 | 0.38 | 0.1642 | 0.2086 | 0 | 0 | 0.14009 | 0.21967
3425 | 1 | 9.2719e-05 | 3.7524e-05 | 0 | 0.00016448 | 0.00011416 | 0.24 | 0.1544 | 0.1849 | 0 | 0 | 0.041147 | 0.15954
3426 | 1 | 9.2512e-05 | 5.3629e-05 | 0 | 0.00011748 | 0.00011416 | 0.12 | 0.1389 | 0.1609 | 0 | 0 | 0.0013575 | 0.065687
3427 | 1 | 8.6854e-05 | 7.3682e-05 | 0 | 8.8113e-05 | 0.00011416 | 0.03 | 0.121 | 0.1402 | 0 | 0 | 0.0053101 | 0
3428 | 1 | 7.808e-05 | 0.00010097 | 0 | 5.8742e-05 | 0.00011416 | 0 | 0.118 | 0.1308 | 0 | 0 | 0.068734 | 0
3429 | 1 | 7.1734e-05 | 0.00011862 | 0 | 3.7595e-05 | 0.00011416 | 0 | 0.1109 | 0.1137 | 0 | 0 | 0.098975 | 0
3430 | 1 | 7.5653e-05 | 0.00013261 | 0 | 2.3497e-05 | 0.00011416 | 0 | 0.0949 | 0.0863 | 0 | 0 | 0.064153 | 0
3431 | 1 | 5.9693e-05 | 0.00014593 | 0 | 9.3987e-06 | 0.00011416 | 0 | 0.0787 | 0.0592 | 0 | 0 | 0.022253 | 0
3432 | 1 | 4.1573e-05 | 0.00015893 | 0 | 5.8742e-06 | 0.00011416 | 0 | 0.0634 | 0.0388 | 0 | 0 | 0.0013373 | 0
3433 | 1 | 2.3409e-05 | 0.00017006 | 0 | 2.3497e-06 | 0.00011416 | 0 | 0.0495 | 0.0239 | 0 | 0 | 0.04329 | 0
3434 | 1 | 1.2993e-05 | 0.00017943 | 0 | 1.1748e-06 | 0.00011416 | 0 | 0.037 | 0.0143 | 0 | 0 | 0.18897 | 0
3435 | 1 | 7.6351e-06 | 0.00018742 | 0 | 1.4098e-05 | 0.00011416 | 0 | 0.0265 | 0.0098 | 0 | 0 | 0.2405 | 0
3436 | 1 | 4.6131e-06 | 0.00019345 | 0 | 3.7595e-05 | 0.00011416 | 0 | 0.0199 | 0.01 | 0 | 0 | 0.15088 | 0
3437 | 1 | 0 | 0.00017679 | 0 | 9.3987e-05 | 0.00011416 | 0 | 0.0151 | 0.013 | 0 | 0 | 0.044255 | 0
3438 | 1 | 1.5533e-06 | 0.0001427 | 0 | 0.0001821 | 0.00011416 | 0.04 | 0.0063 | 0.014 | 0 | 0 | 0.0013984 | 0
3439 | 1 | 1.175e-05 | 0.00010766 | 0 | 0.0001586 | 0.00011416 | 0.16 | 0.0032 | 0.0144 | 0 | 0 | 0.006123 | 0.15855
3440 | 1 | 2.8721e-05 | 7.7851e-05 | 0 | 0.00014685 | 0.00011416 | 0.35 | 0.0035 | 0.0156 | 0 | 0 | 0.07537 | 0.35894
3441 | 1 | 4.4163e-05 | 5.3149e-05 | 0 | 0.00016448 | 0.00011416 | 0.54 | 0.0039 | 0.0182 | 0 | 0 | 0.10674 | 0.57914
3442 | 1 | 5.2799e-05 | 2.9591e-05 | 0 | 0.00018797 | 0.00011416 | 0.67 | 0.0049 | 0.0229 | 0 | 0 | 0.068319 | 0.83223
3443 | 1 | 5.6045e-05 | 7.7482e-06 | 0 | 0.00020677 | 0.00011416 | 0.77 | 0.0077 | 0.0319 | 0 | 0 | 0.023208 | 1
3444 | 1 | 5.5742e-05 | 0 | 0 | 0.00018797 | 0.00011416 | 0.8 | 0.012 | 0.0434 | 0 | 0 | 0.0013373 | 0.98286
3445 | 1 | 5.0861e-05 | 0 | 0 | 0.00019032 | 0.00011416 | 0.81 | 0.0177 | 0.0583 | 0 | 0 | 0.046976 | 1
3446 | 1 | 4.5056e-05 | 0 | 0 | 0.00021382 | 0.00011416 | 0.75 | 0.0264 | 0.0771 | 0 | 0 | 0.20336 | 0.93925
3447 | 1 | 4.211e-05 | 0 | 0 | 0.00022322 | 0.00011416 | 0.66 | 0.0372 | 0.0935 | 0 | 0 | 0.25925 | 0.81002
3448 | 1 | 4.6171e-05 | 0 | 0 | 0.00022322 | 0.00011416 | 0.51 | 0.0495 | 0.1099 | 0 | 0 | 0.1622 | 0.6087
3449 | 1 | 6.2379e-05 | 0 | 0 | 0.00016448 | 0.00011416 | 0.31 | 0.0658 | 0.1208 | 0 | 0 | 0.047516 | 0.35681
3450 | 1 | 7.3351e-05 | 2.7119e-06 | 0 | 0.00011748 | 0.00011416 | 0.1 | 0.0802 | 0.1174 | 0 | 0 | 0.0014402 | 0.11097
3451 | 1 | 7.3558e-05 | 3.8225e-05 | 0 | 8.8113e-05 | 0.00011416 | 0.03 | 0.0859 | 0.1045 | 0 | 0 | 0.0070149 | 0
3452 | 1 | 7.1368e-05 | 7.1081e-05 | 0 | 5.8742e-05 | 0.00011416 | 0 | 0.0805 | 0.0944 | 0 | 0 | 0.082421 | 0
3453 | 1 | 7.0862e-05 | 8.4013e-05 | 0 | 3.7595e-05 | 0.00011416 | 0 | 0.0635 | 0.0866 | 0 | 0 | 0.11489 | 0
3454 | 1 | 7.2794e-05 | 8.9142e-05 | 0 | 2.3497e-05 | 0.00011416 | 0 | 0.0553 | 0.0889 | 0 | 0 | 0.072661 | 0
3455 | 1 | 5.6269e-05 | 9.1263e-05 | 0 | 9.3987e-06 | 0.00011416 | 0 | 0.0623 | 0.0964 | 0 | 0 | 0.02419 | 0
3456 | 1 | 3.8274e-05 | 9.1263e-05 | 0 | 5.8742e-06 | 0.00011416 | 0 | 0.0744 | 0.0947 | 0 | 0 | 0.0013373 | 0
3457 | 1 | 2.3962e-05 | 8.9806e-05 | 0 | 2.3497e-06 | 0.00011416 | 0 | 0.076 | 0.0881 | 0 | 0 | 0.050866 | 0
3458 | 1 | 1.696e-05 | 8.975e-05 | 0 | 1.1748e-06 | 0.00011416 | 0 | 0.074 | 0.0833 | 0 | 0 | 0.21846 | 0
3459 | 1 | 1.3872e-05 | 9.2905e-05 | 0 | 1.4098e-05 | 0.00011416 | 0 | 0.0757 | 0.0787 | 0 | 0 | 0.27895 | 0
3460 | 1 | 1.27e-05 | 9.9473e-05 | 0 | 3.7595e-05 | 0.00011416 | 0 | 0.0744 | 0.0729 | 0 | 0 | 0.17408 | 0
3461 | 1 | 1.1575e-05 | 9.6097e-05 | 0 | 9.3987e-05 | 0.00011416 | 0 | 0.0705 | 0.0679 | 0 | 0 | 0.050934 | 0
3462 | 1 | 1.5185e-05 | 8.5286e-05 | 0 | 0.0001821 | 0.00011416 | 0.01 | 0.0591 | 0.0478 | 0 | 0 | 0.0014827 | 0
3463 | 1 | 2.7711e-05 | 7.6025e-05 | 0 | 0.0001586 | 0.00011416 | 0.07 | 0.0477 | 0.0309 | 0 | 0 | 0.0079894 | 0.027066
3464 | 1 | 4.5975e-05 | 6.23e-05 | 0 | 0.00014685 | 0.00011416 | 0.19 | 0.0385 | 0.0224 | 0 | 0 | 0.089897 | 0.071704
3465 | 1 | 6.5031e-05 | 4.6434e-05 | 0 | 0.00016448 | 0.00011416 | 0.26 | 0.0372 | 0.0273 | 0 | 0 | 0.12346 | 0.16721
3466 | 1 | 7.5891e-05 | 3.4904e-05 | 0 | 0.00018797 | 0.00011416 | 0.38 | 0.0464 | 0.0474 | 0 | 0 | 0.077184 | 0.52604
3467 | 1 | 8.1533e-05 | 2.8023e-05 | 0 | 0.00020677 | 0.00011416 | 0.35 | 0.0607 | 0.0777 | 0 | 0 | 0.025199 | 0.24401
3468 | 1 | 8.3911e-05 | 2.4536e-05 | 0 | 0.00018797 | 0.00011416 | 0.21 | 0.0762 | 0.1091 | 0 | 0 | 0.0013373 | 0.36608
3469 | 1 | 8.2289e-05 | 2.295e-05 | 0 | 0.00019032 | 0.00011416 | 0.59 | 0.0977 | 0.1447 | 0 | 0 | 0.052888 | 0
3470 | 1 | 7.7721e-05 | 2.5477e-05 | 0 | 0.00021382 | 0.00011416 | 0.18 | 0.1229 | 0.175 | 0 | 0 | 0.22628 | 0
3471 | 1 | 7.5042e-05 | 3.4812e-05 | 0 | 0.00022322 | 0.00011416 | 0.31 | 0.1422 | 0.1984 | 0 | 0 | 0.28916 | 0
3472 | 1 | 7.8356e-05 | 4.5456e-05 | 0 | 0.00022322 | 0.00011416 | 0.26 | 0.1606 | 0.2254 | 0 | 0 | 0.18023 | 0
3473 | 1 | 9.2408e-05 | 5.8573e-05 | 0 | 0.00016448 | 0.00011416 | 0.19 | 0.1704 | 0.2403 | 0 | 0 | 0.052702 | 0
3474 | 1 | 9.3733e-05 | 7.1007e-05 | 0 | 0.00011748 | 0.00011416 | 0.09 | 0.1719 | 0.2428 | 0 | 0 | 0.0015043 | 0
3475 | 1 | 8.8779e-05 | 8.6374e-05 | 0 | 8.8113e-05 | 0.00011416 | 0.01 | 0.1592 | 0.2231 | 0 | 0 | 0.0085089 | 0
3476 | 1 | 8.2786e-05 | 0.0001098 | 0 | 5.8742e-05 | 0.00011416 | 0 | 0.1411 | 0.2004 | 0 | 0 | 0.0938 | 0
3477 | 1 | 7.77e-05 | 0.00012875 | 0 | 3.7595e-05 | 0.00011416 | 0 | 0.1356 | 0.1832 | 0 | 0 | 0.12789 | 0
3478 | 1 | 7.7195e-05 | 0.00013951 | 0 | 2.3497e-05 | 0.00011416 | 0 | 0.1396 | 0.1877 | 0 | 0 | 0.079513 | 0
3479 | 1 | 5.7332e-05 | 0.00014733 | 0 | 9.3987e-06 | 0.00011416 | 0 | 0.1525 | 0.2047 | 0 | 0 | 0.025714 | 0
3480 | 1 | 4.1239e-05 | 0.00015356 | 0 | 5.8742e-06 | 0.00011416 | 0 | 0.1592 | 0.21 | 0 | 0 | 0.0013373 | 0
3481 | 1 | 2.7192e-05 | 0.0001596 | 0 | 2.3497e-06 | 0.00011416 | 0 | 0.1597 | 0.2126 | 0 | 0 | 0.054964 | 0
3482 | 1 | 2.1781e-05 | 0.00016448 | 0 | 1.1748e-06 | 0.00011416 | 0 | 0.1581 | 0.2136 | 0 | 0 | 0.23429 | 0
3483 | 1 | 1.9758e-05 | 0.00016862 | 0 | 1.4098e-05 | 0.00011416 | 0 | 0.1523 | 0.2054 | 0 | 0 | 0.29961 | 0
3484 | 1 | 2.1279e-05 | 0.0001722 | 0 | 3.7595e-05 | 0.00011416 | 0 | 0.1409 | 0.188 | 0 | 0 | 0.18653 | 0
3485 | 1 | 2.924e-05 | 0.00015216 | 0 | 9.3987e-05 | 0.00011416 | 0.01 | 0.1262 | 0.1736 | 0 | 0 | 0.054511 | 0
3486 | 1 | 6.2131e-05 | 0.00011731 | 0 | 0.0001821 | 0.00011416 | 0.04 | 0.1041 | 0.1487 | 0 | 0 | 0.0015261 | 0
3487 | 1 | 0.00011152 | 9.4824e-05 | 0 | 0.0001586 | 0.00011416 | 0.11 | 0.1041 | 0.139 | 0 | 0 | 0.0090503 | 0.018397
3488 | 1 | 0.0001482 | 7.6523e-05 | 0 | 0.00014685 | 0.00011416 | 0.27 | 0.1135 | 0.1451 | 0 | 0 | 0.097813 | 0
3489 | 1 | 0.00016544 | 5.7964e-05 | 0 | 0.00016448 | 0.00011416 | 0.33 | 0.1334 | 0.1648 | 0 | 0 | 0.13243 | 0.107
3490 | 1 | 0.00016927 | 4.3556e-05 | 0 | 0.00018797 | 0.00011416 | 0.36 | 0.1553 | 0.1857 | 0 | 0 | 0.08189 | 0.4443
3491 | 1 | 0.00017177 | 3.3262e-05 | 0 | 0.00020677 | 0.00011416 | 0.42 | 0.1757 | 0.2022 | 0 | 0 | 0.026235 | 0.79364
3492 | 1 | 0.00016929 | 2.6307e-05 | 0 | 0.00018797 | 0.00011416 | 0.23 | 0.1988 | 0.2193 | 0 | 0 | 0.0013373 | 0.36652
3493 | 1 | 0.00016928 | 2.2894e-05 | 0 | 0.00019032 | 0.00011416 | 0.28 | 0.2211 | 0.2384 | 0 | 0 | 0.054964 | 0.27612
3494 | 1 | 0.0001664 | 2.3337e-05 | 0 | 0.00021382 | 0.00011416 | 0.55 | 0.2415 | 0.2538 | 0 | 0 | 0.23429 | 0.11526
3495 | 1 | 0.00016326 | 2.8115e-05 | 0 | 0.00022322 | 0.00011416 | 0.48 | 0.2538 | 0.2556 | 0 | 0 | 0.29961 | 0.092229
3496 | 1 | 0.0001629 | 3.6583e-05 | 0 | 0.00022322 | 0.00011416 | 0.44 | 0.2464 | 0.2427 | 0 | 0 | 0.18653 | 0.0089366
3497 | 1 | 0.00016155 | 4.7855e-05 | 0 | 0.00016448 | 0.00011416 | 0.22 | 0.2268 | 0.2178 | 0 | 0 | 0.054511 | 0.044204
3498 | 1 | 0.00014568 | 6.1801e-05 | 0 | 0.00011748 | 0.00011416 | 0.09 | 0.1931 | 0.1739 | 0 | 0 | 0.0015261 | 0.048204
3499 | 1 | 0.00013552 | 7.9696e-05 | 0 | 8.8113e-05 | 0.00011416 | 0.02 | 0.1476 | 0.1239 | 0 | 0 | 0.0090503 | 0
3500 | 1 | 0.00012159 | 0.00011429 | 0 | 5.8742e-05 | 0.00011416 | 0 | 0.1186 | 0.0859 | 0 | 0 | 0.097813 | 0
3501 | 1 | 0.00011208 | 0.00013423 | 0 | 3.7595e-05 | 0.00011416 | 0 | 0.097 | 0.0589 | 0 | 0 | 0.13243 | 0
3502 | 1 | 0.00010818 | 0.00014181 | 0 | 2.3497e-05 | 0.00011416 | 0 | 0.0805 | 0.0482 | 0 | 0 | 0.08189 | 0
3503 | 1 | 8.7102e-05 | 0.00014604 | 0 | 9.3987e-06 | 0.00011416 | 0 | 0.0736 | 0.0495 | 0 | 0 | 0.026235 | 0
3504 | 1 | 6.1809e-05 | 0.00014842 | 0 | 5.8742e-06 | 0.00011416 | 0 | 0.0773 | 0.0622 | 0 | 0 | 0.0013373 | 0
3505 | 1 | 4.4482e-05 | 0.00015222 | 0 | 2.3497e-06 | 0.00011416 | 0 | 0.0872 | 0.0815 | 0 | 0 | 0.054964 | 0
3506 | 1 | 3.6432e-05 | 0.00015747 | 0 | 1.1748e-06 | 0.00011416 | 0 | 0.0963 | 0.1034 | 0 | 0 | 0.23429 | 0
3507 | 1 | 3.2773e-05 | 0.00015969 | 0 | 1.4098e-05 | 0.00011416 | 0 | 0.1087 | 0.137 | 0 | 0 | 0.29961 | 0
3508 | 1 | 3.3392e-05 | 0.00015924 | 0 | 3.7595e-05 | 0.00011416 | 0 | 0.1195 | 0.1631 | 0 | 0 | 0.18653 | 0
3509 | 1 | 4.0134e-05 | 0.00013954 | 0 | 9.3987e-05 | 0.00011416 | 0 | 0.1118 | 0.1638 | 0 | 0 | 0.054511 | 0
3510 | 1 | 6.9386e-05 | 0.00010626 | 0 | 0.0001821 | 0.00011416 | 0.04 | 0.0842 | 0.1408 | 0 | 0 | 0.0015261 | 0
3511 | 1 | 0.00011819 | 7.7759e-05 | 0 | 0.0001586 | 0.00011416 | 0.12 | 0.0601 | 0.1082 | 0 | 0 | 0.0090503 | 0.033362
3512 | 1 | 0.00015337 | 5.2633e-05 | 0 | 0.00014685 | 0.00011416 | 0.25 | 0.0482 | 0.0895 | 0 | 0 | 0.097813 | 0.099082
3513 | 1 | 0.0001686 | 3.5181e-05 | 0 | 0.00016448 | 0.00011416 | 0.37 | 0.0456 | 0.0845 | 0 | 0 | 0.13243 | 0.050533
3514 | 1 | 0.00017092 | 2.0736e-05 | 0 | 0.00018797 | 0.00011416 | 0.66 | 0.054 | 0.0962 | 0 | 0 | 0.08189 | 0
3515 | 1 | 0.00017378 | 8.56e-06 | 0 | 0.00020677 | 0.00011416 | 0.59 | 0.0721 | 0.1236 | 0 | 0 | 0.026235 | 0
3516 | 1 | 0.00017311 | 0 | 0 | 0.00018797 | 0.00011416 | 0.37 | 0.0944 | 0.1481 | 0 | 0 | 0.0013373 | 0.31162
3517 | 1 | 0.00017581 | 0 | 0 | 0.00019032 | 0.00011416 | 0.58 | 0.1102 | 0.1559 | 0 | 0 | 0.054964 | 0
3518 | 1 | 0.00017218 | 0 | 0 | 0.00021382 | 0.00011416 | 0.43 | 0.1169 | 0.1554 | 0 | 0 | 0.23429 | 0
3519 | 1 | 0.00016839 | 0 | 0 | 0.00022322 | 0.00011416 | 0.52 | 0.1208 | 0.1539 | 0 | 0 | 0.29961 | 0
3520 | 1 | 0.00016677 | 0 | 0 | 0.00022322 | 0.00011416 | 0.34 | 0.1195 | 0.1388 | 0 | 0 | 0.18653 | 0.13809
3521 | 1 | 0.00016773 | 0 | 0 | 0.00016448 | 0.00011416 | 0.3 | 0.1109 | 0.1197 | 0 | 0 | 0.054511 | 0.05626
3522 | 1 | 0.0001495 | 1.3762e-05 | 0 | 0.00011748 | 0.00011416 | 0.11 | 0.0993 | 0.1047 | 0 | 0 | 0.0015261 | 0.024057
3523 | 1 | 0.00013724 | 4.0309e-05 | 0 | 8.8113e-05 | 0.00011416 | 0.04 | 0.0819 | 0.0927 | 0 | 0 | 0.0090503 | 0
3524 | 1 | 0.00012594 | 7.4512e-05 | 0 | 5.8742e-05 | 0.00011416 | 0 | 0.0696 | 0.1024 | 0 | 0 | 0.097813 | 0
3525 | 1 | 0.00011904 | 8.8127e-05 | 0 | 3.7595e-05 | 0.00011416 | 0 | 0.0735 | 0.1393 | 0 | 0 | 0.13243 | 0
3526 | 1 | 0.0001162 | 9.1817e-05 | 0 | 2.3497e-05 | 0.00011416 | 0 | 0.1078 | 0.2109 | 0 | 0 | 0.08189 | 0
3527 | 1 | 9.6246e-05 | 9.178e-05 | 0 | 9.3987e-06 | 0.00011416 | 0 | 0.163 | 0.3171 | 0 | 0 | 0.026235 | 0
3528 | 1 | 7.0489e-05 | 9.047e-05 | 0 | 5.8742e-06 | 0.00011416 | 0 | 0.2171 | 0.4065 | 0 | 0 | 0.0013373 | 0
3529 | 1 | 5.3087e-05 | 9.1079e-05 | 0 | 2.3497e-06 | 0.00011416 | 0 | 0.2662 | 0.4591 | 0 | 0 | 0.052888 | 0
3530 | 1 | 4.461e-05 | 9.475e-05 | 0 | 1.1748e-06 | 0.00011416 | 0 | 0.3061 | 0.5219 | 0 | 0 | 0.22628 | 0
3531 | 1 | 4.0681e-05 | 9.7923e-05 | 0 | 1.4098e-05 | 0.00011416 | 0 | 0.3495 | 0.5358 | 0 | 0 | 0.28916 | 0
3532 | 1 | 4.1012e-05 | 9.7739e-05 | 0 | 3.7595e-05 | 0.00011416 | 0 | 0.3837 | 0.5532 | 0 | 0 | 0.18023 | 0
3533 | 1 | 4.635e-05 | 8.7943e-05 | 0 | 9.3987e-05 | 0.00011416 | 0.01 | 0.3907 | 0.5783 | 0 | 0 | 0.052702 | 0
3534 | 1 | 7.3575e-05 | 7.2612e-05 | 0 | 0.0001821 | 0.00011416 | 0.01 | 0.3435 | 0.5066 | 0 | 0 | 0.0015043 | 0
3535 | 1 | 0.00012276 | 5.6175e-05 | 0 | 0.0001586 | 0.00011416 | 0.02 | 0.3678 | 0.5003 | 0 | 0 | 0.0085089 | 0
3536 | 1 | 0.00015896 | 4.4737e-05 | 0 | 0.00014685 | 0.00011416 | 0.04 | 0.399 | 0.5091 | 0 | 0 | 0.0938 | 0
3537 | 1 | 0.00017668 | 3.7136e-05 | 0 | 0.00016448 | 0.00011416 | 0.08 | 0.4149 | 0.5151 | 0 | 0 | 0.12789 | 0.003354
3538 | 1 | 0.00018174 | 2.8798e-05 | 0 | 0.00018797 | 0.00011416 | 0.1 | 0.4238 | 0.5004 | 0 | 0 | 0.079513 | 0
3539 | 1 | 0.00018335 | 2.2285e-05 | 0 | 0.00020677 | 0.00011416 | 0.21 | 0.4193 | 0.4748 | 0 | 0 | 0.025714 | 0.012625
3540 | 1 | 0.00017697 | 1.9039e-05 | 0 | 0.00018797 | 0.00011416 | 0.46 | 0.4063 | 0.4535 | 0 | 0 | 0.0013373 | 0
3541 | 1 | 0.00017381 | 1.7378e-05 | 0 | 0.00019032 | 0.00011416 | 0.32 | 0.3925 | 0.4277 | 0 | 0 | 0.048895 | 0
3542 | 1 | 0.00017027 | 1.9149e-05 | 0 | 0.00021382 | 0.00011416 | 0.09 | 0.3729 | 0.3855 | 0 | 0 | 0.21082 | 0.073131
3543 | 1 | 0.00016645 | 2.33e-05 | 0 | 0.00022322 | 0.00011416 | 0.65 | 0.334 | 0.3294 | 0 | 0 | 0.26898 | 0.25001
3544 | 1 | 0.00016474 | 2.9314e-05 | 0 | 0.00022322 | 0.00011416 | 0.49 | 0.287 | 0.2689 | 0 | 0 | 0.16807 | 0.50429
3545 | 1 | 0.00016415 | 3.6417e-05 | 0 | 0.00016448 | 0.00011416 | 0.23 | 0.2342 | 0.2022 | 0 | 0 | 0.049205 | 0.19824
3546 | 1 | 0.00014874 | 4.6508e-05 | 0 | 0.00011748 | 0.00011416 | 0.11 | 0.17 | 0.1318 | 0 | 0 | 0.0014614 | 0.12129
3547 | 1 | 0.00013792 | 6.4034e-05 | 0 | 8.8113e-05 | 0.00011416 | 0.04 | 0.1041 | 0.0736 | 0 | 0 | 0.0074916 | 0
3548 | 1 | 0.00012522 | 9.6336e-05 | 0 | 5.8742e-05 | 0.00011416 | 0 | 0.0691 | 0.0451 | 0 | 0 | 0.086105 | 0
3549 | 1 | 0.00011436 | 0.00010222 | 0 | 3.7595e-05 | 0.00011416 | 0 | 0.0588 | 0.0437 | 0 | 0 | 0.11912 | 0
3550 | 1 | 0.00011146 | 0.000106 | 0 | 2.3497e-05 | 0.00011416 | 0 | 0.0742 | 0.0739 | 0 | 0 | 0.0749 | 0
3551 | 1 | 9.2679e-05 | 0.000116 | 0 | 9.3987e-06 | 0.00011416 | 0 | 0.1078 | 0.1174 | 0 | 0 | 0.024691 | 0
3552 | 1 | 6.2756e-05 | 0.00012713 | 0 | 5.8742e-06 | 0.00011416 | 0 | 0.146 | 0.16 | 0 | 0 | 0.0013373 | 0
3553 | 1 | 4.4122e-05 | 0.00013353 | 0 | 2.3497e-06 | 0.00011416 | 0 | 0.1826 | 0.1899 | 0 | 0 | 0.046976 | 0
3554 | 1 | 3.597e-05 | 0.00013281 | 0 | 1.1748e-06 | 0.00011416 | 0 | 0.2056 | 0.2019 | 0 | 0 | 0.20336 | 0
3555 | 1 | 3.3029e-05 | 0.00012927 | 0 | 1.4098e-05 | 0.00011416 | 0 | 0.2081 | 0.1964 | 0 | 0 | 0.25925 | 0
3556 | 1 | 3.3035e-05 | 0.00012829 | 0 | 3.7595e-05 | 0.00011416 | 0 | 0.1918 | 0.1805 | 0 | 0 | 0.1622 | 0
3557 | 1 | 3.7204e-05 | 0.00012168 | 0 | 9.3987e-05 | 0.00011416 | 0 | 0.1763 | 0.1739 | 0 | 0 | 0.047516 | 0
3558 | 1 | 6.4215e-05 | 0.00011228 | 0 | 0.0001821 | 0.00011416 | 0.04 | 0.1585 | 0.1728 | 0 | 0 | 0.0014402 | 0
3559 | 1 | 0.00011011 | 9.9583e-05 | 0 | 0.0001586 | 0.00011416 | 0.09 | 0.1648 | 0.2063 | 0 | 0 | 0.0070149 | 0.010374
3560 | 1 | 0.00014632 | 8.2925e-05 | 0 | 0.00014685 | 0.00011416 | 0.22 | 0.2058 | 0.2768 | 0 | 0 | 0.082421 | 0.0086023
3561 | 1 | 0.00016336 | 6.479e-05 | 0 | 0.00016448 | 0.00011416 | 0.3 | 0.2628 | 0.3667 | 0 | 0 | 0.11489 | 0.0066969
3562 | 1 | 0.00016781 | 4.7412e-05 | 0 | 0.00018797 | 0.00011416 | 0.46 | 0.3271 | 0.4615 | 0 | 0 | 0.072661 | 0.16673
3563 | 1 | 0.00017087 | 3.4553e-05 | 0 | 0.00020677 | 0.00011416 | 0.62 | 0.3859 | 0.5387 | 0 | 0 | 0.02419 | 0.020146
3564 | 1 | 0.00016748 | 2.6934e-05 | 0 | 0.00018797 | 0.00011416 | 0.63 | 0.4292 | 0.6018 | 0 | 0 | 0.0013373 | 0.47957
3565 | 1 | 0.0001692 | 2.2212e-05 | 0 | 0.00019032 | 0.00011416 | 0.25 | 0.4769 | 0.6699 | 0 | 0 | 0.041522 | 0
3566 | 1 | 0.00016649 | 1.9684e-05 | 0 | 0.00021382 | 0.00011416 | 0.05 | 0.5313 | 0.7344 | 0 | 0 | 0.18203 | 0
3567 | 1 | 0.00016331 | 2.092e-05 | 0 | 0.00022322 | 0.00011416 | 0.1 | 0.5963 | 0.8037 | 0 | 0 | 0.23148 | 0
3568 | 1 | 0.0001632 | 2.8982e-05 | 0 | 0.00022322 | 0.00011416 | 0.05 | 0.6466 | 0.8556 | 0 | 0 | 0.14542 | 0.005538
3569 | 1 | 0.00016381 | 4.291e-05 | 0 | 0.00016448 | 0.00011416 | 0.04 | 0.6639 | 0.8711 | 0 | 0 | 0.042682 | 0
3570 | 1 | 0.00014959 | 5.7687e-05 | 0 | 0.00011748 | 0.00011416 | 0.03 | 0.6336 | 0.8279 | 0 | 0 | 0.0013779 | 0
3571 | 1 | 0.00013749 | 7.1339e-05 | 0 | 8.8113e-05 | 0.00011416 | 0.01 | 0.5773 | 0.7462 | 0 | 0 | 0.0057069 | 0
3572 | 1 | 0.00012365 | 8.4456e-05 | 0 | 5.8742e-05 | 0.00011416 | 0 | 0.5197 | 0.6806 | 0 | 0 | 0.072001 | 0
3573 | 1 | 0.00010992 | 9.8864e-05 | 0 | 3.7595e-05 | 0.00011416 | 0 | 0.4544 | 0.6229 | 0 | 0 | 0.10281 | 0
3574 | 1 | 0.00010156 | 0.00011346 | 0 | 2.3497e-05 | 0.00011416 | 0 | 0.3948 | 0.5639 | 0 | 0 | 0.066214 | 0
3575 | 1 | 8.3127e-05 | 0.00012633 | 0 | 9.3987e-06 | 0.00011416 | 0 | 0.3542 | 0.5122 | 0 | 0 | 0.022727 | 0
3576 | 1 | 5.8409e-05 | 0.00013659 | 0 | 5.8742e-06 | 0.00011416 | 0 | 0.339 | 0.4687 | 0 | 0 | 0.0013373 | 0
3577 | 1 | 3.8446e-05 | 0.00014393 | 0 | 2.3497e-06 | 0.00011416 | 0 | 0.321 | 0.4409 | 0 | 0 | 0.038131 | 0
3578 | 1 | 2.8028e-05 | 0.00014816 | 0 | 1.1748e-06 | 0.00011416 | 0 | 0.2993 | 0.4512 | 0 | 0 | 0.16868 | 0
3579 | 1 | 2.2414e-05 | 0.00015109 | 0 | 1.4098e-05 | 0.00011416 | 0 | 0.2857 | 0.4645 | 0 | 0 | 0.21411 | 0
3580 | 1 | 1.9591e-05 | 0.00015102 | 0 | 3.7595e-05 | 0.00011416 | 0 | 0.2873 | 0.4859 | 0 | 0 | 0.1349 | 0
3581 | 1 | 1.6297e-05 | 0.00013807 | 0 | 9.3987e-05 | 0.00011416 | 0 | 0.2788 | 0.4927 | 0 | 0 | 0.039648 | 0
3582 | 1 | 2.5729e-05 | 0.0001177 | 0 | 0.0001821 | 0.00011416 | 0.03 | 0.2678 | 0.489 | 0 | 0 | 0.0013373 | 0
3583 | 1 | 4.6249e-05 | 9.6982e-05 | 0 | 0.0001586 | 0.00011416 | 0.16 | 0.3233 | 0.5021 | 0 | 0 | 0.0049321 | 0.15816
3584 | 1 | 7.2056e-05 | 8.1725e-05 | 0 | 0.00014685 | 0.00011416 | 0.02 | 0.3698 | 0.5083 | 0 | 0 | 0.065567 | 0.058077
3585 | 1 | 9.6158e-05 | 7.1819e-05 | 0 | 0.00016448 | 0.00011416 | 0.05 | 0.3913 | 0.4998 | 0 | 0 | 0.09524 | 0.24946
3586 | 1 | 0.00010655 | 6.6377e-05 | 0 | 0.00018797 | 0.00011416 | 0.41 | 0.3965 | 0.4869 | 0 | 0 | 0.062136 | 0.56895
3587 | 1 | 0.00010726 | 6.1211e-05 | 0 | 0.00020677 | 0.00011416 | 0.49 | 0.3898 | 0.4663 | 0 | 0 | 0.021786 | 0.58054
3588 | 1 | 0.00010259 | 5.6857e-05 | 0 | 0.00018797 | 0.00011416 | 0.49 | 0.3734 | 0.4396 | 0 | 0 | 0.0013373 | 0.27001
3589 | 1 | 9.4954e-05 | 5.5013e-05 | 0 | 0.00019032 | 0.00011416 | 0.74 | 0.3455 | 0.3998 | 0 | 0 | 0.03493 | 0.42353
3590 | 1 | 8.6828e-05 | 5.302e-05 | 0 | 0.00021382 | 0.00011416 | 0.69 | 0.3105 | 0.3472 | 0 | 0 | 0.15599 | 0.46839
3591 | 1 | 8.0426e-05 | 4.9367e-05 | 0 | 0.00022322 | 0.00011416 | 0.6 | 0.269 | 0.2912 | 0 | 0 | 0.19764 | 0.10823
3592 | 1 | 8.077e-05 | 4.708e-05 | 0 | 0.00022322 | 0.00011416 | 0.5 | 0.2275 | 0.2393 | 0 | 0 | 0.1249 | 0.37366
3593 | 1 | 8.9045e-05 | 4.933e-05 | 0 | 0.00016448 | 0.00011416 | 0.29 | 0.1931 | 0.2023 | 0 | 0 | 0.036762 | 0.074434
3594 | 1 | 8.9614e-05 | 5.7909e-05 | 0 | 0.00011748 | 0.00011416 | 0.12 | 0.1603 | 0.1686 | 0 | 0 | 0.0012976 | 0.086535
3595 | 1 | 8.3585e-05 | 7.7132e-05 | 0 | 8.8113e-05 | 0.00011416 | 0.04 | 0.1244 | 0.1361 | 0 | 0 | 0.0042308 | 0
3596 | 1 | 7.4589e-05 | 0.00011183 | 0 | 5.8742e-05 | 0.00011416 | 0 | 0.1076 | 0.1302 | 0 | 0 | 0.059529 | 0
3597 | 1 | 6.7821e-05 | 0.00012687 | 0 | 3.7595e-05 | 0.00011416 | 0 | 0.1006 | 0.1396 | 0 | 0 | 0.088053 | 0
3598 | 1 | 7.2831e-05 | 0.00013707 | 0 | 2.3497e-05 | 0.00011416 | 0 | 0.1065 | 0.1691 | 0 | 0 | 0.058228 | 0
3599 | 1 | 5.9645e-05 | 0.00014438 | 0 | 9.3987e-06 | 0.00011416 | 0 | 0.1251 | 0.2145 | 0 | 0 | 0.020871 | 0
3600 | 1 | 4.1133e-05 | 0.00014506 | 0 | 5.8742e-06 | 0.00011416 | 0 | 0.1525 | 0.261 | 0 | 0 | 0.0013373 | 0
3601 | 1 | 2.5542e-05 | 0.00014218 | 0 | 2.3497e-06 | 0.00011416 | 0 | 0.1859 | 0.3135 | 0 | 0 | 0.030472 | 0
3602 | 1 | 1.6014e-05 | 0.00014015 | 0 | 1.1748e-06 | 0.00011416 | 0 | 0.2117 | 0.348 | 0 | 0 | 0.13818 | 0
3603 | 1 | 1.1191e-05 | 0.00014034 | 0 | 1.4098e-05 | 0.00011416 | 0 | 0.2188 | 0.3561 | 0 | 0 | 0.17455 | 0
3604 | 1 | 9.2953e-06 | 0.00014436 | 0 | 3.7595e-05 | 0.00011416 | 0 | 0.2117 | 0.331 | 0 | 0 | 0.11084 | 0
3605 | 1 | 3.9803e-06 | 0.00013607 | 0 | 9.3987e-05 | 0.00011416 | 0.01 | 0.2085 | 0.306 | 0 | 0 | 0.032701 | 0
3606 | 1 | 5.549e-06 | 0.00011704 | 0 | 0.0001821 | 0.00011416 | 0 | 0.2092 | 0.2794 | 0 | 0 | 0.0012395 | 0
3607 | 1 | 1.7713e-05 | 9.4344e-05 | 0 | 0.0001586 | 0.00011416 | 0.02 | 0.2332 | 0.3182 | 0 | 0 | 0.0033087 | 0
3608 | 1 | 3.829e-05 | 6.872e-05 | 0 | 0.00014685 | 0.00011416 | 0.09 | 0.2733 | 0.3869 | 0 | 0 | 0.051184 | 0.010441
3609 | 1 | 5.9341e-05 | 4.5475e-05 | 0 | 0.00016448 | 0.00011416 | 0.19 | 0.3293 | 0.4929 | 0 | 0 | 0.077965 | 0.022219
3610 | 1 | 7.3869e-05 | 2.5053e-05 | 0 | 0.00018797 | 0.00011416 | 0.5 | 0.4324 | 0.6129 | 0 | 0 | 0.052679 | 0.0072206
3611 | 1 | 8.3873e-05 | 8.3386e-06 | 0 | 0.00020677 | 0.00011416 | 0.3 | 0.5667 | 0.7407 | 0 | 0 | 0.019547 | 0.16554
3612 | 1 | 9.3009e-05 | 0 | 0 | 0.00018797 | 0.00011416 | 0.1 | 0.6619 | 0.8158 | 0 | 0 | 0.0013373 | 0
3613 | 1 | 9.3108e-05 | 0 | 0 | 0.00019032 | 0.00011416 | 0.09 | 0.7104 | 0.8502 | 0 | 0 | 0.027722 | 0
3614 | 1 | 9.2085e-05 | 0 | 0 | 0.00021382 | 0.00011416 | 0.09 | 0.7258 | 0.8512 | 0 | 0 | 0.1271 | 0
3615 | 1 | 8.9774e-05 | 0 | 0 | 0.00022322 | 0.00011416 | 0.09 | 0.7081 | 0.8405 | 0 | 0 | 0.1602 | 0.0012034
3616 | 1 | 9.2886e-05 | 0 | 0 | 0.00022322 | 0.00011416 | 0.08 | 0.6741 | 0.8249 | 0 | 0 | 0.10208 | 0
3617 | 1 | 0.00010656 | 0 | 0 | 0.00016448 | 0.00011416 | 0.05 | 0.6296 | 0.7782 | 0 | 0 | 0.030167 | 0
3618 | 1 | 0.00010965 | 3.9295e-06 | 0 | 0.00011748 | 0.00011416 | 0.08 | 0.5697 | 0.679 | 0 | 0 | 0.0012018 | 0
3619 | 1 | 0.00010555 | 1.961e-05 | 0 | 8.8113e-05 | 0.00011416 | 0.01 | 0.4746 | 0.5536 | 0 | 0 | 0.0027751 | 0
3620 | 1 | 9.9981e-05 | 3.9387e-05 | 0 | 5.8742e-05 | 0.00011416 | 0 | 0.3775 | 0.4366 | 0 | 0 | 0.046078 | 0
3621 | 1 | 9.2767e-05 | 5.8278e-05 | 0 | 3.7595e-05 | 0.00011416 | 0 | 0.3025 | 0.36 | 0 | 0 | 0.071687 | 0
3622 | 1 | 8.625e-05 | 7.4033e-05 | 0 | 2.3497e-05 | 0.00011416 | 0 | 0.2726 | 0.3648 | 0 | 0 | 0.049183 | 0
3623 | 1 | 6.3664e-05 | 8.8404e-05 | 0 | 9.3987e-06 | 0.00011416 | 0 | 0.2689 | 0.4383 | 0 | 0 | 0.018696 | 0
3624 | 1 | 4.6616e-05 | 0.00010456 | 0 | 5.8742e-06 | 0.00011416 | 0 | 0.2766 | 0.4801 | 0 | 0 | 0.0013373 | 0
3625 | 1 | 3.2889e-05 | 0.00011835 | 0 | 2.3497e-06 | 0.00011416 | 0 | 0.2702 | 0.4524 | 0 | 0 | 0.026411 | 0
3626 | 1 | 2.6916e-05 | 0.00012786 | 0 | 1.1748e-06 | 0.00011416 | 0 | 0.2564 | 0.4026 | 0 | 0 | 0.12178 | 0
3627 | 1 | 2.4744e-05 | 0.00013515 | 0 | 1.4098e-05 | 0.00011416 | 0 | 0.2194 | 0.3272 | 0 | 0 | 0.15333 | 0
3628 | 1 | 2.6103e-05 | 0.0001389 | 0 | 3.7595e-05 | 0.00011416 | 0 | 0.1738 | 0.25 | 0 | 0 | 0.097883 | 0
3629 | 1 | 3.2095e-05 | 0.00012595 | 0 | 9.3987e-05 | 0.00011416 | 0 | 0.1343 | 0.2045 | 0 | 0 | 0.02895 | 0
3630 | 1 | 6.3012e-05 | 0.00010809 | 0 | 0.0001821 | 0.00011416 | 0.04 | 0.1099 | 0.1826 | 0 | 0 | 0.0011832 | 0
3631 | 1 | 0.0001089 | 9.3625e-05 | 0 | 0.0001586 | 0.00011416 | 0.11 | 0.1016 | 0.162 | 0 | 0 | 0.0025314 | 0.017283
3632 | 1 | 0.00014455 | 7.9198e-05 | 0 | 0.00014685 | 0.00011416 | 0.12 | 0.1143 | 0.1803 | 0 | 0 | 0.043658 | 0.1069
3633 | 1 | 0.00015845 | 6.7963e-05 | 0 | 0.00016448 | 0.00011416 | 0.27 | 0.1348 | 0.2138 | 0 | 0 | 0.068679 | 0.087527
3634 | 1 | 0.00016227 | 6.0362e-05 | 0 | 0.00018797 | 0.00011416 | 0.47 | 0.1491 | 0.241 | 0 | 0 | 0.047495 | 0.038409
3635 | 1 | 0.00016433 | 5.1378e-05 | 0 | 0.00020677 | 0.00011416 | 0.38 | 0.1539 | 0.2583 | 0 | 0 | 0.01828 | 0.27035
3636 | 1 | 0.00016143 | 3.5291e-05 | 0 | 0.00018797 | 0.00011416 | 0.26 | 0.1524 | 0.2723 | 0 | 0 | 0.0013373 | 0.038253
3637 | 1 | 0.00016444 | 1.7415e-05 | 0 | 0.00019032 | 0.00011416 | 0.77 | 0.1531 | 0.2899 | 0 | 0 | 0.023914 | 0.34039
3638 | 1 | 0.0001603 | 6.4753e-06 | 0 | 0.00021382 | 0.00011416 | 0.65 | 0.1592 | 0.3194 | 0 | 0 | 0.11161 | 0.068807
3639 | 1 | 0.00015796 | 3.0808e-06 | 0 | 0.00022322 | 0.00011416 | 0.47 | 0.1637 | 0.3211 | 0 | 0 | 0.14018 | 0.087438
3640 | 1 | 0.00015788 | 9.7406e-06 | 0 | 0.00022322 | 0.00011416 | 0.38 | 0.1585 | 0.3254 | 0 | 0 | 0.089831 | 0.14091
3641 | 1 | 0.00015837 | 2.4942e-05 | 0 | 0.00016448 | 0.00011416 | 0.27 | 0.1386 | 0.316 | 0 | 0 | 0.026617 | 0.025941
3642 | 1 | 0.00014346 | 4.4571e-05 | 0 | 0.00011748 | 0.00011416 | 0.1 | 0.107 | 0.2835 | 0 | 0 | 0.0011466 | 0.10568
3643 | 1 | 0.0001342 | 6.3646e-05 | 0 | 8.8113e-05 | 0.00011416 | 0.03 | 0.0817 | 0.2548 | 0 | 0 | 0.0020875 | 0
3644 | 1 | 0.00012199 | 8.2297e-05 | 0 | 5.8742e-05 | 0.00011416 | 0 | 0.0832 | 0.2536 | 0 | 0 | 0.039075 | 0
3645 | 1 | 0.00011449 | 9.4879e-05 | 0 | 3.7595e-05 | 0.00011416 | 0 | 0.1262 | 0.2828 | 0 | 0 | 0.062917 | 0
3646 | 1 | 0.00010963 | 9.392e-05 | 0 | 2.3497e-05 | 0.00011416 | 0 | 0.2272 | 0.4232 | 0 | 0 | 0.044234 | 0
3647 | 1 | 8.8956e-05 | 9.2462e-05 | 0 | 9.3987e-06 | 0.00011416 | 0 | 0.3745 | 0.6222 | 0 | 0 | 0.017467 | 0
3648 | 1 | 6.1057e-05 | 9.4067e-05 | 0 | 5.8742e-06 | 0.00011416 | 0 | 0.5032 | 0.7554 | 0 | 0 | 0.0013373 | 0
3649 | 1 | 4.5276e-05 | 9.3551e-05 | 0 | 2.3497e-06 | 0.00011416 | 0 | 0.5919 | 0.8322 | 0 | 0 | 0.023914 | 0
3650 | 1 | 3.7509e-05 | 9.4547e-05 | 0 | 1.1748e-06 | 0.00011416 | 0 | 0.6599 | 0.8826 | 0 | 0 | 0.11161 | 0
3651 | 1 | 3.4051e-05 | 9.4695e-05 | 0 | 1.4098e-05 | 0.00011416 | 0 | 0.717 | 0.9122 | 0 | 0 | 0.14018 | 0
3652 | 1 | 3.456e-05 | 9.5562e-05 | 0 | 3.7595e-05 | 0.00011416 | 0 | 0.7369 | 0.9242 | 0 | 0 | 0.089831 | 0
3653 | 1 | 3.8743e-05 | 9.4326e-05 | 0 | 9.3987e-05 | 0.00011416 | 0 | 0.7579 | 0.9316 | 0 | 0 | 0.026617 | 0
3654 | 1 | 6.8197e-05 | 8.6208e-05 | 0 | 0.0001821 | 0.00011416 | 0 | 0.7862 | 0.9371 | 0 | 0 | 0.0011466 | 0
3655 | 1 | 0.00011815 | 7.3479e-05 | 0 | 0.0001586 | 0.00011416 | 0.02 | 0.8257 | 0.9439 | 0 | 0 | 0.0020875 | 0
3656 | 1 | 0.00015539 | 5.8573e-05 | 0 | 0.00014685 | 0.00011416 | 0.06 | 0.8499 | 0.9506 | 0 | 0 | 0.039075 | 0
3657 | 1 | 0.00017458 | 4.5604e-05 | 0 | 0.00016448 | 0.00011416 | 0.15 | 0.8651 | 0.9571 | 0 | 0 | 0.062917 | 0
3658 | 1 | 0.00018213 | 3.1122e-05 | 0 | 0.00018797 | 0.00011416 | 0.13 | 0.8789 | 0.9611 | 0 | 0 | 0.044234 | 0
3659 | 1 | 0.00018813 | 1.1198e-05 | 0 | 0.00020677 | 0.00011416 | 0.04 | 0.8857 | 0.9629 | 0 | 0 | 0.017467 | 0
3660 | 1 | 0.00018547 | 0 | 0 | 0.00018797 | 0.00011416 | 0.09 | 0.8965 | 0.9681 | 0 | 0 | 0.0013373 | 0
3661 | 1 | 0.0001857 | 0 | 0 | 0.00019032 | 0.00011416 | 0.09 | 0.9126 | 0.9759 | 0 | 0 | 0.025142 | 0
3662 | 1 | 0.00018391 | 0 | 0 | 0.00021382 | 0.00011416 | 0.11 | 0.9227 | 0.9803 | 0 | 0 | 0.11662 | 0
3663 | 1 | 0.00018195 | 0 | 0 | 0.00022322 | 0.00011416 | 0.06 | 0.9237 | 0.9816 | 0 | 0 | 0.14666 | 0
3664 | 1 | 0.00018176 | 0 | 0 | 0.00022322 | 0.00011416 | 0.08 | 0.9213 | 0.9824 | 0 | 0 | 0.0938 | 0
3665 | 1 | 0.00018106 | 0 | 0 | 0.00016448 | 0.00011416 | 0.05 | 0.9159 | 0.9823 | 0 | 0 | 0.027767 | 0
3666 | 1 | 0.00016281 | 0 | 0 | 0.00011748 | 0.00011416 | 0.05 | 0.9049 | 0.9804 | 0 | 0 | 0.0011648 | 0
3667 | 1 | 0.00015019 | 0 | 0 | 8.8113e-05 | 0.00011416 | 0.01 | 0.8864 | 0.9728 | 0 | 0 | 0.0023023 | 0
3668 | 1 | 0.0001381 | 0 | 0 | 5.8742e-05 | 0.00011416 | 0 | 0.8628 | 0.9595 | 0 | 0 | 0.041324 | 0
3669 | 1 | 0.00012699 | 0 | 0 | 3.7595e-05 | 0.00011416 | 0 | 0.8365 | 0.9399 | 0 | 0 | 0.065756 | 0
3670 | 1 | 0.00011766 | 1.0958e-05 | 0 | 2.3497e-05 | 0.00011416 | 0 | 0.7963 | 0.9045 | 0 | 0 | 0.045845 | 0
3671 | 1 | 9.6838e-05 | 2.2968e-05 | 0 | 9.3987e-06 | 0.00011416 | 0 | 0.745 | 0.861 | 0 | 0 | 0.017871 | 0
3672 | 1 | 7.4586e-05 | 3.3908e-05 | 0 | 5.8742e-06 | 0.00011416 | 0 | 0.6865 | 0.8076 | 0 | 0 | 0.0013373 | 0
3673 | 1 | 5.6335e-05 | 4.3648e-05 | 0 | 2.3497e-06 | 0.00011416 | 0 | 0.6241 | 0.7701 | 0 | 0 | 0.026411 | 0
3674 | 1 | 4.6637e-05 | 5.2633e-05 | 0 | 1.1748e-06 | 0.00011416 | 0 | 0.5705 | 0.7342 | 0 | 0 | 0.12178 | 0
3675 | 1 | 4.2559e-05 | 6.1266e-05 | 0 | 1.4098e-05 | 0.00011416 | 0 | 0.5309 | 0.6984 | 0 | 0 | 0.15333 | 0
3676 | 1 | 4.1203e-05 | 7.1819e-05 | 0 | 3.7595e-05 | 0.00011416 | 0 | 0.4591 | 0.6509 | 0 | 0 | 0.097883 | 0
3677 | 1 | 4.3181e-05 | 7.169e-05 | 0 | 9.3987e-05 | 0.00011416 | 0.01 | 0.412 | 0.6195 | 0 | 0 | 0.02895 | 0
3678 | 1 | 7.0955e-05 | 5.837e-05 | 0 | 0.0001821 | 0.00011416 | 0.04 | 0.4168 | 0.5991 | 0 | 0 | 0.0011832 | 0
3679 | 1 | 0.00012014 | 4.125e-05 | 0 | 0.0001586 | 0.00011416 | 0.16 | 0.4871 | 0.6016 | 0 | 0 | 0.0025314 | 0.0012703
3680 | 1 | 0.00015611 | 2.6196e-05 | 0 | 0.00014685 | 0.00011416 | 0.29 | 0.4937 | 0.577 | 0 | 0 | 0.043658 | 0
3681 | 1 | 0.00017197 | 1.4187e-05 | 0 | 0.00016448 | 0.00011416 | 0.2 | 0.4812 | 0.5417 | 0 | 0 | 0.068679 | 0.030877
3682 | 1 | 0.00017543 | 5.2208e-06 | 0 | 0.00018797 | 0.00011416 | 0.24 | 0.4528 | 0.4913 | 0 | 0 | 0.047495 | 0.013149
3683 | 1 | 0.00017654 | 0 | 0 | 0.00020677 | 0.00011416 | 0.46 | 0.4065 | 0.4144 | 0 | 0 | 0.01828 | 0.051135
3684 | 1 | 0.00017297 | 0 | 0 | 0.00018797 | 0.00011416 | 0.37 | 0.3542 | 0.3409 | 0 | 0 | 0.0013373 | 0.28208
3685 | 1 | 0.00017454 | 0 | 0 | 0.00019032 | 0.00011416 | 0.28 | 0.3022 | 0.2785 | 0 | 0 | 0.029075 | 0.020336
3686 | 1 | 0.00016965 | 0 | 0 | 0.00021382 | 0.00011416 | 0.43 | 0.2513 | 0.2221 | 0 | 0 | 0.13256 | 0
3687 | 1 | 0.00016552 | 0 | 0 | 0.00022322 | 0.00011416 | 0.2 | 0.2065 | 0.1741 | 0 | 0 | 0.16727 | 0.18502
3688 | 1 | 0.00016383 | 0 | 0 | 0.00022322 | 0.00011416 | 0.22 | 0.1684 | 0.1336 | 0 | 0 | 0.1064 | 0.12942
3689 | 1 | 0.00016429 | 0 | 0 | 0.00016448 | 0.00011416 | 0.23 | 0.1309 | 0.0959 | 0 | 0 | 0.031417 | 0.19474
3690 | 1 | 0.000147 | 8.56e-06 | 0 | 0.00011748 | 0.00011416 | 0.11 | 0.0933 | 0.0584 | 0 | 0 | 0.0012206 | 0.098046
3691 | 1 | 0.000135 | 2.5274e-05 | 0 | 8.8113e-05 | 0.00011416 | 0.04 | 0.062 | 0.0298 | 0 | 0 | 0.0030341 | 0
3692 | 1 | 0.00012154 | 5.9551e-05 | 0 | 5.8742e-05 | 0.00011416 | 0.01 | 0.0439 | 0.0154 | 0 | 0 | 0.048587 | 0
3693 | 1 | 0.00011068 | 7.7427e-05 | 0 | 3.7595e-05 | 0.00011416 | 0 | 0.0304 | 0.0067 | 0 | 0 | 0.074782 | 0
3694 | 1 | 0.00010985 | 8.571e-05 | 0 | 2.3497e-05 | 0.00011416 | 0 | 0.0214 | 0.0035 | 0 | 0 | 0.050911 | 0
3695 | 1 | 9.392e-05 | 9.2296e-05 | 0 | 9.3987e-06 | 0.00011416 | 0 | 0.0153 | 0.0052 | 0 | 0 | 0.019119 | 0
3696 | 1 | 6.807e-05 | 0.00010294 | 0 | 5.8742e-06 | 0.00011416 | 0 | 0.0124 | 0.0112 | 0 | 0 | 0.0013373 | 0
3697 | 1 | 4.9571e-05 | 0.00011606 | 0 | 2.3497e-06 | 0.00011416 | 0 | 0.0157 | 0.0215 | 0 | 0 | 0.033399 | 0
3698 | 1 | 4.0323e-05 | 0.00012888 | 0 | 1.1748e-06 | 0.00011416 | 0 | 0.0249 | 0.0366 | 0 | 0 | 0.1499 | 0
3699 | 1 | 3.5896e-05 | 0.00014015 | 0 | 1.4098e-05 | 0.00011416 | 0 | 0.0349 | 0.0517 | 0 | 0 | 0.18973 | 0
3700 | 1 | 3.4815e-05 | 0.00014688 | 0 | 3.7595e-05 | 0.00011416 | 0 | 0.0394 | 0.0618 | 0 | 0 | 0.12009 | 0
3701 | 1 | 3.9687e-05 | 0.00012386 | 0 | 9.3987e-05 | 0.00011416 | 0.01 | 0.041 | 0.0701 | 0 | 0 | 0.035373 | 0
3702 | 1 | 7.0183e-05 | 8.8846e-05 | 0 | 0.0001821 | 0.00011416 | 0.04 | 0.0254 | 0.0595 | 0 | 0 | 0.0012781 | 0
3703 | 1 | 0.00011861 | 5.2688e-05 | 0 | 0.0001586 | 0.00011416 | 0.16 | 0.0152 | 0.0396 | 0 | 0 | 0.0039066 | 0.15739
3704 | 1 | 0.00015539 | 1.1715e-05 | 0 | 0.00014685 | 0.00011416 | 0.36 | 0.0181 | 0.0331 | 0 | 0 | 0.056654 | 0.36011
3705 | 1 | 0.00016921 | 0 | 0 | 0.00016448 | 0.00011416 | 0.54 | 0.017 | 0.0287 | 0 | 0 | 0.084599 | 0.56885
3706 | 1 | 0.00017085 | 0 | 0 | 0.00018797 | 0.00011416 | 0.67 | 0.0188 | 0.0305 | 0 | 0 | 0.056337 | 0.75164
3707 | 1 | 0.0001701 | 0 | 0 | 0.00020677 | 0.00011416 | 0.76 | 0.0228 | 0.0367 | 0 | 0 | 0.020423 | 0.80926
3708 | 1 | 0.0001652 | 0 | 0 | 0.00018797 | 0.00011416 | 0.77 | 0.0282 | 0.0458 | 0 | 0 | 0.0013373 | 0.83984
3709 | 1 | 0.00016651 | 0 | 0 | 0.00019032 | 0.00011416 | 0.79 | 0.0346 | 0.0569 | 0 | 0 | 0.039802 | 0.94519
3710 | 1 | 0.00016479 | 0 | 0 | 0.00021382 | 0.00011416 | 0.74 | 0.0426 | 0.0741 | 0 | 0 | 0.17527 | 0.83785
3711 | 1 | 0.00016422 | 0 | 0 | 0.00022322 | 0.00011416 | 0.63 | 0.0545 | 0.0989 | 0 | 0 | 0.22268 | 0.64116
3712 | 1 | 0.00016505 | 0 | 0 | 0.00022322 | 0.00011416 | 0.48 | 0.0701 | 0.1238 | 0 | 0 | 0.14009 | 0.53871
3713 | 1 | 0.00016542 | 0 | 0 | 0.00016448 | 0.00011416 | 0.3 | 0.0851 | 0.1484 | 0 | 0 | 0.041147 | 0.32251
3714 | 1 | 0.00015277 | 0 | 0 | 0.00011748 | 0.00011416 | 0.11 | 0.0999 | 0.1815 | 0 | 0 | 0.0013575 | 0.12957
3715 | 1 | 0.00014539 | 0 | 0 | 8.8113e-05 | 0.00011416 | 0.04 | 0.1506 | 0.2645 | 0 | 0 | 0.0053101 | 0
3716 | 1 | 0.00013648 | 0 | 0 | 5.8742e-05 | 0.00011416 | 0.01 | 0.2457 | 0.3842 | 0 | 0 | 0.068734 | 0
3717 | 1 | 0.0001231 | 6.3831e-06 | 0 | 3.7595e-05 | 0.00011416 | 0 | 0.3046 | 0.4462 | 0 | 0 | 0.098975 | 0
3718 | 1 | 0.00012099 | 1.4685e-05 | 0 | 2.3497e-05 | 0.00011416 | 0 | 0.3044 | 0.4389 | 0 | 0 | 0.064153 | 0
3719 | 1 | 0.00010442 | 2.6584e-05 | 0 | 9.3987e-06 | 0.00011416 | 0 | 0.2882 | 0.4195 | 0 | 0 | 0.022253 | 0
3720 | 1 | 7.9066e-05 | 4.0752e-05 | 0 | 5.8742e-06 | 0.00011416 | 0 | 0.2708 | 0.3953 | 0 | 0 | 0.0013373 | 0
3721 | 1 | 6.0316e-05 | 5.2171e-05 | 0 | 2.3497e-06 | 0.00011416 | 0 | 0.2544 | 0.3705 | 0 | 0 | 0.046976 | 0
3722 | 1 | 4.9728e-05 | 6.1672e-05 | 0 | 1.1748e-06 | 0.00011416 | 0 | 0.2422 | 0.3483 | 0 | 0 | 0.20336 | 0
3723 | 1 | 4.5637e-05 | 6.6616e-05 | 0 | 1.4098e-05 | 0.00011416 | 0 | 0.2376 | 0.3214 | 0 | 0 | 0.25925 | 0
3724 | 1 | 4.4892e-05 | 6.8074e-05 | 0 | 3.7595e-05 | 0.00011416 | 0 | 0.2299 | 0.298 | 0 | 0 | 0.1622 | 0
3725 | 1 | 4.8066e-05 | 5.0751e-05 | 0 | 9.3987e-05 | 0.00011416 | 0.01 | 0.194 | 0.2599 | 0 | 0 | 0.047516 | 0
3726 | 1 | 7.5383e-05 | 2.7801e-05 | 0 | 0.0001821 | 0.00011416 | 0.04 | 0.1335 | 0.2012 | 0 | 0 | 0.0014402 | 0
3727 | 1 | 0.00012224 | 0 | 0 | 0.0001586 | 0.00011416 | 0.15 | 0.108 | 0.172 | 0 | 0 | 0.0070149 | 0.13914
3728 | 1 | 0.00015815 | 0 | 0 | 0.00014685 | 0.00011416 | 0.34 | 0.1112 | 0.1728 | 0 | 0 | 0.082421 | 0.33576
3729 | 1 | 0.00017646 | 0 | 0 | 0.00016448 | 0.00011416 | 0.52 | 0.1156 | 0.1659 | 0 | 0 | 0.11489 | 0.53031
3730 | 1 | 0.00016394 | 0 | 0.0025196 | 0.00018797 | 0.00011416 | 0.64 | 0.1145 | 0.1415 | 0 | 0 | 0.072661 | 0.70028
3731 | 1 | 0.00014916 | 0 | 0.0051685 | 0.00020677 | 0.00011416 | 0.73 | 0.1201 | 0.1619 | 0 | 0 | 0.02419 | 0.83781
3732 | 1 | 0.0001336 | 0 | 0.006753 | 0.00018797 | 0.00011416 | 0.76 | 0.1218 | 0.1933 | 0 | 0 | 0.0013373 | 0.95133
3733 | 1 | 0.00012915 | 0 | 0.0076578 | 0.00019032 | 0.00011416 | 0.76 | 0.1237 | 0.229 | 0 | 0 | 0.054964 | 0.91342
3734 | 1 | 0.00012677 | 0 | 0.0079193 | 0.00021382 | 0.00011416 | 0.71 | 0.1282 | 0.2449 | 0 | 0 | 0.23429 | 0.82421
3735 | 1 | 0.00012571 | 0 | 0.0075133 | 0.00022322 | 0.00011416 | 0.6 | 0.131 | 0.2508 | 0 | 0 | 0.29961 | 0.70208
3736 | 1 | 0.00013077 | 0 | 0.0065295 | 0.00022322 | 0.00011416 | 0.47 | 0.1399 | 0.254 | 0 | 0 | 0.18653 | 0.51164
3737 | 1 | 0.00014238 | 0 | 0.0049237 | 0.00016448 | 0.00011416 | 0.09 | 0.1506 | 0.2578 | 0 | 0 | 0.054511 | 0.15274
3738 | 1 | 0.00014951 | 0 | 0.0024162 | 0.00011748 | 0.00011416 | 0.05 | 0.1588 | 0.3047 | 0 | 0 | 0.0015261 | 0
3739 | 1 | 0.00015545 | 0 | 0 | 8.8113e-05 | 0.00011416 | 0 | 0.1645 | 0.3172 | 0 | 0 | 0.0090503 | 0
3740 | 1 | 0.00014506 | 0 | 0 | 5.8742e-05 | 0.00011416 | 0 | 0.1867 | 0.3077 | 0 | 0 | 0.097813 | 0
3741 | 1 | 0.00013078 | 0 | 0 | 3.7595e-05 | 0.00011416 | 0 | 0.2043 | 0.301 | 0 | 0 | 0.13243 | 0
3742 | 1 | 0.00012137 | 0 | 0 | 2.3497e-05 | 0.00011416 | 0 | 0.2178 | 0.3629 | 0 | 0 | 0.08189 | 0
3743 | 1 | 0.00010482 | 0 | 0 | 9.3987e-06 | 0.00011416 | 0 | 0.2249 | 0.378 | 0 | 0 | 0.026235 | 0
3744 | 1 | 8.0045e-05 | 8.9105e-06 | 0 | 5.8742e-06 | 0.00011416 | 0 | 0.2582 | 0.4024 | 0 | 0 | 0.0013373 | 0
3745 | 1 | 6.1279e-05 | 1.7858e-05 | 0 | 2.3497e-06 | 0.00011416 | 0 | 0.2343 | 0.3823 | 0 | 0 | 0.06381 | 0
3746 | 1 | 5.0428e-05 | 2.2857e-05 | 0 | 1.1748e-06 | 0.00011416 | 0 | 0.2241 | 0.3637 | 0 | 0 | 0.26822 | 0
3747 | 1 | 4.4077e-05 | 2.758e-05 | 0 | 1.4098e-05 | 0.00011416 | 0 | 0.2233 | 0.3735 | 0 | 0 | 0.34396 | 0
3748 | 1 | 4.0625e-05 | 3.3317e-05 | 0 | 3.7595e-05 | 0.00011416 | 0 | 0.2182 | 0.365 | 0 | 0 | 0.21317 | 0
3749 | 1 | 3.4554e-05 | 3.5697e-05 | 0 | 9.3987e-05 | 0.00011416 | 0 | 0.2169 | 0.343 | 0 | 0 | 0.062162 | 0
3750 | 1 | 4.0149e-05 | 3.2635e-05 | 0 | 0.0001821 | 0.00011416 | 0.05 | 0.2139 | 0.3272 | 0 | 0 | 0.0016155 | 0
3751 | 1 | 5.8276e-05 | 2.402e-05 | 0 | 0.0001586 | 0.00011416 | 0.16 | 0.2262 | 0.3084 | 0 | 0 | 0.011446 | 0.10221
3752 | 1 | 8.2206e-05 | 1.1383e-05 | 0 | 0.00014685 | 0.00011416 | 0.36 | 0.2283 | 0.2976 | 0 | 0 | 0.11501 | 0.21361
3753 | 1 | 0.0001032 | 0 | 0 | 0.00016448 | 0.00011416 | 0.54 | 0.2334 | 0.2951 | 0 | 0 | 0.15168 | 0.54896
3754 | 1 | 0.00010995 | 0 | 0 | 0.00018797 | 0.00011416 | 0.68 | 0.251 | 0.3228 | 0 | 0 | 0.091868 | 0.71217
3755 | 1 | 0.00010768 | 0 | 0 | 0.00020677 | 0.00011416 | 0.73 | 0.2657 | 0.3506 | 0 | 0 | 0.028393 | 0.69753
3756 | 1 | 0.00010222 | 0 | 0 | 0.00018797 | 0.00011416 | 0.81 | 0.2672 | 0.3652 | 0 | 0 | 0.0013373 | 0.93482
3757 | 1 | 9.4347e-05 | 0 | 0 | 0.00019032 | 0.00011416 | 0.81 | 0.2708 | 0.3919 | 0 | 0 | 0.073557 | 0.91346
3758 | 1 | 8.8627e-05 | 0 | 0 | 0.00021382 | 0.00011416 | 0.76 | 0.2708 | 0.3926 | 0 | 0 | 0.30527 | 0.80944
3759 | 1 | 8.387e-05 | 0 | 0 | 0.00022322 | 0.00011416 | 0.64 | 0.2452 | 0.3834 | 0 | 0 | 0.39249 | 0.69041
3760 | 1 | 8.5416e-05 | 0 | 0 | 0.00022322 | 0.00011416 | 0.5 | 0.2327 | 0.3832 | 0 | 0 | 0.24223 | 0.53165
3761 | 1 | 9.2159e-05 | 0 | 0 | 0.00016448 | 0.00011416 | 0.32 | 0.2184 | 0.3713 | 0 | 0 | 0.070496 | 0.32529
3762 | 1 | 9.4679e-05 | 0 | 0 | 0.00011748 | 0.00011416 | 0.12 | 0.1962 | 0.3404 | 0 | 0 | 0.0017082 | 0.13199
3763 | 1 | 9.1143e-05 | 1.6124e-05 | 0 | 8.8113e-05 | 0.00011416 | 0.03 | 0.1542 | 0.294 | 0 | 0 | 0.01423 | 0
3764 | 1 | 8.4546e-05 | 5.4994e-05 | 0 | 5.8742e-05 | 0.00011416 | 0.01 | 0.1425 | 0.299 | 0 | 0 | 0.13412 | 0
3765 | 1 | 7.5587e-05 | 7.6486e-05 | 0 | 3.7595e-05 | 0.00011416 | 0 | 0.16 | 0.3136 | 0 | 0 | 0.17269 | 0
3766 | 1 | 7.7616e-05 | 8.464e-05 | 0 | 2.3497e-05 | 0.00011416 | 0 | 0.1893 | 0.3174 | 0 | 0 | 0.10263 | 0
3767 | 1 | 6.7562e-05 | 9.1448e-05 | 0 | 9.3987e-06 | 0.00011416 | 0 | 0.2126 | 0.3061 | 0 | 0 | 0.030666 | 0
3768 | 1 | 4.4591e-05 | 9.8458e-05 | 0 | 5.8742e-06 | 0.00011416 | 0 | 0.2196 | 0.2812 | 0 | 0 | 0.0013373 | 0
3769 | 1 | 2.87e-05 | 0.00010722 | 0 | 2.3497e-06 | 0.00011416 | 0 | 0.1955 | 0.2359 | 0 | 0 | 0.078782 | 0
3770 | 1 | 1.879e-05 | 0.00011582 | 0 | 1.1748e-06 | 0.00011416 | 0 | 0.1572 | 0.1879 | 0 | 0 | 0.32501 | 0
3771 | 1 | 1.3569e-05 | 0.00012211 | 0 | 1.4098e-05 | 0.00011416 | 0 | 0.1416 | 0.176 | 0 | 0 | 0.41838 | 0
3772 | 1 | 1.0407e-05 | 0.00012429 | 0 | 3.7595e-05 | 0.00011416 | 0 | 0.1267 | 0.1577 | 0 | 0 | 0.25771 | 0
3773 | 1 | 4.7343e-06 | 9.5672e-05 | 0 | 9.3987e-05 | 0.00011416 | 0.01 | 0.0984 | 0.1379 | 0 | 0 | 0.074929 | 0
3774 | 1 | 8.3665e-06 | 5.6249e-05 | 0 | 0.0001821 | 0.00011416 | 0.04 | 0.0739 | 0.1167 | 0 | 0 | 0.0017558 | 0
3775 | 1 | 1.9591e-05 | 2.3669e-05 | 0 | 0.0001586 | 0.00011416 | 0.15 | 0.0805 | 0.1099 | 0 | 0 | 0.015778 | 0.15742
3776 | 1 | 3.7336e-05 | 1.1069e-07 | 0 | 0.00014685 | 0.00011416 | 0.35 | 0.0863 | 0.1079 | 0 | 0 | 0.14442 | 0.35916
3777 | 1 | 5.2784e-05 | 0 | 0 | 0.00016448 | 0.00011416 | 0.53 | 0.0924 | 0.1189 | 0 | 0 | 0.1839 | 0.55774
3778 | 1 | 6.1443e-05 | 0 | 0 | 0.00018797 | 0.00011416 | 0.65 | 0.1056 | 0.1364 | 0 | 0 | 0.10831 | 0.45582
3779 | 1 | 6.7057e-05 | 0 | 0 | 0.00020677 | 0.00011416 | 0.69 | 0.1133 | 0.1453 | 0 | 0 | 0.031847 | 0.44867
3780 | 1 | 6.9448e-05 | 0 | 0 | 0.00018797 | 0.00011416 | 0.66 | 0.1199 | 0.1583 | 0 | 0 | 0.0013373 | 0.68093
3781 | 1 | 6.5104e-05 | 0 | 0 | 0.00019032 | 0.00011416 | 0.71 | 0.133 | 0.1727 | 0 | 0 | 0.087075 | 0.56229
3782 | 1 | 5.9175e-05 | 0 | 0 | 0.00021382 | 0.00011416 | 0.73 | 0.1469 | 0.1791 | 0 | 0 | 0.3562 | 0.55052
3783 | 1 | 5.5902e-05 | 0 | 0 | 0.00022322 | 0.00011416 | 0.64 | 0.1562 | 0.1801 | 0 | 0 | 0.4593 | 0.58627
3784 | 1 | 5.9619e-05 | 0 | 0 | 0.00022322 | 0.00011416 | 0.5 | 0.1624 | 0.1806 | 0 | 0 | 0.28213 | 0.54185
3785 | 1 | 7.3947e-05 | 0 | 0 | 0.00016448 | 0.00011416 | 0.32 | 0.1649 | 0.1783 | 0 | 0 | 0.081921 | 0.33134
3786 | 1 | 7.9861e-05 | 1.6031e-05 | 0 | 0.00011748 | 0.00011416 | 0.12 | 0.1648 | 0.1746 | 0 | 0 | 0.001829 | 0.12623
3787 | 1 | 8.001e-05 | 3.9701e-05 | 0 | 8.8113e-05 | 0.00011416 | 0.03 | 0.163 | 0.1735 | 0 | 0 | 0.018303 | 0
3788 | 1 | 7.58e-05 | 7.2188e-05 | 0 | 5.8742e-05 | 0.00011416 | 0.01 | 0.1731 | 0.1795 | 0 | 0 | 0.16083 | 0
3789 | 1 | 6.7782e-05 | 9.5525e-05 | 0 | 3.7595e-05 | 0.00011416 | 0 | 0.1897 | 0.1883 | 0 | 0 | 0.20159 | 0
3790 | 1 | 7.2431e-05 | 0.00010702 | 0 | 2.3497e-05 | 0.00011416 | 0 | 0.1965 | 0.2028 | 0 | 0 | 0.11721 | 0
3791 | 1 | 5.7857e-05 | 0.00011595 | 0 | 9.3987e-06 | 0.00011416 | 0 | 0.213 | 0.2398 | 0 | 0 | 0.033674 | 0
3792 | 1 | 4.0542e-05 | 0.00012353 | 0 | 5.8742e-06 | 0.00011416 | 0 | 0.2327 | 0.2919 | 0 | 0 | 0.0013373 | 0
3793 | 1 | 2.7584e-05 | 0.00013209 | 0 | 2.3497e-06 | 0.00011416 | 0 | 0.2348 | 0.3265 | 0 | 0 | 0.092915 | 0
3794 | 1 | 2.0964e-05 | 0.00014083 | 0 | 1.1748e-06 | 0.00011416 | 0 | 0.215 | 0.3212 | 0 | 0 | 0.37805 | 0
3795 | 1 | 1.8441e-05 | 0.00014764 | 0 | 1.4098e-05 | 0.00011416 | 0 | 0.1891 | 0.2927 | 0 | 0 | 0.48802 | 0
3796 | 1 | 1.9859e-05 | 0.00014533 | 0 | 3.7595e-05 | 0.00011416 | 0 | 0.1589 | 0.247 | 0 | 0 | 0.29924 | 0
3797 | 1 | 2.6097e-05 | 0.00011877 | 0 | 9.3987e-05 | 0.00011416 | 0.01 | 0.1258 | 0.2029 | 0 | 0 | 0.086816 | 0
3798 | 1 | 5.7918e-05 | 9.0175e-05 | 0 | 0.0001821 | 0.00011416 | 0.04 | 0.111 | 0.177 | 0 | 0 | 0.0018789 | 0
3799 | 1 | 0.00010438 | 6.5583e-05 | 0 | 0.0001586 | 0.00011416 | 0.16 | 0.1302 | 0.1751 | 0 | 0 | 0.020128 | 0.071571
3800 | 1 | 0.00014071 | 4.5788e-05 | 0 | 0.00014685 | 0.00011416 | 0.34 | 0.1423 | 0.1829 | 0 | 0 | 0.17244 | 0.22277
3801 | 1 | 0.00015599 | 2.6916e-05 | 0 | 0.00016448 | 0.00011416 | 0.53 | 0.1575 | 0.2058 | 0 | 0 | 0.214 | 0.24998
3802 | 1 | 0.0001597 | 9.4455e-06 | 0 | 0.00018797 | 0.00011416 | 0.62 | 0.1786 | 0.2458 | 0 | 0 | 0.12342 | 0.12326
3803 | 1 | 0.00016337 | 0 | 0 | 0.00020677 | 0.00011416 | 0.61 | 0.2027 | 0.2944 | 0 | 0 | 0.03493 | 0.12996
3804 | 1 | 0.00015941 | 0 | 0 | 0.00018797 | 0.00011416 | 0.51 | 0.2247 | 0.3376 | 0 | 0 | 0.0013373 | 0.24983
3805 | 1 | 0.00016125 | 0 | 0 | 0.00019032 | 0.00011416 | 0.39 | 0.2465 | 0.3692 | 0 | 0 | 0.092915 | 0.53764
3806 | 1 | 0.00015805 | 0 | 0 | 0.00021382 | 0.00011416 | 0.55 | 0.2661 | 0.3904 | 0 | 0 | 0.37805 | 0.59818
3807 | 1 | 0.00015549 | 0 | 0 | 0.00022322 | 0.00011416 | 0.36 | 0.283 | 0.4088 | 0 | 0 | 0.48802 | 0.16359
3808 | 1 | 0.0001547 | 2.2876e-06 | 0 | 0.00022322 | 0.00011416 | 0.43 | 0.3019 | 0.4242 | 0 | 0 | 0.29924 | 0.35064
3809 | 1 | 0.00015452 | 1.5017e-05 | 0 | 0.00016448 | 0.00011416 | 0.31 | 0.3236 | 0.4391 | 0 | 0 | 0.086816 | 0.22006
3810 | 1 | 0.00013886 | 3.1749e-05 | 0 | 0.00011748 | 0.00011416 | 0.12 | 0.34 | 0.4435 | 0 | 0 | 0.0018789 | 0.092408
3811 | 1 | 0.00012864 | 5.2264e-05 | 0 | 8.8113e-05 | 0.00011416 | 0.03 | 0.3343 | 0.4335 | 0 | 0 | 0.020128 | 0
3812 | 1 | 0.00011631 | 7.7722e-05 | 0 | 5.8742e-05 | 0.00011416 | 0.01 | 0.3187 | 0.4194 | 0 | 0 | 0.17244 | 0
3813 | 1 | 0.00010286 | 9.7536e-05 | 0 | 3.7595e-05 | 0.00011416 | 0 | 0.2913 | 0.3995 | 0 | 0 | 0.214 | 0
3814 | 1 | 0.00010024 | 0.00010988 | 0 | 2.3497e-05 | 0.00011416 | 0 | 0.2711 | 0.3784 | 0 | 0 | 0.12342 | 0
3815 | 1 | 8.3382e-05 | 0.00011988 | 0 | 9.3987e-06 | 0.00011416 | 0 | 0.2604 | 0.3615 | 0 | 0 | 0.03493 | 0
3816 | 1 | 6.2412e-05 | 0.00012873 | 0 | 5.8742e-06 | 0.00011416 | 0 | 0.2566 | 0.3554 | 0 | 0 | 0.0013373 | 0
3817 | 1 | 4.635e-05 | 0.0001351 | 0 | 2.3497e-06 | 0.00011416 | 0 | 0.2506 | 0.3477 | 0 | 0 | 0.092915 | 0
3818 | 1 | 3.7691e-05 | 0.00014034 | 0 | 1.1748e-06 | 0.00011416 | 0 | 0.2429 | 0.343 | 0 | 0 | 0.37805 | 0
3819 | 1 | 3.3479e-05 | 0.00014303 | 0 | 1.4098e-05 | 0.00011416 | 0 | 0.2374 | 0.3383 | 0 | 0 | 0.48802 | 0
3820 | 1 | 3.3933e-05 | 0.00014347 | 0 | 3.7595e-05 | 0.00011416 | 0 | 0.2311 | 0.3273 | 0 | 0 | 0.29924 | 0
3821 | 1 | 3.7982e-05 | 0.00012663 | 0 | 9.3987e-05 | 0.00011416 | 0.01 | 0.2124 | 0.3142 | 0 | 0 | 0.086816 | 0
3822 | 1 | 6.6244e-05 | 0.00010346 | 0 | 0.0001821 | 0.00011416 | 0.06 | 0.2131 | 0.3112 | 0 | 0 | 0.0018789 | 0
3823 | 1 | 0.00011458 | 8.1965e-05 | 0 | 0.0001586 | 0.00011416 | 0.11 | 0.2285 | 0.3076 | 0 | 0 | 0.020128 | 0.0018609
3824 | 1 | 0.00015028 | 6.3886e-05 | 0 | 0.00014685 | 0.00011416 | 0.2 | 0.2212 | 0.3057 | 0 | 0 | 0.17244 | 0
3825 | 1 | 0.0001667 | 4.6526e-05 | 0 | 0.00016448 | 0.00011416 | 0.17 | 0.2186 | 0.3119 | 0 | 0 | 0.214 | 0
3826 | 1 | 0.0001723 | 3.1823e-05 | 0 | 0.00018797 | 0.00011416 | 0.13 | 0.2087 | 0.3048 | 0 | 0 | 0.12342 | 0.0035546
3827 | 1 | 0.00017565 | 2.0311e-05 | 0 | 0.00020677 | 0.00011416 | 0.24 | 0.1974 | 0.2883 | 0 | 0 | 0.03493 | 0.0098949
3828 | 1 | 0.00017017 | 1.0755e-05 | 0 | 0.00018797 | 0.00011416 | 0.42 | 0.1925 | 0.2828 | 0 | 0 | 0.0013373 | 0.010084
3829 | 1 | 0.00016918 | 4.5567e-06 | 0 | 0.00019032 | 0.00011416 | 0.45 | 0.1977 | 0.2969 | 0 | 0 | 0.092915 | 0.031523
3830 | 1 | 0.00016656 | 2.6565e-06 | 0 | 0.00021382 | 0.00011416 | 0.44 | 0.2081 | 0.3223 | 0 | 0 | 0.37805 | 0.14351
3831 | 1 | 0.00016331 | 4.0033e-06 | 0 | 0.00022322 | 0.00011416 | 0.31 | 0.2162 | 0.3365 | 0 | 0 | 0.48802 | 0.2167
3832 | 1 | 0.00016322 | 8.8367e-06 | 0 | 0.00022322 | 0.00011416 | 0.31 | 0.2195 | 0.3406 | 0 | 0 | 0.29924 | 0.063091
3833 | 1 | 0.00016308 | 1.6769e-05 | 0 | 0.00016448 | 0.00011416 | 0.27 | 0.2174 | 0.3332 | 0 | 0 | 0.086816 | 0.082446
3834 | 1 | 0.00014577 | 2.7027e-05 | 0 | 0.00011748 | 0.00011416 | 0.13 | 0.2108 | 0.3173 | 0 | 0 | 0.0018789 | 0.042733
3835 | 1 | 0.00013493 | 4.1361e-05 | 0 | 8.8113e-05 | 0.00011416 | 0.05 | 0.1993 | 0.3037 | 0 | 0 | 0.020128 | 0
3836 | 1 | 0.00012164 | 6.6616e-05 | 0 | 5.8742e-05 | 0.00011416 | 0.01 | 0.2041 | 0.3081 | 0 | 0 | 0.17244 | 0
3837 | 1 | 0.00010914 | 8.6264e-05 | 0 | 3.7595e-05 | 0.00011416 | 0 | 0.2316 | 0.3211 | 0 | 0 | 0.214 | 0
3838 | 1 | 0.00010713 | 9.5211e-05 | 0 | 2.3497e-05 | 0.00011416 | 0 | 0.2455 | 0.3407 | 0 | 0 | 0.12342 | 0
3839 | 1 | 9.2053e-05 | 0.0001027 | 0 | 9.3987e-06 | 0.00011416 | 0 | 0.253 | 0.351 | 0 | 0 | 0.03493 | 0
3840 | 1 | 6.6987e-05 | 0.00010824 | 0 | 5.8742e-06 | 0.00011416 | 0 | 0.2512 | 0.3392 | 0 | 0 | 0.0013373 | 0
3841 | 1 | 4.8973e-05 | 0.00011312 | 0 | 2.3497e-06 | 0.00011416 | 0 | 0.236 | 0.3151 | 0 | 0 | 0.087075 | 0
3842 | 1 | 4.043e-05 | 0.00011831 | 0 | 1.1748e-06 | 0.00011416 | 0 | 0.2233 | 0.2994 | 0 | 0 | 0.3562 | 0
3843 | 1 | 3.6197e-05 | 0.00012067 | 0 | 1.4098e-05 | 0.00011416 | 0 | 0.212 | 0.2902 | 0 | 0 | 0.4593 | 0
3844 | 1 | 3.5896e-05 | 0.00012213 | 0 | 3.7595e-05 | 0.00011416 | 0 | 0.194 | 0.2686 | 0 | 0 | 0.28213 | 0
3845 | 1 | 3.9416e-05 | 0.00010549 | 0 | 9.3987e-05 | 0.00011416 | 0.01 | 0.1629 | 0.2323 | 0 | 0 | 0.081921 | 0
3846 | 1 | 6.9265e-05 | 7.8848e-05 | 0 | 0.0001821 | 0.00011416 | 0.04 | 0.1324 | 0.2083 | 0 | 0 | 0.001829 | 0
3847 | 1 | 0.00011696 | 4.625e-05 | 0 | 0.0001586 | 0.00011416 | 0.16 | 0.1368 | 0.2194 | 0 | 0 | 0.018303 | 0.099461
3848 | 1 | 0.00015291 | 1.4611e-05 | 0 | 0.00014685 | 0.00011416 | 0.36 | 0.1479 | 0.2376 | 0 | 0 | 0.16083 | 0.3345
3849 | 1 | 0.00016737 | 0 | 0 | 0.00016448 | 0.00011416 | 0.54 | 0.1523 | 0.2483 | 0 | 0 | 0.20159 | 0.49176
3850 | 1 | 0.00017062 | 0 | 0 | 0.00018797 | 0.00011416 | 0.66 | 0.1519 | 0.2563 | 0 | 0 | 0.11721 | 0.10992
3851 | 1 | 0.00017253 | 0 | 0 | 0.00020677 | 0.00011416 | 0.76 | 0.153 | 0.2622 | 0 | 0 | 0.033674 | 0.37908
3852 | 1 | 0.00016902 | 0 | 0 | 0.00018797 | 0.00011416 | 0.58 | 0.1559 | 0.2581 | 0 | 0 | 0.0013373 | 0.49478
3853 | 1 | 0.0001706 | 0 | 0 | 0.00019032 | 0.00011416 | 0.78 | 0.1602 | 0.2611 | 0 | 0 | 0.081485 | 0.39672
3854 | 1 | 0.00016736 | 0 | 0 | 0.00021382 | 0.00011416 | 0.74 | 0.1686 | 0.2829 | 0 | 0 | 0.3352 | 0.45234
3855 | 1 | 0.00016464 | 0 | 0 | 0.00022322 | 0.00011416 | 0.64 | 0.1831 | 0.3221 | 0 | 0 | 0.43173 | 0.53351
3856 | 1 | 0.00016301 | 0 | 0 | 0.00022322 | 0.00011416 | 0.5 | 0.2064 | 0.3782 | 0 | 0 | 0.26569 | 0.39776
3857 | 1 | 0.00016478 | 0 | 0 | 0.00016448 | 0.00011416 | 0.31 | 0.2353 | 0.4388 | 0 | 0 | 0.077214 | 0.31218
3858 | 1 | 0.00014886 | 0 | 0 | 0.00011748 | 0.00011416 | 0.12 | 0.262 | 0.4888 | 0 | 0 | 0.00178 | 0.12189
3859 | 1 | 0.00013984 | 0 | 0 | 8.8113e-05 | 0.00011416 | 0.04 | 0.302 | 0.5331 | 0 | 0 | 0.016592 | 0
3860 | 1 | 0.00012769 | 2.0754e-05 | 0 | 5.8742e-05 | 0.00011416 | 0.01 | 0.342 | 0.5587 | 0 | 0 | 0.14976 | 0
3861 | 1 | 0.00011534 | 4.304e-05 | 0 | 3.7595e-05 | 0.00011416 | 0 | 0.3575 | 0.5511 | 0 | 0 | 0.18967 | 0
3862 | 1 | 0.00011232 | 5.8352e-05 | 0 | 2.3497e-05 | 0.00011416 | 0 | 0.3447 | 0.5224 | 0 | 0 | 0.11122 | 0
3863 | 1 | 9.8312e-05 | 7.2686e-05 | 0 | 9.3987e-06 | 0.00011416 | 0 | 0.3247 | 0.5017 | 0 | 0 | 0.032448 | 0
3864 | 1 | 6.8277e-05 | 8.5434e-05 | 0 | 5.8742e-06 | 0.00011416 | 0 | 0.3026 | 0.4776 | 0 | 0 | 0.0013373 | 0
3865 | 1 | 4.9324e-05 | 9.6152e-05 | 0 | 2.3497e-06 | 0.00011416 | 0 | 0.2768 | 0.4486 | 0 | 0 | 0.073557 | 0
3866 | 1 | 3.9716e-05 | 0.00010495 | 0 | 1.1748e-06 | 0.00011416 | 0 | 0.2632 | 0.4335 | 0 | 0 | 0.30527 | 0
3867 | 1 | 3.6087e-05 | 0.0001113 | 0 | 1.4098e-05 | 0.00011416 | 0 | 0.2549 | 0.4104 | 0 | 0 | 0.39249 | 0
3868 | 1 | 3.4999e-05 | 0.00011622 | 0 | 3.7595e-05 | 0.00011416 | 0 | 0.2312 | 0.3846 | 0 | 0 | 0.24223 | 0
3869 | 1 | 3.774e-05 | 0.00010213 | 0 | 9.3987e-05 | 0.00011416 | 0.01 | 0.1934 | 0.3432 | 0 | 0 | 0.070496 | 0
3870 | 1 | 6.6969e-05 | 7.5398e-05 | 0 | 0.0001821 | 0.00011416 | 0.05 | 0.1548 | 0.3004 | 0 | 0 | 0.0017082 | 0
3871 | 1 | 0.00011392 | 3.5845e-05 | 0 | 0.0001586 | 0.00011416 | 0.15 | 0.1518 | 0.2816 | 0 | 0 | 0.01423 | 0.15081
3872 | 1 | 0.00015026 | 0 | 0 | 0.00014685 | 0.00011416 | 0.35 | 0.1574 | 0.2831 | 0 | 0 | 0.13412 | 0.35225
3873 | 1 | 0.00016478 | 0 | 0 | 0.00016448 | 0.00011416 | 0.53 | 0.1715 | 0.293 | 0 | 0 | 0.17269 | 0.55617
3874 | 1 | 0.00016692 | 0 | 0 | 0.00018797 | 0.00011416 | 0.66 | 0.1703 | 0.2897 | 0 | 0 | 0.10263 | 0.72246
3875 | 1 | 0.00016793 | 0 | 0 | 0.00020677 | 0.00011416 | 0.76 | 0.1563 | 0.2808 | 0 | 0 | 0.030666 | 0.85108
3876 | 1 | 0.00016433 | 0 | 0 | 0.00018797 | 0.00011416 | 0.79 | 0.143 | 0.2607 | 0 | 0 | 0.0013373 | 0.91691
3877 | 1 | 0.0001664 | 0 | 0 | 0.00019032 | 0.00011416 | 0.78 | 0.136 | 0.2453 | 0 | 0 | 0.06381 | 0.89716
3878 | 1 | 0.00016539 | 0 | 0 | 0.00021382 | 0.00011416 | 0.73 | 0.1366 | 0.2506 | 0 | 0 | 0.26822 | 0.82486
3879 | 1 | 0.000164 | 0 | 0 | 0.00022322 | 0.00011416 | 0.63 | 0.1415 | 0.2693 | 0 | 0 | 0.34396 | 0.70561
3880 | 1 | 0.00016361 | 0 | 0 | 0.00022322 | 0.00011416 | 0.49 | 0.1516 | 0.2988 | 0 | 0 | 0.21317 | 0.52556
3881 | 1 | 0.00016396 | 0 | 0 | 0.00016448 | 0.00011416 | 0.31 | 0.1675 | 0.3397 | 0 | 0 | 0.062162 | 0.32389
3882 | 1 | 0.00015298 | 0 | 0 | 0.00011748 | 0.00011416 | 0.12 | 0.1877 | 0.398 | 0 | 0 | 0.0016155 | 0.12733
3883 | 1 | 0.00014417 | 0 | 0 | 8.8113e-05 | 0.00011416 | 0.04 | 0.2434 | 0.4729 | 0 | 0 | 0.011446 | 0
3884 | 1 | 0.00013359 | 0 | 0 | 5.8742e-05 | 0.00011416 | 0.01 | 0.323 | 0.5325 | 0 | 0 | 0.11501 | 0
3885 | 1 | 0.00011888 | 4.7781e-06 | 0 | 3.7595e-05 | 0.00011416 | 0 | 0.3553 | 0.5459 | 0 | 0 | 0.15168 | 0
3886 | 1 | 0.00011518 | 2.0736e-05 | 0 | 2.3497e-05 | 0.00011416 | 0 | 0.3419 | 0.5353 | 0 | 0 | 0.091868 | 0
3887 | 1 | 0.00010194 | 3.566e-05 | 0 | 9.3987e-06 | 0.00011416 | 0 | 0.3217 | 0.5193 | 0 | 0 | 0.028393 | 0
3888 | 1 | 7.5877e-05 | 4.9035e-05 | 0 | 5.8742e-06 | 0.00011416 | 0 | 0.3016 | 0.49 | 0 | 0 | 0.0013373 | 0
3889 | 1 | 5.7186e-05 | 6.027e-05 | 0 | 2.3497e-06 | 0.00011416 | 0 | 0.2793 | 0.4543 | 0 | 0 | 0.057093 | 0
3890 | 1 | 4.7323e-05 | 6.9439e-05 | 0 | 1.1748e-06 | 0.00011416 | 0 | 0.2537 | 0.4089 | 0 | 0 | 0.24249 | 0
3891 | 1 | 4.2681e-05 | 7.6578e-05 | 0 | 1.4098e-05 | 0.00011416 | 0 | 0.2391 | 0.3538 | 0 | 0 | 0.31032 | 0
3892 | 1 | 4.1097e-05 | 8.0711e-05 | 0 | 3.7595e-05 | 0.00011416 | 0 | 0.2235 | 0.3004 | 0 | 0 | 0.19297 | 0
3893 | 1 | 4.3683e-05 | 6.2576e-05 | 0 | 9.3987e-05 | 0.00011416 | 0.01 | 0.1739 | 0.2292 | 0 | 0 | 0.056361 | 0
3894 | 1 | 7.1087e-05 | 3.6122e-05 | 0 | 0.0001821 | 0.00011416 | 0.04 | 0.1129 | 0.1691 | 0 | 0 | 0.0015481 | 0
3895 | 1 | 0.000117 | 0 | 0 | 0.0001586 | 0.00011416 | 0.15 | 0.0846 | 0.1436 | 0 | 0 | 0.0096143 | 0.14292
3896 | 1 | 0.00015235 | 0 | 0 | 0.00014685 | 0.00011416 | 0.35 | 0.1096 | 0.1604 | 0 | 0 | 0.10194 | 0.34511
3897 | 1 | 0.00016999 | 0 | 0 | 0.00016448 | 0.00011416 | 0.52 | 0.1269 | 0.1997 | 0 | 0 | 0.13708 | 0.55646
3898 | 1 | 0.00017413 | 0 | 0 | 0.00018797 | 0.00011416 | 0.65 | 0.1205 | 0.2275 | 0 | 0 | 0.084313 | 0.72163
3899 | 1 | 0.00016815 | 0 | 0.0011481 | 0.00020677 | 0.00011416 | 0.75 | 0.1042 | 0.2074 | 0 | 0 | 0.026764 | 0.88105
3900 | 1 | 0.00015615 | 0 | 0.0023296 | 0.00018797 | 0.00011416 | 0.77 | 0.0838 | 0.1618 | 0 | 0 | 0.0013373 | 0.9827
3901 | 1 | 0.00014985 | 0 | 0.0033043 | 0.00019032 | 0.00011416 | 0.77 | 0.0628 | 0.1184 | 0 | 0 | 0.046976 | 0.94545
3902 | 1 | 0.00014255 | 0 | 0.004098 | 0.00021382 | 0.00011416 | 0.6 | 0.0451 | 0.0876 | 0 | 0 | 0.20336 | 0.84025
3903 | 1 | 0.00013634 | 0 | 0.0046226 | 0.00022322 | 0.00011416 | 0.29 | 0.0339 | 0.0728 | 0 | 0 | 0.25925 | 0.71924
3904 | 1 | 0.00013383 | 0 | 0.0046789 | 0.00022322 | 0.00011416 | 0.38 | 0.0328 | 0.0845 | 0 | 0 | 0.1622 | 0.52737
3905 | 1 | 0.00013743 | 0 | 0.0041497 | 0.00016448 | 0.00011416 | 0.29 | 0.0403 | 0.1203 | 0 | 0 | 0.047516 | 0.049385
3906 | 1 | 0.00013078 | 0 | 0.0031689 | 0.00011748 | 0.00011416 | 0.01 | 0.0581 | 0.1771 | 0 | 0 | 0.0014402 | 0.0052929
3907 | 1 | 0.00013696 | 0 | 0.00058847 | 8.8113e-05 | 0.00011416 | 0 | 0.0988 | 0.2474 | 0 | 0 | 0.0070149 | 0
3908 | 1 | 0.00013036 | 0 | 0 | 5.8742e-05 | 0.00011416 | 0 | 0.1614 | 0.3192 | 0 | 0 | 0.082421 | 0
3909 | 1 | 0.0001174 | 0 | 0 | 3.7595e-05 | 0.00011416 | 0 | 0.2056 | 0.3456 | 0 | 0 | 0.11489 | 0
3910 | 1 | 0.00011353 | 0 | 0 | 2.3497e-05 | 0.00011416 | 0 | 0.2087 | 0.3143 | 0 | 0 | 0.072661 | 0
3911 | 1 | 0.00010192 | 0 | 0 | 9.3987e-06 | 0.00011416 | 0 | 0.1885 | 0.2578 | 0 | 0 | 0.02419 | 0
3912 | 1 | 7.9734e-05 | 0 | 0 | 5.8742e-06 | 0.00011416 | 0 | 0.1703 | 0.207 | 0 | 0 | 0.0013373 | 0
3913 | 1 | 6.0703e-05 | 0 | 0 | 2.3497e-06 | 0.00011416 | 0 | 0.1583 | 0.1929 | 0 | 0 | 0.039802 | 0
3914 | 1 | 5.046e-05 | 0 | 0 | 1.1748e-06 | 0.00011416 | 0 | 0.152 | 0.1961 | 0 | 0 | 0.17527 | 0
3915 | 1 | 4.463e-05 | 0 | 0 | 1.4098e-05 | 0.00011416 | 0 | 0.154 | 0.2179 | 0 | 0 | 0.22268 | 0
3916 | 1 | 4.1222e-05 | 0 | 0 | 3.7595e-05 | 0.00011416 | 0 | 0.1653 | 0.2698 | 0 | 0 | 0.14009 | 0
3917 | 1 | 3.5854e-05 | 0 | 0 | 9.3987e-05 | 0.00011416 | 0 | 0.162 | 0.2946 | 0 | 0 | 0.041147 | 0
3918 | 1 | 4.1456e-05 | 0 | 0 | 0.0001821 | 0.00011416 | 0.01 | 0.1671 | 0.2864 | 0 | 0 | 0.0013575 | 0
3919 | 1 | 6.0007e-05 | 0 | 0 | 0.0001586 | 0.00011416 | 0.06 | 0.1861 | 0.3061 | 0 | 0 | 0.0053101 | 0.066021
3920 | 1 | 8.5256e-05 | 0 | 0 | 0.00014685 | 0.00011416 | 0.04 | 0.2198 | 0.3147 | 0 | 0 | 0.068734 | 0
3921 | 1 | 0.00010989 | 0 | 0 | 0.00016448 | 0.00011416 | 0.06 | 0.2801 | 0.3887 | 0 | 0 | 0.098975 | 0
3922 | 1 | 0.00012141 | 0 | 0 | 0.00018797 | 0.00011416 | 0.13 | 0.3354 | 0.4682 | 0 | 0 | 0.064153 | 0
3923 | 1 | 0.00012298 | 0 | 0 | 0.00020677 | 0.00011416 | 0.67 | 0.3985 | 0.5528 | 0 | 0 | 0.022253 | 0
3924 | 1 | 0.00011727 | 0 | 0 | 0.00018797 | 0.00011416 | 0.71 | 0.465 | 0.67 | 0 | 0 | 0.0013373 | 0.11426
3925 | 1 | 0.0001084 | 0 | 0 | 0.00019032 | 0.00011416 | 0.5 | 0.5205 | 0.7614 | 0 | 0 | 0.033399 | 0.10427
3926 | 1 | 0.00010144 | 0 | 0 | 0.00021382 | 0.00011416 | 0.56 | 0.5699 | 0.7941 | 0 | 0 | 0.1499 | 0.49566
3927 | 1 | 9.5117e-05 | 0 | 0 | 0.00022322 | 0.00011416 | 0.61 | 0.5974 | 0.8002 | 0 | 0 | 0.18973 | 0.36351
3928 | 1 | 9.4889e-05 | 0 | 0 | 0.00022322 | 0.00011416 | 0.5 | 0.5997 | 0.7891 | 0 | 0 | 0.12009 | 0.22991
3929 | 1 | 0.00010175 | 0 | 0 | 0.00016448 | 0.00011416 | 0.32 | 0.577 | 0.75 | 0 | 0 | 0.035373 | 0.049374
3930 | 1 | 0.0001036 | 0 | 0 | 0.00011748 | 0.00011416 | 0.13 | 0.5237 | 0.6738 | 0 | 0 | 0.0012781 | 0.062968
3931 | 1 | 9.9832e-05 | 0 | 0 | 8.8113e-05 | 0.00011416 | 0.05 | 0.4325 | 0.5812 | 0 | 0 | 0.0039066 | 0
3932 | 1 | 9.3075e-05 | 1.1825e-05 | 0 | 5.8742e-05 | 0.00011416 | 0.01 | 0.3518 | 0.4958 | 0 | 0 | 0.056654 | 0
3933 | 1 | 8.4829e-05 | 2.8595e-05 | 0 | 3.7595e-05 | 0.00011416 | 0 | 0.3072 | 0.4234 | 0 | 0 | 0.084599 | 0
3934 | 1 | 8.4869e-05 | 3.7505e-05 | 0 | 2.3497e-05 | 0.00011416 | 0 | 0.2615 | 0.3499 | 0 | 0 | 0.056337 | 0
3935 | 1 | 7.1733e-05 | 4.4313e-05 | 0 | 9.3987e-06 | 0.00011416 | 0 | 0.2147 | 0.2644 | 0 | 0 | 0.020423 | 0
3936 | 1 | 5.7338e-05 | 5.1212e-05 | 0 | 5.8742e-06 | 0.00011416 | 0 | 0.1737 | 0.1939 | 0 | 0 | 0.0013373 | 0
3937 | 1 | 4.1431e-05 | 5.8333e-05 | 0 | 2.3497e-06 | 0.00011416 | 0 | 0.1381 | 0.1409 | 0 | 0 | 0.026411 | 0
3938 | 1 | 3.1643e-05 | 6.5897e-05 | 0 | 1.1748e-06 | 0.00011416 | 0 | 0.118 | 0.1029 | 0 | 0 | 0.12178 | 0
3939 | 1 | 2.5734e-05 | 7.3147e-05 | 0 | 1.4098e-05 | 0.00011416 | 0 | 0.1043 | 0.0717 | 0 | 0 | 0.15333 | 0
3940 | 1 | 2.2936e-05 | 7.846e-05 | 0 | 3.7595e-05 | 0.00011416 | 0 | 0.0845 | 0.0472 | 0 | 0 | 0.097883 | 0
3941 | 1 | 1.8031e-05 | 6.2945e-05 | 0 | 9.3987e-05 | 0.00011416 | 0 | 0.0612 | 0.0285 | 0 | 0 | 0.02895 | 0
3942 | 1 | 1.9285e-05 | 4.4534e-05 | 0 | 0.0001821 | 0.00011416 | 0 | 0.0451 | 0.0181 | 0 | 0 | 0.0011832 | 0
3943 | 1 | 2.9481e-05 | 2.5016e-05 | 0 | 0.0001586 | 0.00011416 | 0.03 | 0.0293 | 0.0094 | 0 | 0 | 0.0025314 | 0
3944 | 1 | 4.8381e-05 | 4.2246e-06 | 0 | 0.00014685 | 0.00011416 | 0.06 | 0.0155 | 0.003 | 0 | 0 | 0.043658 | 0
3945 | 1 | 6.7433e-05 | 0 | 0 | 0.00016448 | 0.00011416 | 0.11 | 0.0064 | 0.0002 | 0 | 0 | 0.068679 | 0
3946 | 1 | 8.0351e-05 | 0 | 0 | 0.00018797 | 0.00011416 | 0.1 | 0.0021 | 0 | 0 | 0 | 0.047495 | 0
3947 | 1 | 8.8757e-05 | 0 | 0 | 0.00020677 | 0.00011416 | 0.3 | 0.0005 | 0 | 0 | 0 | 0.01828 | 0
3948 | 1 | 9.2263e-05 | 0 | 0 | 0.00018797 | 0.00011416 | 0.54 | 0.0023 | 0 | 0 | 0 | 0.0013373 | 0
3949 | 1 | 8.9077e-05 | 0 | 0 | 0.00019032 | 0.00011416 | 0.56 | 0.0086 | 0.0014 | 0 | 0 | 0.02158 | 0
3950 | 1 | 8.3691e-05 | 0 | 0 | 0.00021382 | 0.00011416 | 0.37 | 0.0235 | 0.0164 | 0 | 0 | 0.10201 | 0
3951 | 1 | 7.9703e-05 | 0 | 0 | 0.00022322 | 0.00011416 | 0.36 | 0.048 | 0.0457 | 0 | 0 | 0.12781 | 0.0023623
3952 | 1 | 8.281e-05 | 0 | 0 | 0.00022322 | 0.00011416 | 0.29 | 0.0757 | 0.0794 | 0 | 0 | 0.082233 | 0
3953 | 1 | 9.6454e-05 | 0 | 0 | 0.00016448 | 0.00011416 | 0.21 | 0.0999 | 0.1129 | 0 | 0 | 0.024412 | 0.0018274
3954 | 1 | 0.00010195 | 0 | 0 | 0.00011748 | 0.00011416 | 0.12 | 0.1233 | 0.1539 | 0 | 0 | 0.0011108 | 0.00059057
3955 | 1 | 9.9503e-05 | 1.3154e-05 | 0 | 8.8113e-05 | 0.00011416 | 0.03 | 0.1461 | 0.1992 | 0 | 0 | 0.0016988 | 0
3956 | 1 | 9.4903e-05 | 3.3299e-05 | 0 | 5.8742e-05 | 0.00011416 | 0 | 0.156 | 0.2318 | 0 | 0 | 0.034824 | 0
3957 | 1 | 8.8776e-05 | 4.9865e-05 | 0 | 3.7595e-05 | 0.00011416 | 0 | 0.1631 | 0.2627 | 0 | 0 | 0.057486 | 0
3958 | 1 | 8.8622e-05 | 6.0492e-05 | 0 | 2.3497e-05 | 0.00011416 | 0 | 0.1839 | 0.3003 | 0 | 0 | 0.041127 | 0
3959 | 1 | 7.1083e-05 | 6.872e-05 | 0 | 9.3987e-06 | 0.00011416 | 0 | 0.2059 | 0.3333 | 0 | 0 | 0.016678 | 0
3960 | 1 | 4.6529e-05 | 7.6136e-05 | 0 | 5.8742e-06 | 0.00011416 | 0 | 0.2233 | 0.3585 | 0 | 0 | 0.0013373 | 0
3961 | 1 | 3.3174e-05 | 8.2629e-05 | 0 | 2.3497e-06 | 0.00011416 | 0 | 0.2298 | 0.3662 | 0 | 0 | 0.017378 | 0
3962 | 1 | 2.7306e-05 | 8.8441e-05 | 0 | 1.1748e-06 | 0.00011416 | 0 | 0.2271 | 0.3565 | 0 | 0 | 0.084504 | 0
3963 | 1 | 2.424e-05 | 9.4418e-05 | 0 | 1.4098e-05 | 0.00011416 | 0 | 0.2339 | 0.3527 | 0 | 0 | 0.10529 | 0
3964 | 1 | 2.521e-05 | 0.0001004 | 0 | 3.7595e-05 | 0.00011416 | 0 | 0.2178 | 0.3236 | 0 | 0 | 0.068347 | 0
3965 | 1 | 3.0023e-05 | 9.7536e-05 | 0 | 9.3987e-05 | 0.00011416 | 0 | 0.1895 | 0.2685 | 0 | 0 | 0.020374 | 0
3966 | 1 | 5.8752e-05 | 8.75e-05 | 0 | 0.0001821 | 0.00011416 | 0.02 | 0.1772 | 0.2288 | 0 | 0 | 0.0010414 | 0
3967 | 1 | 0.00010429 | 7.3719e-05 | 0 | 0.0001586 | 0.00011416 | 0.11 | 0.1563 | 0.1919 | 0 | 0 | 0.0010722 | 0.074089
3968 | 1 | 0.00014049 | 5.623e-05 | 0 | 0.00014685 | 0.00011416 | 0.2 | 0.1306 | 0.16 | 0 | 0 | 0.02727 | 0.14555
3969 | 1 | 0.00015369 | 3.6952e-05 | 0 | 0.00016448 | 0.00011416 | 0.39 | 0.1084 | 0.1385 | 0 | 0 | 0.047581 | 0.45392
3970 | 1 | 0.0001562 | 1.7969e-05 | 0 | 0.00018797 | 0.00011416 | 0.63 | 0.0928 | 0.1228 | 0 | 0 | 0.035355 | 0.6831
3971 | 1 | 0.00016015 | 9.7775e-07 | 0 | 0.00020677 | 0.00011416 | 0.73 | 0.0822 | 0.1104 | 0 | 0 | 0.015172 | 0.81991
3972 | 1 | 0.00015544 | 0 | 0 | 0.00018797 | 0.00011416 | 0.79 | 0.0753 | 0.1033 | 0 | 0 | 0.0013373 | 0.8527
3973 | 1 | 0.00015683 | 0 | 0 | 0.00019032 | 0.00011416 | 0.79 | 0.0772 | 0.1058 | 0 | 0 | 0.014612 | 0.83569
3974 | 1 | 0.00015457 | 0 | 0 | 0.00021382 | 0.00011416 | 0.75 | 0.0888 | 0.1204 | 0 | 0 | 0.072776 | 0.70077
3975 | 1 | 0.00015229 | 0 | 0 | 0.00022322 | 0.00011416 | 0.63 | 0.1075 | 0.1409 | 0 | 0 | 0.090263 | 0.52466
3976 | 1 | 0.00015232 | 0 | 0 | 0.00022322 | 0.00011416 | 0.49 | 0.1288 | 0.1647 | 0 | 0 | 0.059026 | 0.33266
3977 | 1 | 0.00015421 | 0 | 0 | 0.00016448 | 0.00011416 | 0.32 | 0.1509 | 0.1892 | 0 | 0 | 0.017657 | 0.21939
3978 | 1 | 0.00013946 | 1.3043e-05 | 0 | 0.00011748 | 0.00011416 | 0.13 | 0.169 | 0.2033 | 0 | 0 | 0.00099127 | 0.10041
3979 | 1 | 0.00012993 | 3.4775e-05 | 0 | 8.8113e-05 | 0.00011416 | 0.04 | 0.1781 | 0.2031 | 0 | 0 | 0.00071998 | 0
3980 | 1 | 0.00011734 | 6.4532e-05 | 0 | 5.8742e-05 | 0.00011416 | 0.01 | 0.1769 | 0.194 | 0 | 0 | 0.022384 | 0
3981 | 1 | 0.00010322 | 8.8902e-05 | 0 | 3.7595e-05 | 0.00011416 | 0 | 0.1702 | 0.1751 | 0 | 0 | 0.04095 | 0
3982 | 1 | 9.9965e-05 | 0.0001025 | 0 | 2.3497e-05 | 0.00011416 | 0 | 0.1517 | 0.1459 | 0 | 0 | 0.0314 | 0
3983 | 1 | 8.5759e-05 | 0.0001139 | 0 | 9.3987e-06 | 0.00011416 | 0 | 0.1332 | 0.1174 | 0 | 0 | 0.014105 | 0
3984 | 1 | 6.4311e-05 | 0.00012362 | 0 | 5.8742e-06 | 0.00011416 | 0 | 0.1158 | 0.0945 | 0 | 0 | 0.0013373 | 0
3985 | 1 | 4.6343e-05 | 0.00013462 | 0 | 2.3497e-06 | 0.00011416 | 0 | 0.1 | 0.0743 | 0 | 0 | 0.012157 | 0
3986 | 1 | 3.781e-05 | 0.000145 | 0 | 1.1748e-06 | 0.00011416 | 0 | 0.086 | 0.0557 | 0 | 0 | 0.062188 | 0
3987 | 1 | 3.3788e-05 | 0.00015098 | 0 | 1.4098e-05 | 0.00011416 | 0 | 0.077 | 0.0441 | 0 | 0 | 0.076735 | 0
3988 | 1 | 3.4145e-05 | 0.00014938 | 0 | 3.7595e-05 | 0.00011416 | 0 | 0.0701 | 0.0389 | 0 | 0 | 0.050594 | 0
3989 | 1 | 3.7596e-05 | 0.00012779 | 0 | 9.3987e-05 | 0.00011416 | 0.01 | 0.0606 | 0.0374 | 0 | 0 | 0.015193 | 0
3990 | 1 | 6.739e-05 | 0.00010451 | 0 | 0.0001821 | 0.00011416 | 0.03 | 0.0491 | 0.0319 | 0 | 0 | 0.00094279 | 0
3991 | 1 | 0.00011307 | 8.1283e-05 | 0 | 0.0001586 | 0.00011416 | 0.14 | 0.0499 | 0.0278 | 0 | 0 | 0.00045479 | 0.00060171
3992 | 1 | 0.00014879 | 6.5454e-05 | 0 | 0.00014685 | 0.00011416 | 0.15 | 0.0445 | 0.0186 | 0 | 0 | 0.01812 | 0
3993 | 1 | 0.00016644 | 5.3278e-05 | 0 | 0.00016448 | 0.00011416 | 0.13 | 0.036 | 0.0114 | 0 | 0 | 0.034965 | 0
3994 | 1 | 0.00017261 | 3.4553e-05 | 0 | 0.00018797 | 0.00011416 | 0.15 | 0.0327 | 0.0094 | 0 | 0 | 0.027752 | 0
3995 | 1 | 0.00017475 | 1.4611e-05 | 0 | 0.00020677 | 0.00011416 | 0.37 | 0.0341 | 0.009 | 0 | 0 | 0.013088 | 0.027021
3996 | 1 | 0.00016912 | 0 | 0 | 0.00018797 | 0.00011416 | 0.4 | 0.0411 | 0.0129 | 0 | 0 | 0.0013373 | 0.010029
3997 | 1 | 0.00016754 | 0 | 0 | 0.00019032 | 0.00011416 | 0.51 | 0.0538 | 0.0193 | 0 | 0 | 0.010683 | 0.24959
3998 | 1 | 0.00016424 | 0 | 0 | 0.00021382 | 0.00011416 | 0.24 | 0.0654 | 0.0253 | 0 | 0 | 0.055732 | 0.072629
3999 | 1 | 0.00016582 | 0 | 0 | 0.00022322 | 0.00011416 | 0.16 | 0.0656 | 0.0254 | 0 | 0 | 0.068513 | 0.010608
4000 | 1 | 0.00016722 | 0 | 0 | 0.00022322 | 0.00011416 | 0.22 | 0.0608 | 0.0248 | 0 | 0 | 0.045444 | 0.0021617
4001 | 1 | 0.00016693 | 7.0103e-07 | 0 | 0.00016448 | 0.00011416 | 0.09 | 0.0554 | 0.0219 | 0 | 0 | 0.013684 | 0.010062
4002 | 1 | 0.00014952 | 9.427e-06 | 0 | 0.00011748 | 0.00011416 | 0.11 | 0.048 | 0.0183 | 0 | 0 | 0.00091137 | 0
4003 | 1 | 0.00013806 | 2.3079e-05 | 0 | 8.8113e-05 | 0.00011416 | 0.04 | 0.0372 | 0.0116 | 0 | 0 | 0.00032027 | 0
4004 | 1 | 0.00012374 | 5.4459e-05 | 0 | 5.8742e-05 | 0.00011416 | 0.01 | 0.0274 | 0.0061 | 0 | 0 | 0.015602 | 0
4005 | 1 | 0.0001101 | 7.3147e-05 | 0 | 3.7595e-05 | 0.00011416 | 0 | 0.0195 | 0.0022 | 0 | 0 | 0.031318 | 0
4006 | 1 | 0.00010753 | 8.0748e-05 | 0 | 2.3497e-05 | 0.00011416 | 0 | 0.0168 | 0.0012 | 0 | 0 | 0.025484 | 0
4007 | 1 | 9.5096e-05 | 8.9861e-05 | 0 | 9.3987e-06 | 0.00011416 | 0 | 0.0175 | 0.005 | 0 | 0 | 0.012438 | 0
4008 | 1 | 6.8241e-05 | 9.9325e-05 | 0 | 5.8742e-06 | 0.00011416 | 0 | 0.0195 | 0.019 | 0 | 0 | 0.0013373 | 0
4009 | 1 | 5.0262e-05 | 0.00011228 | 0 | 2.3497e-06 | 0.00011416 | 0 | 0.0306 | 0.0512 | 0 | 0 | 0.0099928 | 0
4010 | 1 | 4.0869e-05 | 0.00012283 | 0 | 1.1748e-06 | 0.00011416 | 0 | 0.0495 | 0.0938 | 0 | 0 | 0.052679 | 0
4011 | 1 | 3.6176e-05 | 0.00013061 | 0 | 1.4098e-05 | 0.00011416 | 0 | 0.0731 | 0.139 | 0 | 0 | 0.064631 | 0
4012 | 1 | 3.5306e-05 | 0.00013454 | 0 | 3.7595e-05 | 0.00011416 | 0 | 0.1029 | 0.1899 | 0 | 0 | 0.043006 | 0
4013 | 1 | 3.9873e-05 | 0.00010785 | 0 | 9.3987e-05 | 0.00011416 | 0.01 | 0.1263 | 0.2307 | 0 | 0 | 0.012969 | 0
4014 | 1 | 6.9355e-05 | 7.7409e-05 | 0 | 0.0001821 | 0.00011416 | 0.04 | 0.1273 | 0.2485 | 0 | 0 | 0.00089592 | 0
4015 | 1 | 0.00011668 | 3.8077e-05 | 0 | 0.0001586 | 0.00011416 | 0.15 | 0.1612 | 0.2948 | 0 | 0 | 0.00026432 | 0.13338
4016 | 1 | 0.00015346 | 6.9919e-06 | 0 | 0.00014685 | 0.00011416 | 0.34 | 0.1807 | 0.342 | 0 | 0 | 0.014435 | 0.24917
4017 | 1 | 0.00016903 | 0 | 0 | 0.00016448 | 0.00011416 | 0.5 | 0.208 | 0.4005 | 0 | 0 | 0.029594 | 0.27937
4018 | 1 | 0.0001719 | 0 | 0 | 0.00018797 | 0.00011416 | 0.42 | 0.2397 | 0.4547 | 0 | 0 | 0.024398 | 0.23363
4019 | 1 | 0.00017355 | 0 | 0 | 0.00020677 | 0.00011416 | 0.64 | 0.2842 | 0.5129 | 0 | 0 | 0.012122 | 0.56849
4020 | 1 | 0.00017 | 0 | 0 | 0.00018797 | 0.00011416 | 0.52 | 0.3401 | 0.5668 | 0 | 0 | 0.0013373 | 0.65267
4021 | 1 | 0.00017257 | 0 | 0 | 0.00019032 | 0.00011416 | 0.76 | 0.3911 | 0.6031 | 0 | 0 | 0.0099928 | 0.10908
4022 | 1 | 0.00017308 | 0 | 0 | 0.00021382 | 0.00011416 | 0.69 | 0.4188 | 0.5956 | 0 | 0 | 0.052679 | 0.17722
4023 | 1 | 0.00017313 | 0 | 0 | 0.00022322 | 0.00011416 | 0.41 | 0.4265 | 0.5552 | 0 | 0 | 0.064631 | 0.044772
4024 | 1 | 0.00017429 | 0 | 0 | 0.00022322 | 0.00011416 | 0.17 | 0.4042 | 0.4836 | 0 | 0 | 0.043006 | 0.40186
4025 | 1 | 0.00017494 | 0 | 0 | 0.00016448 | 0.00011416 | 0.26 | 0.3535 | 0.4158 | 0 | 0 | 0.012969 | 0.064929
4026 | 1 | 0.00015728 | 0 | 0 | 0.00011748 | 0.00011416 | 0.03 | 0.2795 | 0.3488 | 0 | 0 | 0.00089592 | 0.00059057
4027 | 1 | 0.0001486 | 0 | 0 | 8.8113e-05 | 0.00011416 | 0.02 | 0.2265 | 0.2825 | 0 | 0 | 0.00026432 | 0
4028 | 1 | 0.00013857 | 0 | 0 | 5.8742e-05 | 0.00011416 | 0 | 0.2133 | 0.2514 | 0 | 0 | 0.014435 | 0
4029 | 1 | 0.00013048 | 2.6565e-06 | 0 | 3.7595e-05 | 0.00011416 | 0 | 0.2255 | 0.2182 | 0 | 0 | 0.029594 | 0
4030 | 1 | 0.00012434 | 7.0103e-06 | 0 | 2.3497e-05 | 0.00011416 | 0 | 0.2089 | 0.1946 | 0 | 0 | 0.024398 | 0
4031 | 1 | 0.00010764 | 1.1087e-05 | 0 | 9.3987e-06 | 0.00011416 | 0 | 0.1829 | 0.1841 | 0 | 0 | 0.012122 | 0
4032 | 1 | 8.3057e-05 | 1.6271e-05 | 0 | 5.8742e-06 | 0.00011416 | 0 | 0.1566 | 0.1802 | 0 | 0 | 0.0013373 | 0
4033 | 1 | 6.5772e-05 | 2.0441e-05 | 0 | 2.3497e-06 | 0.00011416 | 0 | 0.1642 | 0.2137 | 0 | 0 | 0.010683 | 0
4034 | 1 | 5.8047e-05 | 2.2009e-05 | 0 | 1.1748e-06 | 0.00011416 | 0 | 0.1777 | 0.2788 | 0 | 0 | 0.055732 | 0
4035 | 1 | 5.3557e-05 | 2.3577e-05 | 0 | 1.4098e-05 | 0.00011416 | 0 | 0.1999 | 0.3395 | 0 | 0 | 0.068513 | 0
4036 | 1 | 5.0747e-05 | 2.9443e-05 | 0 | 3.7595e-05 | 0.00011416 | 0 | 0.2237 | 0.3151 | 0 | 0 | 0.045444 | 0
4037 | 1 | 5.1692e-05 | 3.424e-05 | 0 | 9.3987e-05 | 0.00011416 | 0.01 | 0.2008 | 0.2704 | 0 | 0 | 0.013684 | 0
4038 | 1 | 7.6543e-05 | 3.352e-05 | 0 | 0.0001821 | 0.00011416 | 0.05 | 0.1805 | 0.2852 | 0 | 0 | 0.00091137 | 0
4039 | 1 | 0.00012125 | 2.7248e-05 | 0 | 0.0001586 | 0.00011416 | 0.15 | 0.2305 | 0.3391 | 0 | 0 | 0.00032027 | 0.0030086
4040 | 1 | 0.00015587 | 1.6769e-05 | 0 | 0.00014685 | 0.00011416 | 0.23 | 0.2372 | 0.3206 | 0 | 0 | 0.015602 | 0.090235
4041 | 1 | 0.00017138 | 4.2615e-06 | 0 | 0.00016448 | 0.00011416 | 0.38 | 0.2378 | 0.3419 | 0 | 0 | 0.031318 | 0.26621
4042 | 1 | 0.00017501 | 0 | 0 | 0.00018797 | 0.00011416 | 0.54 | 0.2684 | 0.3739 | 0 | 0 | 0.025484 | 0.11381
4043 | 1 | 0.00017683 | 0 | 0 | 0.00020677 | 0.00011416 | 0.54 | 0.2808 | 0.3816 | 0 | 0 | 0.012438 | 0.11046
4044 | 1 | 0.00017337 | 0 | 0 | 0.00018797 | 0.00011416 | 0.56 | 0.2999 | 0.4068 | 0 | 0 | 0.0013373 | 0.075136
4045 | 1 | 0.00017266 | 0 | 0 | 0.00019032 | 0.00011416 | 0.41 | 0.3299 | 0.4282 | 0 | 0 | 0.012157 | 0.24941
4046 | 1 | 0.00017001 | 1.8633e-06 | 0 | 0.00021382 | 0.00011416 | 0.31 | 0.3426 | 0.4321 | 0 | 0 | 0.062188 | 0.047981
4047 | 1 | 0.00016694 | 1.0183e-05 | 0 | 0.00022322 | 0.00011416 | 0.32 | 0.3428 | 0.4359 | 0 | 0 | 0.076735 | 0
4048 | 1 | 0.00016547 | 1.9094e-05 | 0 | 0.00022322 | 0.00011416 | 0.31 | 0.3312 | 0.4175 | 0 | 0 | 0.050594 | 0
4049 | 1 | 0.00016471 | 2.8964e-05 | 0 | 0.00016448 | 0.00011416 | 0.17 | 0.3087 | 0.3868 | 0 | 0 | 0.015193 | 0.013728
4050 | 1 | 0.00014886 | 4.0457e-05 | 0 | 0.00011748 | 0.00011416 | 0.14 | 0.2788 | 0.3474 | 0 | 0 | 0.00094279 | 0.0083237
4051 | 1 | 0.00013821 | 5.3481e-05 | 0 | 8.8113e-05 | 0.00011416 | 0.04 | 0.2343 | 0.2847 | 0 | 0 | 0.00045479 | 0
4052 | 1 | 0.00012627 | 7.2298e-05 | 0 | 5.8742e-05 | 0.00011416 | 0.01 | 0.179 | 0.219 | 0 | 0 | 0.01812 | 0
4053 | 1 | 0.00011522 | 8.9843e-05 | 0 | 3.7595e-05 | 0.00011416 | 0 | 0.1543 | 0.1884 | 0 | 0 | 0.034965 | 0
4054 | 1 | 0.0001073 | 9.3809e-05 | 0 | 2.3497e-05 | 0.00011416 | 0 | 0.16 | 0.2037 | 0 | 0 | 0.027752 | 0
4055 | 1 | 9.214e-05 | 9.3957e-05 | 0 | 9.3987e-06 | 0.00011416 | 0 | 0.1775 | 0.238 | 0 | 0 | 0.013088 | 0
4056 | 1 | 6.377e-05 | 9.4049e-05 | 0 | 5.8742e-06 | 0.00011416 | 0 | 0.1923 | 0.269 | 0 | 0 | 0.0013373 | 0
4057 | 1 | 4.8092e-05 | 9.3698e-05 | 0 | 2.3497e-06 | 0.00011416 | 0 | 0.2055 | 0.2973 | 0 | 0 | 0.014612 | 0
4058 | 1 | 4.0473e-05 | 9.4621e-05 | 0 | 1.1748e-06 | 0.00011416 | 0 | 0.2052 | 0.2897 | 0 | 0 | 0.072776 | 0
4059 | 1 | 3.6133e-05 | 9.9325e-05 | 0 | 1.4098e-05 | 0.00011416 | 0 | 0.1958 | 0.2693 | 0 | 0 | 0.090263 | 0
4060 | 1 | 3.5425e-05 | 0.00010259 | 0 | 3.7595e-05 | 0.00011416 | 0 | 0.1884 | 0.2471 | 0 | 0 | 0.059026 | 0
4061 | 1 | 3.9829e-05 | 9.047e-05 | 0 | 9.3987e-05 | 0.00011416 | 0 | 0.1658 | 0.2123 | 0 | 0 | 0.017657 | 0
4062 | 1 | 6.5964e-05 | 7.6173e-05 | 0 | 0.0001821 | 0.00011416 | 0.03 | 0.1449 | 0.1806 | 0 | 0 | 0.00099127 | 0
4063 | 1 | 0.00011018 | 6.1654e-05 | 0 | 0.0001586 | 0.00011416 | 0.06 | 0.142 | 0.1646 | 0 | 0 | 0.00071998 | 0.017996
4064 | 1 | 0.000147 | 4.4755e-05 | 0 | 0.00014685 | 0.00011416 | 0.23 | 0.1348 | 0.1523 | 0 | 0 | 0.022384 | 0.0018163
4065 | 1 | 0.00016449 | 2.8318e-05 | 0 | 0.00016448 | 0.00011416 | 0.1 | 0.1411 | 0.1576 | 0 | 0 | 0.04095 | 0.29833
4066 | 1 | 0.00017003 | 1.319e-05 | 0 | 0.00018797 | 0.00011416 | 0.1 | 0.1677 | 0.1847 | 0 | 0 | 0.0314 | 0
4067 | 1 | 0.00017439 | 3.1177e-06 | 0 | 0.00020677 | 0.00011416 | 0.12 | 0.2094 | 0.2354 | 0 | 0 | 0.014105 | 0
4068 | 1 | 0.00017104 | 0 | 0 | 0.00018797 | 0.00011416 | 0.17 | 0.2593 | 0.2959 | 0 | 0 | 0.0013373 | 0.0050031
4069 | 1 | 0.00016991 | 0 | 0 | 0.00019032 | 0.00011416 | 0.2 | 0.3013 | 0.3456 | 0 | 0 | 0.017378 | 0
4070 | 1 | 0.0001651 | 9.4086e-07 | 0 | 0.00021382 | 0.00011416 | 0.06 | 0.3218 | 0.3691 | 0 | 0 | 0.084504 | 0
4071 | 1 | 0.00015845 | 7.6929e-06 | 0 | 0.00022322 | 0.00011416 | 0.17 | 0.3194 | 0.3723 | 0 | 0 | 0.10529 | 0
4072 | 1 | 0.00015425 | 1.6733e-05 | 0 | 0.00022322 | 0.00011416 | 0.16 | 0.3004 | 0.3539 | 0 | 0 | 0.068347 | 0
4073 | 1 | 0.00015334 | 2.7045e-05 | 0 | 0.00016448 | 0.00011416 | 0.11 | 0.2768 | 0.3368 | 0 | 0 | 0.020374 | 0
4074 | 1 | 0.0001399 | 4.0106e-05 | 0 | 0.00011748 | 0.00011416 | 0.09 | 0.25 | 0.317 | 0 | 0 | 0.0010414 | 0
4075 | 1 | 0.00012711 | 5.5695e-05 | 0 | 8.8113e-05 | 0.00011416 | 0.01 | 0.2026 | 0.2838 | 0 | 0 | 0.0010722 | 0
4076 | 1 | 0.00011276 | 7.5767e-05 | 0 | 5.8742e-05 | 0.00011416 | 0 | 0.1647 | 0.2609 | 0 | 0 | 0.02727 | 0
4077 | 1 | 0.00010132 | 9.0525e-05 | 0 | 3.7595e-05 | 0.00011416 | 0 | 0.1538 | 0.2486 | 0 | 0 | 0.047581 | 0
4078 | 1 | 9.3235e-05 | 9.6355e-05 | 0 | 2.3497e-05 | 0.00011416 | 0 | 0.1466 | 0.2452 | 0 | 0 | 0.035355 | 0
4079 | 1 | 7.9397e-05 | 0.00010113 | 0 | 9.3987e-06 | 0.00011416 | 0 | 0.1416 | 0.2419 | 0 | 0 | 0.015172 | 0
4080 | 1 | 5.7913e-05 | 0.00010477 | 0 | 5.8742e-06 | 0.00011416 | 0 | 0.136 | 0.2231 | 0 | 0 | 0.0013373 | 0
4081 | 1 | 4.0605e-05 | 0.00010849 | 0 | 2.3497e-06 | 0.00011416 | 0 | 0.1331 | 0.2028 | 0 | 0 | 0.020473 | 0
4082 | 1 | 3.0258e-05 | 0.00011311 | 0 | 1.1748e-06 | 0.00011416 | 0 | 0.1325 | 0.1909 | 0 | 0 | 0.097428 | 0
4083 | 1 | 2.4754e-05 | 0.00011835 | 0 | 1.4098e-05 | 0.00011416 | 0 | 0.1353 | 0.1871 | 0 | 0 | 0.12191 | 0
4084 | 1 | 2.1716e-05 | 0.0001212 | 0 | 3.7595e-05 | 0.00011416 | 0 | 0.1298 | 0.1696 | 0 | 0 | 0.0786 | 0
4085 | 1 | 1.7636e-05 | 0.0001022 | 0 | 9.3987e-05 | 0.00011416 | 0.01 | 0.1043 | 0.1317 | 0 | 0 | 0.023356 | 0
4086 | 1 | 2.5997e-05 | 8.2814e-05 | 0 | 0.0001821 | 0.00011416 | 0.03 | 0.0751 | 0.0887 | 0 | 0 | 0.0010931 | 0
4087 | 1 | 4.5094e-05 | 6.7188e-05 | 0 | 0.0001586 | 0.00011416 | 0.09 | 0.0581 | 0.0589 | 0 | 0 | 0.0015239 | 0
4088 | 1 | 7.1362e-05 | 5.0825e-05 | 0 | 0.00014685 | 0.00011416 | 0.32 | 0.0525 | 0.0458 | 0 | 0 | 0.032819 | 0.00091371
4089 | 1 | 9.5957e-05 | 3.044e-05 | 0 | 0.00016448 | 0.00011416 | 0.23 | 0.0568 | 0.0461 | 0 | 0 | 0.054893 | 0
4090 | 1 | 0.00010783 | 1.2895e-05 | 0 | 0.00018797 | 0.00011416 | 0.33 | 0.0636 | 0.0525 | 0 | 0 | 0.039629 | 0
4091 | 1 | 0.00011066 | 9.5931e-07 | 0 | 0.00020677 | 0.00011416 | 0.22 | 0.0651 | 0.0563 | 0 | 0 | 0.016293 | 0
4092 | 1 | 0.00010778 | 0 | 0 | 0.00018797 | 0.00011416 | 0.1 | 0.0667 | 0.0594 | 0 | 0 | 0.0013373 | 0
4093 | 1 | 0.00010209 | 0 | 0 | 0.00019032 | 0.00011416 | 0.17 | 0.0713 | 0.0662 | 0 | 0 | 0.025142 | 0.0025071
4094 | 1 | 9.5937e-05 | 0 | 0 | 0.00021382 | 0.00011416 | 0.29 | 0.0754 | 0.068 | 0 | 0 | 0.11662 | 0
4095 | 1 | 9.0587e-05 | 0 | 0 | 0.00022322 | 0.00011416 | 0.31 | 0.0732 | 0.0652 | 0 | 0 | 0.14666 | 0
4096 | 1 | 9.0813e-05 | 3.0255e-06 | 0 | 0.00022322 | 0.00011416 | 0.23 | 0.0655 | 0.0569 | 0 | 0 | 0.0938 | 0
4097 | 1 | 9.7923e-05 | 1.094e-05 | 0 | 0.00016448 | 0.00011416 | 0.08 | 0.0504 | 0.0402 | 0 | 0 | 0.027767 | 0.014653
4098 | 1 | 9.7612e-05 | 2.0477e-05 | 0 | 0.00011748 | 0.00011416 | 0.06 | 0.0322 | 0.0242 | 0 | 0 | 0.0011648 | 0.00060171
4099 | 1 | 9.1343e-05 | 3.3207e-05 | 0 | 8.8113e-05 | 0.00011416 | 0.02 | 0.0185 | 0.0125 | 0 | 0 | 0.0023023 | 0
4100 | 1 | 8.3916e-05 | 5.0474e-05 | 0 | 5.8742e-05 | 0.00011416 | 0 | 0.0105 | 0.0067 | 0 | 0 | 0.041324 | 0
4101 | 1 | 7.6886e-05 | 5.7079e-05 | 0 | 3.7595e-05 | 0.00011416 | 0 | 0.0051 | 0.0054 | 0 | 0 | 0.065756 | 0
4102 | 1 | 7.6631e-05 | 5.9071e-05 | 0 | 2.3497e-05 | 0.00011416 | 0 | 0.0041 | 0.012 | 0 | 0 | 0.045845 | 0
4103 | 1 | 6.4827e-05 | 6.3425e-05 | 0 | 9.3987e-06 | 0.00011416 | 0 | 0.0084 | 0.0283 | 0 | 0 | 0.017871 | 0
4104 | 1 | 5.1894e-05 | 7.2612e-05 | 0 | 5.8742e-06 | 0.00011416 | 0 | 0.0222 | 0.0599 | 0 | 0 | 0.0013373 | 0
4105 | 1 | 3.6694e-05 | 8.1154e-05 | 0 | 2.3497e-06 | 0.00011416 | 0 | 0.0487 | 0.108 | 0 | 0 | 0.029075 | 0
4106 | 1 | 2.7472e-05 | 8.5932e-05 | 0 | 1.1748e-06 | 0.00011416 | 0 | 0.0851 | 0.1608 | 0 | 0 | 0.13256 | 0
4107 | 1 | 2.1841e-05 | 8.7721e-05 | 0 | 1.4098e-05 | 0.00011416 | 0 | 0.1178 | 0.1986 | 0 | 0 | 0.16727 | 0
4108 | 1 | 1.8936e-05 | 8.6633e-05 | 0 | 3.7595e-05 | 0.00011416 | 0 | 0.1258 | 0.201 | 0 | 0 | 0.1064 | 0
4109 | 1 | 1.3775e-05 | 7.6744e-05 | 0 | 9.3987e-05 | 0.00011416 | 0 | 0.1129 | 0.1769 | 0 | 0 | 0.031417 | 0
4110 | 1 | 1.4576e-05 | 6.313e-05 | 0 | 0.0001821 | 0.00011416 | 0.02 | 0.0924 | 0.1455 | 0 | 0 | 0.0012206 | 0
4111 | 1 | 2.6272e-05 | 4.0291e-05 | 0 | 0.0001586 | 0.00011416 | 0.06 | 0.0899 | 0.1261 | 0 | 0 | 0.0030341 | 0.0035769
4112 | 1 | 4.6577e-05 | 1.5164e-05 | 0 | 0.00014685 | 0.00011416 | 0.07 | 0.1038 | 0.1233 | 0 | 0 | 0.048587 | 0.0072651
4113 | 1 | 6.7575e-05 | 0 | 0 | 0.00016448 | 0.00011416 | 0.17 | 0.124 | 0.1327 | 0 | 0 | 0.074782 | 0.0010809
4114 | 1 | 8.236e-05 | 0 | 0 | 0.00018797 | 0.00011416 | 0.07 | 0.1439 | 0.16 | 0 | 0 | 0.050911 | 0
4115 | 1 | 9.0162e-05 | 0 | 0 | 0.00020677 | 0.00011416 | 0.07 | 0.1595 | 0.2082 | 0 | 0 | 0.019119 | 0
4116 | 1 | 9.593e-05 | 0 | 0 | 0.00018797 | 0.00011416 | 0.12 | 0.1837 | 0.268 | 0 | 0 | 0.0013373 | 0.001248
4117 | 1 | 9.1234e-05 | 0 | 0 | 0.00019032 | 0.00011416 | 0.57 | 0.2209 | 0.3307 | 0 | 0 | 0.03493 | 0.016291
4118 | 1 | 8.4597e-05 | 0 | 0 | 0.00021382 | 0.00011416 | 0.68 | 0.2592 | 0.3646 | 0 | 0 | 0.15599 | 0
4119 | 1 | 7.8724e-05 | 0 | 0 | 0.00022322 | 0.00011416 | 0.37 | 0.2705 | 0.3511 | 0 | 0 | 0.19764 | 0
4120 | 1 | 8.0653e-05 | 0 | 0 | 0.00022322 | 0.00011416 | 0.3 | 0.2722 | 0.3204 | 0 | 0 | 0.1249 | 0.0065074
4121 | 1 | 9.2072e-05 | 0 | 0 | 0.00016448 | 0.00011416 | 0.19 | 0.2685 | 0.2659 | 0 | 0 | 0.036762 | 0.0055046
4122 | 1 | 9.5351e-05 | 0 | 0 | 0.00011748 | 0.00011416 | 0.11 | 0.2382 | 0.1936 | 0 | 0 | 0.0012976 | 0.0089811
4123 | 1 | 9.155e-05 | 1.4168e-05 | 0 | 8.8113e-05 | 0.00011416 | 0.05 | 0.1696 | 0.1153 | 0 | 0 | 0.0042308 | 0
4124 | 1 | 8.533e-05 | 4.2191e-05 | 0 | 5.8742e-05 | 0.00011416 | 0.01 | 0.1243 | 0.079 | 0 | 0 | 0.059529 | 0
4125 | 1 | 8.0127e-05 | 6.4569e-05 | 0 | 3.7595e-05 | 0.00011416 | 0 | 0.1171 | 0.0749 | 0 | 0 | 0.088053 | 0
4126 | 1 | 8.2812e-05 | 6.7871e-05 | 0 | 2.3497e-05 | 0.00011416 | 0 | 0.1229 | 0.0791 | 0 | 0 | 0.058228 | 0
4127 | 1 | 6.9625e-05 | 6.4366e-05 | 0 | 9.3987e-06 | 0.00011416 | 0 | 0.1303 | 0.0845 | 0 | 0 | 0.020871 | 0
4128 | 1 | 4.3906e-05 | 6.2632e-05 | 0 | 5.8742e-06 | 0.00011416 | 0 | 0.1385 | 0.0912 | 0 | 0 | 0.0013373 | 0
4129 | 1 | 3.122e-05 | 6.2447e-05 | 0 | 2.3497e-06 | 0.00011416 | 0 | 0.1564 | 0.0967 | 0 | 0 | 0.039802 | 0
4130 | 1 | 2.6721e-05 | 6.3775e-05 | 0 | 1.1748e-06 | 0.00011416 | 0 | 0.165 | 0.1005 | 0 | 0 | 0.17527 | 0
4131 | 1 | 2.4851e-05 | 6.5971e-05 | 0 | 1.4098e-05 | 0.00011416 | 0 | 0.1686 | 0.1073 | 0 | 0 | 0.22268 | 0
4132 | 1 | 2.6189e-05 | 6.7078e-05 | 0 | 3.7595e-05 | 0.00011416 | 0 | 0.1586 | 0.1145 | 0 | 0 | 0.14009 | 0
4133 | 1 | 3.2192e-05 | 5.9606e-05 | 0 | 9.3987e-05 | 0.00011416 | 0 | 0.136 | 0.111 | 0 | 0 | 0.041147 | 0
4134 | 1 | 6.0567e-05 | 4.9257e-05 | 0 | 0.0001821 | 0.00011416 | 0.01 | 0.115 | 0.099 | 0 | 0 | 0.0013575 | 0
4135 | 1 | 0.00010764 | 3.9848e-05 | 0 | 0.0001586 | 0.00011416 | 0.02 | 0.1204 | 0.1088 | 0 | 0 | 0.0053101 | 0.0017829
4136 | 1 | 0.00014449 | 3.4941e-05 | 0 | 0.00014685 | 0.00011416 | 0.06 | 0.1432 | 0.1441 | 0 | 0 | 0.068734 | 0.0027189
4137 | 1 | 0.00016051 | 3.2174e-05 | 0 | 0.00016448 | 0.00011416 | 0.06 | 0.1752 | 0.1839 | 0 | 0 | 0.098975 | 0.079582
4138 | 1 | 0.00016635 | 3.1307e-05 | 0 | 0.00018797 | 0.00011416 | 0.11 | 0.197 | 0.2117 | 0 | 0 | 0.064153 | 0.10898
4139 | 1 | 0.00017303 | 2.8964e-05 | 0 | 0.00020677 | 0.00011416 | 0.11 | 0.2074 | 0.2322 | 0 | 0 | 0.022253 | 0.045374
4140 | 1 | 0.00016858 | 2.817e-05 | 0 | 0.00018797 | 0.00011416 | 0.24 | 0.2059 | 0.2355 | 0 | 0 | 0.0013373 | 0
4141 | 1 | 0.00016998 | 2.8539e-05 | 0 | 0.00019032 | 0.00011416 | 0.34 | 0.1939 | 0.2263 | 0 | 0 | 0.045108 | 0.011277
4142 | 1 | 0.00016729 | 2.9591e-05 | 0 | 0.00021382 | 0.00011416 | 0.19 | 0.1755 | 0.2101 | 0 | 0 | 0.19607 | 0.0086134
4143 | 1 | 0.00016266 | 3.3963e-05 | 0 | 0.00022322 | 0.00011416 | 0.2 | 0.1466 | 0.1802 | 0 | 0 | 0.24976 | 0.012959
4144 | 1 | 0.00016004 | 4.0881e-05 | 0 | 0.00022322 | 0.00011416 | 0.05 | 0.1219 | 0.1532 | 0 | 0 | 0.15647 | 0
4145 | 1 | 0.00015881 | 4.9478e-05 | 0 | 0.00016448 | 0.00011416 | 0.05 | 0.1079 | 0.1349 | 0 | 0 | 0.045866 | 0
4146 | 1 | 0.00014458 | 5.9495e-05 | 0 | 0.00011748 | 0.00011416 | 0.08 | 0.1018 | 0.1279 | 0 | 0 | 0.0014192 | 0.006006
4147 | 1 | 0.0001314 | 7.2575e-05 | 0 | 8.8113e-05 | 0.00011416 | 0 | 0.0998 | 0.1343 | 0 | 0 | 0.0065588 | 0
4148 | 1 | 0.0001161 | 9.2555e-05 | 0 | 5.8742e-05 | 0.00011416 | 0.01 | 0.1084 | 0.1526 | 0 | 0 | 0.078843 | 0
4149 | 1 | 0.00010301 | 0.00010962 | 0 | 3.7595e-05 | 0.00011416 | 0 | 0.1238 | 0.1757 | 0 | 0 | 0.11077 | 0
4150 | 1 | 9.753e-05 | 0.00011656 | 0 | 2.3497e-05 | 0.00011416 | 0 | 0.135 | 0.1893 | 0 | 0 | 0.070468 | 0
4151 | 1 | 8.281e-05 | 0.00012008 | 0 | 9.3987e-06 | 0.00011416 | 0 | 0.1427 | 0.1973 | 0 | 0 | 0.023696 | 0
4152 | 1 | 5.7849e-05 | 0.00011995 | 0 | 5.8742e-06 | 0.00011416 | 0 | 0.1499 | 0.2062 | 0 | 0 | 0.0013373 | 0
4153 | 1 | 4.1765e-05 | 0.00011805 | 0 | 2.3497e-06 | 0.00011416 | 0 | 0.1544 | 0.2236 | 0 | 0 | 0.050866 | 0
4154 | 1 | 3.5603e-05 | 0.00011657 | 0 | 1.1748e-06 | 0.00011416 | 0 | 0.1618 | 0.2463 | 0 | 0 | 0.21846 | 0
4155 | 1 | 3.2301e-05 | 0.00011495 | 0 | 1.4098e-05 | 0.00011416 | 0 | 0.1746 | 0.2653 | 0 | 0 | 0.27895 | 0
4156 | 1 | 3.2059e-05 | 0.00011274 | 0 | 3.7595e-05 | 0.00011416 | 0 | 0.1802 | 0.2803 | 0 | 0 | 0.17408 | 0
4157 | 1 | 3.5922e-05 | 9.8495e-05 | 0 | 9.3987e-05 | 0.00011416 | 0.01 | 0.1721 | 0.2917 | 0 | 0 | 0.050934 | 0
4158 | 1 | 6.4526e-05 | 8.143e-05 | 0 | 0.0001821 | 0.00011416 | 0.04 | 0.1583 | 0.2923 | 0 | 0 | 0.0014827 | 0
4159 | 1 | 0.00010926 | 6.4403e-05 | 0 | 0.0001586 | 0.00011416 | 0.15 | 0.1879 | 0.3323 | 0 | 0 | 0.0079894 | 0.007722
4160 | 1 | 0.00014391 | 4.9367e-05 | 0 | 0.00014685 | 0.00011416 | 0.29 | 0.228 | 0.4053 | 0 | 0 | 0.089897 | 0
4161 | 1 | 0.00016223 | 3.7505e-05 | 0 | 0.00016448 | 0.00011416 | 0.47 | 0.2844 | 0.4932 | 0 | 0 | 0.12346 | 0
4162 | 1 | 0.00017146 | 3.2081e-05 | 0 | 0.00018797 | 0.00011416 | 0.07 | 0.3482 | 0.5725 | 0 | 0 | 0.077184 | 0
4163 | 1 | 0.00017666 | 3.0882e-05 | 0 | 0.00020677 | 0.00011416 | 0.08 | 0.3979 | 0.6143 | 0 | 0 | 0.025199 | 0
4164 | 1 | 0.00017474 | 2.6455e-05 | 0 | 0.00018797 | 0.00011416 | 0.05 | 0.4332 | 0.6368 | 0 | 0 | 0.0013373 | 0
4165 | 1 | 0.00017638 | 2.009e-05 | 0 | 0.00019032 | 0.00011416 | 0.27 | 0.4536 | 0.64 | 0 | 0 | 0.054964 | 0
4166 | 1 | 0.00017335 | 1.7268e-05 | 0 | 0.00021382 | 0.00011416 | 0.25 | 0.4571 | 0.6257 | 0 | 0 | 0.23429 | 0
4167 | 1 | 0.00017043 | 1.8356e-05 | 0 | 0.00022322 | 0.00011416 | 0.34 | 0.4425 | 0.5929 | 0 | 0 | 0.29961 | 0
4168 | 1 | 0.00016933 | 2.4776e-05 | 0 | 0.00022322 | 0.00011416 | 0.1 | 0.408 | 0.5381 | 0 | 0 | 0.18653 | 0
4169 | 1 | 0.00016916 | 3.4683e-05 | 0 | 0.00016448 | 0.00011416 | 0.07 | 0.3595 | 0.4706 | 0 | 0 | 0.054511 | 0
4170 | 1 | 0.00015252 | 4.5401e-05 | 0 | 0.00011748 | 0.00011416 | 0.06 | 0.3018 | 0.3915 | 0 | 0 | 0.0015261 | 0
4171 | 1 | 0.00014075 | 5.5068e-05 | 0 | 8.8113e-05 | 0.00011416 | 0.03 | 0.2489 | 0.3185 | 0 | 0 | 0.0090503 | 0
4172 | 1 | 0.00012886 | 6.4071e-05 | 0 | 5.8742e-05 | 0.00011416 | 0.01 | 0.2132 | 0.2612 | 0 | 0 | 0.097813 | 0
4173 | 1 | 0.00011866 | 7.1118e-05 | 0 | 3.7595e-05 | 0.00011416 | 0 | 0.1795 | 0.2051 | 0 | 0 | 0.13243 | 0
4174 | 1 | 0.00010741 | 7.5066e-05 | 0 | 2.3497e-05 | 0.00011416 | 0 | 0.1586 | 0.1761 | 0 | 0 | 0.08189 | 0
4175 | 1 | 8.8279e-05 | 7.7925e-05 | 0 | 9.3987e-06 | 0.00011416 | 0 | 0.151 | 0.1654 | 0 | 0 | 0.026235 | 0
4176 | 1 | 6.3087e-05 | 8.0489e-05 | 0 | 5.8742e-06 | 0.00011416 | 0 | 0.1455 | 0.1546 | 0 | 0 | 0.0013373 | 0
4177 | 1 | 4.625e-05 | 8.2445e-05 | 0 | 2.3497e-06 | 0.00011416 | 0 | 0.1384 | 0.1516 | 0 | 0 | 0.061516 | 0
4178 | 1 | 3.9303e-05 | 8.3441e-05 | 0 | 1.1748e-06 | 0.00011416 | 0 | 0.1342 | 0.1485 | 0 | 0 | 0.25945 | 0
4179 | 1 | 3.5748e-05 | 8.5102e-05 | 0 | 1.4098e-05 | 0.00011416 | 0 | 0.1314 | 0.142 | 0 | 0 | 0.33249 | 0
4180 | 1 | 3.6154e-05 | 8.5526e-05 | 0 | 3.7595e-05 | 0.00011416 | 0 | 0.1226 | 0.1223 | 0 | 0 | 0.20629 | 0
4181 | 1 | 4.0691e-05 | 7.8534e-05 | 0 | 9.3987e-05 | 0.00011416 | 0 | 0.1061 | 0.0923 | 0 | 0 | 0.060186 | 0
4182 | 1 | 6.784e-05 | 6.7133e-05 | 0 | 0.0001821 | 0.00011416 | 0.01 | 0.0953 | 0.0669 | 0 | 0 | 0.0015928 | 0
4183 | 1 | 0.00011458 | 5.3463e-05 | 0 | 0.0001586 | 0.00011416 | 0.06 | 0.0894 | 0.0616 | 0 | 0 | 0.010812 | 0.0023734
4184 | 1 | 0.0001509 | 3.8464e-05 | 0 | 0.00014685 | 0.00011416 | 0.13 | 0.0809 | 0.073 | 0 | 0 | 0.11054 | 0
4185 | 1 | 0.00016643 | 1.9776e-05 | 0 | 0.00016448 | 0.00011416 | 0.22 | 0.0795 | 0.107 | 0 | 0 | 0.1467 | 0.089221
4186 | 1 | 0.00016962 | 0 | 0 | 0.00018797 | 0.00011416 | 0.43 | 0.089 | 0.1631 | 0 | 0 | 0.089302 | 0.48859
4187 | 1 | 0.00016875 | 0 | 0 | 0.00020677 | 0.00011416 | 0.66 | 0.1092 | 0.2481 | 0 | 0 | 0.027843 | 0.64013
4188 | 1 | 0.00016346 | 0 | 0 | 0.00018797 | 0.00011416 | 0.66 | 0.1413 | 0.3376 | 0 | 0 | 0.0013373 | 0.88255
4189 | 1 | 0.00016552 | 0 | 0 | 0.00019032 | 0.00011416 | 0.6 | 0.181 | 0.4088 | 0 | 0 | 0.06381 | 0.55023
4190 | 1 | 0.00016413 | 0 | 0 | 0.00021382 | 0.00011416 | 0.46 | 0.2135 | 0.4518 | 0 | 0 | 0.26822 | 0.2228
4191 | 1 | 0.00016227 | 0 | 0 | 0.00022322 | 0.00011416 | 0.49 | 0.2315 | 0.454 | 0 | 0 | 0.34396 | 0.068406
4192 | 1 | 0.00016219 | 0 | 0 | 0.00022322 | 0.00011416 | 0.45 | 0.2327 | 0.42 | 0 | 0 | 0.21317 | 0.027144
4193 | 1 | 0.00016508 | 0 | 0 | 0.00016448 | 0.00011416 | 0.28 | 0.2182 | 0.3603 | 0 | 0 | 0.062162 | 0.17192
4194 | 1 | 0.00014829 | 0 | 0 | 0.00011748 | 0.00011416 | 0.14 | 0.1814 | 0.2755 | 0 | 0 | 0.0016155 | 0.13463
4195 | 1 | 0.00013702 | 0 | 0 | 8.8113e-05 | 0.00011416 | 0.04 | 0.1282 | 0.1769 | 0 | 0 | 0.011446 | 0
4196 | 1 | 0.00012463 | 9.261e-06 | 0 | 5.8742e-05 | 0.00011416 | 0.01 | 0.0919 | 0.1279 | 0 | 0 | 0.11501 | 0
4197 | 1 | 0.00011331 | 2.7654e-05 | 0 | 3.7595e-05 | 0.00011416 | 0 | 0.0733 | 0.1151 | 0 | 0 | 0.15168 | 0
4198 | 1 | 0.0001088 | 3.317e-05 | 0 | 2.3497e-05 | 0.00011416 | 0 | 0.0627 | 0.1163 | 0 | 0 | 0.091868 | 0
4199 | 1 | 9.6028e-05 | 3.745e-05 | 0 | 9.3987e-06 | 0.00011416 | 0 | 0.0621 | 0.1418 | 0 | 0 | 0.028393 | 0
4200 | 1 | 7.7336e-05 | 3.9553e-05 | 0 | 5.8742e-06 | 0.00011416 | 0 | 0.0594 | 0.1599 | 0 | 0 | 0.0013373 | 0
4201 | 1 | 5.9678e-05 | 4.208e-05 | 0 | 2.3497e-06 | 0.00011416 | 0 | 0.056 | 0.1648 | 0 | 0 | 0.06616 | 0
4202 | 1 | 5.154e-05 | 4.8814e-05 | 0 | 1.1748e-06 | 0.00011416 | 0 | 0.0618 | 0.1862 | 0 | 0 | 0.27718 | 0
4203 | 1 | 4.7342e-05 | 5.5326e-05 | 0 | 1.4098e-05 | 0.00011416 | 0 | 0.0744 | 0.2149 | 0 | 0 | 0.3557 | 0
4204 | 1 | 4.645e-05 | 6.1875e-05 | 0 | 3.7595e-05 | 0.00011416 | 0 | 0.0837 | 0.221 | 0 | 0 | 0.2202 | 0
4205 | 1 | 4.9072e-05 | 4.7873e-05 | 0 | 9.3987e-05 | 0.00011416 | 0.01 | 0.0881 | 0.2083 | 0 | 0 | 0.06418 | 0
4206 | 1 | 7.6463e-05 | 1.7101e-05 | 0 | 0.0001821 | 0.00011416 | 0.05 | 0.0684 | 0.1626 | 0 | 0 | 0.0016383 | 0
4207 | 1 | 0.00012127 | 0 | 0 | 0.0001586 | 0.00011416 | 0.15 | 0.0577 | 0.1298 | 0 | 0 | 0.012104 | 0.13833
4208 | 1 | 0.0001551 | 0 | 0 | 0.00014685 | 0.00011416 | 0.33 | 0.0609 | 0.1255 | 0 | 0 | 0.11961 | 0.33714
4209 | 1 | 0.00017115 | 0 | 0 | 0.00016448 | 0.00011416 | 0.49 | 0.0648 | 0.1231 | 0 | 0 | 0.15676 | 0.51919
4210 | 1 | 0.00017434 | 0 | 0 | 0.00018797 | 0.00011416 | 0.63 | 0.0633 | 0.1051 | 0 | 0 | 0.094484 | 0.72768
4211 | 1 | 0.00017459 | 0 | 0 | 0.00020677 | 0.00011416 | 0.73 | 0.0541 | 0.0809 | 0 | 0 | 0.02895 | 0.83037
4212 | 1 | 0.00017094 | 0 | 0 | 0.00018797 | 0.00011416 | 0.78 | 0.0498 | 0.0672 | 0 | 0 | 0.0013373 | 0.77633
4213 | 1 | 0.00017239 | 0 | 0 | 0.00019032 | 0.00011416 | 0.77 | 0.0498 | 0.0651 | 0 | 0 | 0.068568 | 0.41751
4214 | 1 | 0.00017287 | 0 | 0 | 0.00021382 | 0.00011416 | 0.71 | 0.0535 | 0.0628 | 0 | 0 | 0.28635 | 0.25984
4215 | 1 | 0.00017032 | 0 | 0 | 0.00022322 | 0.00011416 | 0.6 | 0.0573 | 0.0552 | 0 | 0 | 0.36769 | 0.20651
4216 | 1 | 0.00016968 | 0 | 0 | 0.00022322 | 0.00011416 | 0.48 | 0.0502 | 0.0401 | 0 | 0 | 0.22739 | 0.23901
4217 | 1 | 0.00017112 | 0 | 0 | 0.00016448 | 0.00011416 | 0.3 | 0.0402 | 0.0273 | 0 | 0 | 0.066242 | 0.23381
4218 | 1 | 0.00015724 | 0 | 0 | 0.00011748 | 0.00011416 | 0.13 | 0.0348 | 0.0215 | 0 | 0 | 0.0016614 | 0.03149
4219 | 1 | 0.00014759 | 0 | 0 | 8.8113e-05 | 0.00011416 | 0.05 | 0.0331 | 0.0205 | 0 | 0 | 0.012788 | 0
4220 | 1 | 0.00013736 | 0 | 0 | 5.8742e-05 | 0.00011416 | 0 | 0.0358 | 0.0239 | 0 | 0 | 0.12432 | 0
4221 | 1 | 0.00012485 | 0 | 0 | 3.7595e-05 | 0.00011416 | 0 | 0.033 | 0.0234 | 0 | 0 | 0.16196 | 0
4222 | 1 | 0.00011968 | 9.0765e-06 | 0 | 2.3497e-05 | 0.00011416 | 0 | 0.0261 | 0.0195 | 0 | 0 | 0.097148 | 0
4223 | 1 | 0.00010587 | 1.8725e-05 | 0 | 9.3987e-06 | 0.00011416 | 0 | 0.0195 | 0.0159 | 0 | 0 | 0.029515 | 0
4224 | 1 | 7.6778e-05 | 2.485e-05 | 0 | 5.8742e-06 | 0.00011416 | 0 | 0.018 | 0.0212 | 0 | 0 | 0.0013373 | 0
4225 | 1 | 6.012e-05 | 2.9388e-05 | 0 | 2.3497e-06 | 0.00011416 | 0 | 0.0202 | 0.0307 | 0 | 0 | 0.068568 | 0
4226 | 1 | 5.1681e-05 | 3.3594e-05 | 0 | 1.1748e-06 | 0.00011416 | 0 | 0.0221 | 0.0375 | 0 | 0 | 0.28635 | 0
4227 | 1 | 4.6647e-05 | 3.7431e-05 | 0 | 1.4098e-05 | 0.00011416 | 0 | 0.0241 | 0.0462 | 0 | 0 | 0.36769 | 0
4228 | 1 | 4.6292e-05 | 3.9424e-05 | 0 | 3.7595e-05 | 0.00011416 | 0 | 0.0267 | 0.0552 | 0 | 0 | 0.22739 | 0
4229 | 1 | 4.901e-05 | 2.5735e-05 | 0 | 9.3987e-05 | 0.00011416 | 0 | 0.0273 | 0.0601 | 0 | 0 | 0.066242 | 0
4230 | 1 | 7.4159e-05 | 4.0217e-06 | 0 | 0.0001821 | 0.00011416 | 0.04 | 0.0204 | 0.0545 | 0 | 0 | 0.0016614 | 0
4231 | 1 | 0.0001179 | 0 | 0 | 0.0001586 | 0.00011416 | 0.12 | 0.0098 | 0.0413 | 0 | 0 | 0.012788 | 0.004134
4232 | 1 | 0.00015476 | 0 | 0 | 0.00014685 | 0.00011416 | 0.19 | 0.0115 | 0.0377 | 0 | 0 | 0.12432 | 0.016313
4233 | 1 | 0.00017099 | 0 | 0 | 0.00016448 | 0.00011416 | 0.43 | 0.016 | 0.0419 | 0 | 0 | 0.16196 | 0.14189
4234 | 1 | 0.0001757 | 0 | 0 | 0.00018797 | 0.00011416 | 0.5 | 0.019 | 0.044 | 0 | 0 | 0.097148 | 0.3188
4235 | 1 | 0.00017439 | 0 | 0.00029956 | 0.00020677 | 0.00011416 | 0.62 | 0.0213 | 0.0424 | 0 | 0 | 0.029515 | 0.30672
4236 | 1 | 0.00016741 | 0 | 0.00069644 | 0.00018797 | 0.00011416 | 0.55 | 0.024 | 0.0388 | 0 | 0 | 0.0013373 | 0.91438
4237 | 1 | 0.00017098 | 0 | 0.00048507 | 0.00019032 | 0.00011416 | 0.69 | 0.027 | 0.0442 | 0 | 0 | 0.068568 | 0.37754
4238 | 1 | 0.00017136 | 0 | 0.00018856 | 0.00021382 | 0.00011416 | 0.38 | 0.0355 | 0.0604 | 0 | 0 | 0.28635 | 0.12937
4239 | 1 | 0.00016916 | 0 | 0 | 0.00022322 | 0.00011416 | 0.18 | 0.0532 | 0.0901 | 0 | 0 | 0.36769 | 0.0047246
4240 | 1 | 0.00016595 | 0 | 0 | 0.00022322 | 0.00011416 | 0.16 | 0.0691 | 0.1109 | 0 | 0 | 0.22739 | 0.03588
4241 | 1 | 0.00016456 | 0 | 0 | 0.00016448 | 0.00011416 | 0.13 | 0.0772 | 0.1045 | 0 | 0 | 0.066242 | 0
4242 | 1 | 0.00014878 | 0 | 0 | 0.00011748 | 0.00011416 | 0.13 | 0.0754 | 0.0899 | 0 | 0 | 0.0016614 | 0.067414
4243 | 1 | 0.00013584 | 0 | 0 | 8.8113e-05 | 0.00011416 | 0.03 | 0.0753 | 0.0919 | 0 | 0 | 0.012788 | 0
4244 | 1 | 0.00012397 | 0 | 0 | 5.8742e-05 | 0.00011416 | 0 | 0.0816 | 0.1046 | 0 | 0 | 0.12432 | 0
4245 | 1 | 0.00011137 | 0 | 0 | 3.7595e-05 | 0.00011416 | 0 | 0.0965 | 0.1279 | 0 | 0 | 0.16196 | 0
4246 | 1 | 0.000108 | 0 | 0 | 2.3497e-05 | 0.00011416 | 0 | 0.1285 | 0.1868 | 0 | 0 | 0.097148 | 0
4247 | 1 | 9.696e-05 | 0 | 0 | 9.3987e-06 | 0.00011416 | 0 | 0.1599 | 0.2547 | 0 | 0 | 0.029515 | 0
4248 | 1 | 7.6332e-05 | 0 | 0 | 5.8742e-06 | 0.00011416 | 0 | 0.1726 | 0.2701 | 0 | 0 | 0.0013373 | 0
4249 | 1 | 5.8404e-05 | 0 | 0 | 2.3497e-06 | 0.00011416 | 0 | 0.1679 | 0.2625 | 0 | 0 | 0.06616 | 0
4250 | 1 | 4.8513e-05 | 0 | 0 | 1.1748e-06 | 0.00011416 | 0 | 0.1732 | 0.2635 | 0 | 0 | 0.27718 | 0
4251 | 1 | 4.234e-05 | 5.7743e-06 | 0 | 1.4098e-05 | 0.00011416 | 0 | 0.1791 | 0.2611 | 0 | 0 | 0.3557 | 0
4252 | 1 | 3.8565e-05 | 1.0626e-05 | 0 | 3.7595e-05 | 0.00011416 | 0 | 0.1751 | 0.2569 | 0 | 0 | 0.2202 | 0
4253 | 1 | 3.3193e-05 | 7.3239e-06 | 0 | 9.3987e-05 | 0.00011416 | 0 | 0.1458 | 0.2418 | 0 | 0 | 0.06418 | 0
4254 | 1 | 3.9546e-05 | 0 | 0 | 0.0001821 | 0.00011416 | 0.01 | 0.1218 | 0.2337 | 0 | 0 | 0.0016383 | 0
4255 | 1 | 5.756e-05 | 0 | 0 | 0.0001586 | 0.00011416 | 0.09 | 0.1209 | 0.1929 | 0 | 0 | 0.012104 | 0
4256 | 1 | 8.2249e-05 | 0 | 0 | 0.00014685 | 0.00011416 | 0.03 | 0.1358 | 0.186 | 0 | 0 | 0.11961 | 0
4257 | 1 | 0.00010604 | 0 | 0 | 0.00016448 | 0.00011416 | 0.28 | 0.165 | 0.23 | 0 | 0 | 0.15676 | 0
4258 | 1 | 0.00011622 | 0 | 0 | 0.00018797 | 0.00011416 | 0.44 | 0.2079 | 0.2887 | 0 | 0 | 0.094484 | 0.097311
4259 | 1 | 0.0001151 | 0 | 0 | 0.00020677 | 0.00011416 | 0.32 | 0.2549 | 0.321 | 0 | 0 | 0.02895 | 0.36697
4260 | 1 | 0.00010894 | 0 | 0 | 0.00018797 | 0.00011416 | 0.6 | 0.2994 | 0.3269 | 0 | 0 | 0.0013373 | 0.55011
4261 | 1 | 0.00010122 | 0 | 0 | 0.00019032 | 0.00011416 | 0.66 | 0.3257 | 0.3205 | 0 | 0 | 0.061516 | 0.37773
4262 | 1 | 9.3434e-05 | 0 | 0 | 0.00021382 | 0.00011416 | 0.67 | 0.3262 | 0.3019 | 0 | 0 | 0.25945 | 0.46598
4263 | 1 | 8.8011e-05 | 0 | 0 | 0.00022322 | 0.00011416 | 0.65 | 0.3017 | 0.2641 | 0 | 0 | 0.33249 | 0.1217
4264 | 1 | 8.7802e-05 | 0 | 0 | 0.00022322 | 0.00011416 | 0.51 | 0.2568 | 0.2077 | 0 | 0 | 0.20629 | 0.16
4265 | 1 | 9.312e-05 | 0 | 0 | 0.00016448 | 0.00011416 | 0.33 | 0.2059 | 0.1522 | 0 | 0 | 0.060186 | 0.13571
4266 | 1 | 9.4032e-05 | 0 | 0 | 0.00011748 | 0.00011416 | 0.13 | 0.1518 | 0.0996 | 0 | 0 | 0.0015928 | 0.10907
4267 | 1 | 9.055e-05 | 0 | 0 | 8.8113e-05 | 0.00011416 | 0.04 | 0.0957 | 0.0538 | 0 | 0 | 0.010812 | 0
4268 | 1 | 8.5645e-05 | 1.0405e-05 | 0 | 5.8742e-05 | 0.00011416 | 0.01 | 0.0635 | 0.0306 | 0 | 0 | 0.11054 | 0
4269 | 1 | 7.679e-05 | 3.2672e-05 | 0 | 3.7595e-05 | 0.00011416 | 0 | 0.0437 | 0.0187 | 0 | 0 | 0.1467 | 0
4270 | 1 | 7.8071e-05 | 3.9461e-05 | 0 | 2.3497e-05 | 0.00011416 | 0 | 0.0318 | 0.0161 | 0 | 0 | 0.089302 | 0
4271 | 1 | 7.0329e-05 | 4.2689e-05 | 0 | 9.3987e-06 | 0.00011416 | 0 | 0.0265 | 0.023 | 0 | 0 | 0.027843 | 0
4272 | 1 | 5.2866e-05 | 4.8593e-05 | 0 | 5.8742e-06 | 0.00011416 | 0 | 0.0279 | 0.0394 | 0 | 0 | 0.0013373 | 0
4273 | 1 | 3.7572e-05 | 5.3463e-05 | 0 | 2.3497e-06 | 0.00011416 | 0 | 0.0331 | 0.0593 | 0 | 0 | 0.057093 | 0
4274 | 1 | 2.7831e-05 | 6.1119e-05 | 0 | 1.1748e-06 | 0.00011416 | 0 | 0.0398 | 0.0762 | 0 | 0 | 0.24249 | 0
4275 | 1 | 2.099e-05 | 7.2151e-05 | 0 | 1.4098e-05 | 0.00011416 | 0 | 0.0477 | 0.0916 | 0 | 0 | 0.31032 | 0
4276 | 1 | 1.633e-05 | 7.7962e-05 | 0 | 3.7595e-05 | 0.00011416 | 0 | 0.0582 | 0.1129 | 0 | 0 | 0.19297 | 0
4277 | 1 | 1.0544e-05 | 5.4201e-05 | 0 | 9.3987e-05 | 0.00011416 | 0.01 | 0.0674 | 0.1399 | 0 | 0 | 0.056361 | 0
4278 | 1 | 1.2405e-05 | 2.71e-05 | 0 | 0.0001821 | 0.00011416 | 0.04 | 0.0603 | 0.1541 | 0 | 0 | 0.0015481 | 0
4279 | 1 | 2.2433e-05 | 5.0179e-06 | 0 | 0.0001586 | 0.00011416 | 0.15 | 0.0527 | 0.1599 | 0 | 0 | 0.0096143 | 0.10461
4280 | 1 | 3.9238e-05 | 0 | 0 | 0.00014685 | 0.00011416 | 0.35 | 0.0662 | 0.1728 | 0 | 0 | 0.10194 | 0.31159
4281 | 1 | 5.5995e-05 | 0 | 0 | 0.00016448 | 0.00011416 | 0.51 | 0.0882 | 0.207 | 0 | 0 | 0.13708 | 0.098949
4282 | 1 | 6.8604e-05 | 0 | 0 | 0.00018797 | 0.00011416 | 0.48 | 0.0936 | 0.2087 | 0 | 0 | 0.084313 | 0.017595
4283 | 1 | 7.7466e-05 | 0 | 0 | 0.00020677 | 0.00011416 | 0.33 | 0.0905 | 0.1885 | 0 | 0 | 0.026764 | 0.045429
4284 | 1 | 8.4763e-05 | 0 | 0 | 0.00018797 | 0.00011416 | 0.34 | 0.0865 | 0.169 | 0 | 0 | 0.0013373 | 0
4285 | 1 | 8.4776e-05 | 0 | 0 | 0.00019032 | 0.00011416 | 0.21 | 0.0837 | 0.1453 | 0 | 0 | 0.052888 | 0
4286 | 1 | 8.0283e-05 | 0 | 0 | 0.00021382 | 0.00011416 | 0.19 | 0.0867 | 0.1565 | 0 | 0 | 0.22628 | 0.030843
4287 | 1 | 7.7664e-05 | 0 | 0 | 0.00022322 | 0.00011416 | 0.36 | 0.0836 | 0.1119 | 0 | 0 | 0.28916 | 0.040203
4288 | 1 | 7.9432e-05 | 0 | 0 | 0.00022322 | 0.00011416 | 0.31 | 0.0591 | 0.0676 | 0 | 0 | 0.18023 | 0.028325
4289 | 1 | 9.2072e-05 | 0 | 0 | 0.00016448 | 0.00011416 | 0.1 | 0.0404 | 0.0575 | 0 | 0 | 0.052702 | 0
4290 | 1 | 9.6738e-05 | 0 | 0 | 0.00011748 | 0.00011416 | 0.03 | 0.0344 | 0.0524 | 0 | 0 | 0.0015043 | 0
4291 | 1 | 9.3964e-05 | 0 | 0 | 8.8113e-05 | 0.00011416 | 0.01 | 0.0501 | 0.0589 | 0 | 0 | 0.0085089 | 0
4292 | 1 | 9.1099e-05 | 0 | 0 | 5.8742e-05 | 0.00011416 | 0.01 | 0.0647 | 0.0603 | 0 | 0 | 0.0938 | 0
4293 | 1 | 8.8251e-05 | 0 | 0 | 3.7595e-05 | 0.00011416 | 0 | 0.0743 | 0.0588 | 0 | 0 | 0.12789 | 0
4294 | 1 | 8.9022e-05 | 0 | 0 | 2.3497e-05 | 0.00011416 | 0 | 0.0788 | 0.0688 | 0 | 0 | 0.079513 | 0
4295 | 1 | 7.4832e-05 | 6.6413e-07 | 0 | 9.3987e-06 | 0.00011416 | 0 | 0.093 | 0.0911 | 0 | 0 | 0.025714 | 0
4296 | 1 | 6.1028e-05 | 1.5109e-05 | 0 | 5.8742e-06 | 0.00011416 | 0 | 0.1081 | 0.1182 | 0 | 0 | 0.0013373 | 0
4297 | 1 | 4.7783e-05 | 2.5034e-05 | 0 | 2.3497e-06 | 0.00011416 | 0 | 0.1208 | 0.1384 | 0 | 0 | 0.046976 | 0
4298 | 1 | 4.1795e-05 | 3.5421e-05 | 0 | 1.1748e-06 | 0.00011416 | 0 | 0.1206 | 0.1532 | 0 | 0 | 0.20336 | 0
4299 | 1 | 3.8293e-05 | 4.494e-05 | 0 | 1.4098e-05 | 0.00011416 | 0 | 0.1225 | 0.1667 | 0 | 0 | 0.25925 | 0
4300 | 1 | 3.8923e-05 | 4.8906e-05 | 0 | 3.7595e-05 | 0.00011416 | 0 | 0.112 | 0.1432 | 0 | 0 | 0.1622 | 0
4301 | 1 | 4.343e-05 | 2.758e-05 | 0 | 9.3987e-05 | 0.00011416 | 0 | 0.0717 | 0.0863 | 0 | 0 | 0.047516 | 0
4302 | 1 | 7.2141e-05 | 6.6413e-06 | 0 | 0.0001821 | 0.00011416 | 0.05 | 0.0374 | 0.0595 | 0 | 0 | 0.0014402 | 0
4303 | 1 | 0.00011806 | 0 | 0 | 0.0001586 | 0.00011416 | 0.14 | 0.0234 | 0.0396 | 0 | 0 | 0.0070149 | 0.010563
4304 | 1 | 0.0001549 | 0 | 0 | 0.00014685 | 0.00011416 | 0.32 | 0.0189 | 0.0271 | 0 | 0 | 0.082421 | 0.28353
4305 | 1 | 0.00016944 | 0 | 0 | 0.00016448 | 0.00011416 | 0.47 | 0.023 | 0.0208 | 0 | 0 | 0.11489 | 0.42929
4306 | 1 | 0.00017374 | 0 | 0 | 0.00018797 | 0.00011416 | 0.55 | 0.0366 | 0.0313 | 0 | 0 | 0.072661 | 0.54918
4307 | 1 | 0.00017753 | 0 | 0 | 0.00020677 | 0.00011416 | 0.59 | 0.0504 | 0.0434 | 0 | 0 | 0.02419 | 0.51969
4308 | 1 | 0.0001748 | 0 | 2.7371e-05 | 0.00018797 | 0.00011416 | 0.63 | 0.0563 | 0.0558 | 0 | 0 | 0.0013373 | 0.76149
4309 | 1 | 0.0001745 | 0 | 0.00051396 | 0.00019032 | 0.00011416 | 0.73 | 0.0642 | 0.0652 | 0 | 0 | 0.041522 | 0.32291
4310 | 1 | 0.00017327 | 0 | 0.00027827 | 0.00021382 | 0.00011416 | 0.63 | 0.0709 | 0.0713 | 0 | 0 | 0.18203 | 0.29876
4311 | 1 | 0.00017287 | 0 | 0 | 0.00022322 | 0.00011416 | 0.54 | 0.0734 | 0.0631 | 0 | 0 | 0.23148 | 0.33498
4312 | 1 | 0.0001712 | 0 | 0 | 0.00022322 | 0.00011416 | 0.41 | 0.0725 | 0.0528 | 0 | 0 | 0.14542 | 0.48325
4313 | 1 | 0.00017135 | 0 | 0 | 0.00016448 | 0.00011416 | 0.28 | 0.0637 | 0.0423 | 0 | 0 | 0.042682 | 0.29731
4314 | 1 | 0.00015656 | 0 | 0 | 0.00011748 | 0.00011416 | 0.1 | 0.0478 | 0.0274 | 0 | 0 | 0.0013779 | 0.06991
4315 | 1 | 0.00014681 | 0 | 0 | 8.8113e-05 | 0.00011416 | 0.05 | 0.0351 | 0.0187 | 0 | 0 | 0.0057069 | 0
4316 | 1 | 0.00013492 | 0 | 0 | 5.8742e-05 | 0.00011416 | 0.01 | 0.0338 | 0.0198 | 0 | 0 | 0.072001 | 0
4317 | 1 | 0.00012409 | 0 | 0 | 3.7595e-05 | 0.00011416 | 0 | 0.0273 | 0.0155 | 0 | 0 | 0.10281 | 0
4318 | 1 | 0.00011886 | 8.3201e-06 | 0 | 2.3497e-05 | 0.00011416 | 0 | 0.0196 | 0.0108 | 0 | 0 | 0.066214 | 0
4319 | 1 | 0.00010664 | 1.7655e-05 | 0 | 9.3987e-06 | 0.00011416 | 0 | 0.0152 | 0.0093 | 0 | 0 | 0.022727 | 0
4320 | 1 | 8.1839e-05 | 2.6086e-05 | 0 | 5.8742e-06 | 0.00011416 | 0 | 0.015 | 0.0091 | 0 | 0 | 0.0013373 | 0
4321 | 1 | 6.2911e-05 | 3.4775e-05 | 0 | 2.3497e-06 | 0.00011416 | 0 | 0.0168 | 0.0099 | 0 | 0 | 0.036507 | 0
4322 | 1 | 5.4295e-05 | 4.3925e-05 | 0 | 1.1748e-06 | 0.00011416 | 0 | 0.0195 | 0.0123 | 0 | 0 | 0.16225 | 0
4323 | 1 | 4.9633e-05 | 5.3039e-05 | 0 | 1.4098e-05 | 0.00011416 | 0 | 0.0226 | 0.0159 | 0 | 0 | 0.20577 | 0
4324 | 1 | 4.8507e-05 | 5.9514e-05 | 0 | 3.7595e-05 | 0.00011416 | 0 | 0.0257 | 0.0206 | 0 | 0 | 0.12983 | 0
4325 | 1 | 5.152e-05 | 3.78e-05 | 0 | 9.3987e-05 | 0.00011416 | 0.01 | 0.0284 | 0.0274 | 0 | 0 | 0.038187 | 0
4326 | 1 | 7.9957e-05 | 6.6229e-06 | 0 | 0.0001821 | 0.00011416 | 0.04 | 0.0173 | 0.027 | 0 | 0 | 0.0013174 | 0
4327 | 1 | 0.00012418 | 0 | 0 | 0.0001586 | 0.00011416 | 0.14 | 0.0121 | 0.0253 | 0 | 0 | 0.0045725 | 0.14938
4328 | 1 | 0.0001591 | 0 | 0 | 0.00014685 | 0.00011416 | 0.33 | 0.0174 | 0.0345 | 0 | 0 | 0.062499 | 0.35064
4329 | 1 | 0.00017604 | 0 | 0 | 0.00016448 | 0.00011416 | 0.51 | 0.0203 | 0.045 | 0 | 0 | 0.091599 | 0.563
4330 | 1 | 0.00018019 | 0 | 0 | 0.00018797 | 0.00011416 | 0.64 | 0.0217 | 0.0527 | 0 | 0 | 0.060161 | 0.73738
4331 | 1 | 0.00017272 | 0 | 0.0013457 | 0.00020677 | 0.00011416 | 0.73 | 0.0213 | 0.054 | 0 | 0 | 0.021325 | 0.88884
4332 | 1 | 0.00016091 | 0 | 0.0025865 | 0.00018797 | 0.00011416 | 0.77 | 0.0201 | 0.0514 | 0 | 0 | 0.0013373 | 0.97919
4333 | 1 | 0.00015504 | 0 | 0.0035932 | 0.00019032 | 0.00011416 | 0.77 | 0.0203 | 0.0482 | 0 | 0 | 0.031913 | 0.94683
4334 | 1 | 0.00014944 | 0 | 0.0042835 | 0.00021382 | 0.00011416 | 0.72 | 0.0223 | 0.0485 | 0 | 0 | 0.14396 | 0.8612
4335 | 1 | 0.00014659 | 0 | 0.0046394 | 0.00022322 | 0.00011416 | 0.62 | 0.0275 | 0.0547 | 0 | 0 | 0.18203 | 0.75475
4336 | 1 | 0.00014661 | 0 | 0.0046272 | 0.00022322 | 0.00011416 | 0.49 | 0.0382 | 0.0722 | 0 | 0 | 0.1154 | 0.56797
4337 | 1 | 0.00015077 | 0 | 0.0040174 | 0.00016448 | 0.00011416 | 0.32 | 0.0558 | 0.1066 | 0 | 0 | 0.03402 | 0.34983
4338 | 1 | 0.00014572 | 0 | 0.002769 | 0.00011748 | 0.00011416 | 0.13 | 0.0857 | 0.1665 | 0 | 0 | 0.0012587 | 0.15508
4339 | 1 | 0.00015367 | 0 | 9.7319e-05 | 8.8113e-05 | 0.00011416 | 0.04 | 0.145 | 0.2712 | 0 | 0 | 0.0035994 | 0
4340 | 1 | 0.00014538 | 0 | 0 | 5.8742e-05 | 0.00011416 | 0.01 | 0.253 | 0.4157 | 0 | 0 | 0.053873 | 0
4341 | 1 | 0.00013393 | 0 | 0 | 3.7595e-05 | 0.00011416 | 0 | 0.3466 | 0.5137 | 0 | 0 | 0.081237 | 0
4342 | 1 | 0.00012913 | 0 | 0 | 2.3497e-05 | 0.00011416 | 0 | 0.3626 | 0.5268 | 0 | 0 | 0.054488 | 0
4343 | 1 | 0.00011822 | 0 | 0 | 9.3987e-06 | 0.00011416 | 0 | 0.3487 | 0.5088 | 0 | 0 | 0.019982 | 0
4344 | 1 | 9.2461e-05 | 0 | 0 | 5.8742e-06 | 0.00011416 | 0 | 0.3288 | 0.4841 | 0 | 0 | 0.0013373 | 0
4345 | 1 | 7.4046e-05 | 0 | 0 | 2.3497e-06 | 0.00011416 | 0 | 0.3023 | 0.4543 | 0 | 0 | 0.029075 | 0
4346 | 1 | 6.4719e-05 | 4.8519e-06 | 0 | 1.1748e-06 | 0.00011416 | 0 | 0.2808 | 0.4225 | 0 | 0 | 0.13256 | 0
4347 | 1 | 5.9505e-05 | 1.4906e-05 | 0 | 1.4098e-05 | 0.00011416 | 0 | 0.2595 | 0.3886 | 0 | 0 | 0.16727 | 0
4348 | 1 | 5.7443e-05 | 2.1935e-05 | 0 | 3.7595e-05 | 0.00011416 | 0 | 0.2405 | 0.3522 | 0 | 0 | 0.1064 | 0
4349 | 1 | 6.0372e-05 | 7.1026e-06 | 0 | 9.3987e-05 | 0.00011416 | 0.01 | 0.1902 | 0.2796 | 0 | 0 | 0.031417 | 0
4350 | 1 | 8.7746e-05 | 0 | 0 | 0.0001821 | 0.00011416 | 0.04 | 0.1254 | 0.194 | 0 | 0 | 0.0012206 | 0
4351 | 1 | 0.00013262 | 0 | 0 | 0.0001586 | 0.00011416 | 0.13 | 0.0918 | 0.1538 | 0 | 0 | 0.0030341 | 0.15269
4352 | 1 | 0.00016753 | 0 | 0 | 0.00014685 | 0.00011416 | 0.33 | 0.111 | 0.1953 | 0 | 0 | 0.048587 | 0.35529
4353 | 1 | 0.00016789 | 0 | 0.0027782 | 0.00016448 | 0.00011416 | 0.5 | 0.1501 | 0.2497 | 0 | 0 | 0.074782 | 0.55367
4354 | 1 | 0.00015389 | 0 | 0.0057388 | 0.00018797 | 0.00011416 | 0.58 | 0.1952 | 0.2764 | 0 | 0 | 0.050911 | 0.75083
4355 | 1 | 0.00014264 | 0 | 0.0079087 | 0.00020677 | 0.00011416 | 0.71 | 0.2403 | 0.317 | 0 | 0 | 0.019119 | 0.89196
4356 | 1 | 0.00013176 | 0 | 0.0093137 | 0.00018797 | 0.00011416 | 0.76 | 0.2728 | 0.3584 | 0 | 0 | 0.0013373 | 0.94981
4357 | 1 | 0.00012847 | 0 | 0.010273 | 0.00019032 | 0.00011416 | 0.76 | 0.2791 | 0.3761 | 0 | 0 | 0.026411 | 0.87086
4358 | 1 | 0.0001233 | 0 | 0.010923 | 0.00021382 | 0.00011416 | 0.71 | 0.2643 | 0.3575 | 0 | 0 | 0.12178 | 0.91024
4359 | 1 | 0.00012006 | 0 | 0.011218 | 0.00022322 | 0.00011416 | 0.62 | 0.2405 | 0.3219 | 0 | 0 | 0.15333 | 0.75677
4360 | 1 | 0.00012241 | 0 | 0.011027 | 0.00022322 | 0.00011416 | 0.49 | 0.2276 | 0.3028 | 0 | 0 | 0.097883 | 0.62344
4361 | 1 | 0.00012724 | 0 | 0.010314 | 0.00016448 | 0.00011416 | 0.31 | 0.2305 | 0.3234 | 0 | 0 | 0.02895 | 0.3691
4362 | 1 | 0.00012225 | 0 | 0.0085853 | 0.00011748 | 0.00011416 | 0.12 | 0.2474 | 0.3749 | 0 | 0 | 0.0011832 | 0.14944
4363 | 1 | 0.00013172 | 0 | 0.0057084 | 8.8113e-05 | 0.00011416 | 0.04 | 0.3205 | 0.4627 | 0 | 0 | 0.0025314 | 0
4364 | 1 | 0.00014136 | 0 | 0.0028557 | 5.8742e-05 | 0.00011416 | 0.01 | 0.4077 | 0.5495 | 0 | 0 | 0.043658 | 0
4365 | 1 | 0.00014107 | 0 | 0.0013792 | 3.7595e-05 | 0.00011416 | 0 | 0.4543 | 0.5957 | 0 | 0 | 0.068679 | 0
4366 | 1 | 0.00014227 | 0 | 0.00052461 | 2.3497e-05 | 0.00011416 | 0 | 0.4658 | 0.6162 | 0 | 0 | 0.047495 | 0
4367 | 1 | 0.00013478 | 0 | 0 | 9.3987e-06 | 0.00011416 | 0 | 0.4498 | 0.6168 | 0 | 0 | 0.01828 | 0
4368 | 1 | 0.00010828 | 0 | 0 | 5.8742e-06 | 0.00011416 | 0 | 0.4274 | 0.6012 | 0 | 0 | 0.0013373 | 0
4369 | 1 | 8.9361e-05 | 0 | 0 | 2.3497e-06 | 0.00011416 | 0 | 0.4194 | 0.5688 | 0 | 0 | 0.025142 | 0
4370 | 1 | 7.971e-05 | 0 | 0 | 1.1748e-06 | 0.00011416 | 0 | 0.3804 | 0.4829 | 0 | 0 | 0.11662 | 0
4371 | 1 | 7.4268e-05 | 0 | 0 | 1.4098e-05 | 0.00011416 | 0 | 0.3274 | 0.3663 | 0 | 0 | 0.14666 | 0
4372 | 1 | 7.3904e-05 | 0 | 0 | 3.7595e-05 | 0.00011416 | 0 | 0.2618 | 0.2378 | 0 | 0 | 0.0938 | 0
4373 | 1 | 7.7516e-05 | 0 | 0 | 9.3987e-05 | 0.00011416 | 0.01 | 0.2073 | 0.155 | 0 | 0 | 0.027767 | 0
4374 | 1 | 0.00010753 | 0 | 0 | 0.0001821 | 0.00011416 | 0.05 | 0.1583 | 0.1128 | 0 | 0 | 0.0011648 | 0
4375 | 1 | 0.00014921 | 0 | 0.0004577 | 0.0001586 | 0.00011416 | 0.13 | 0.117 | 0.084 | 0 | 0 | 0.0023023 | 0.12796
4376 | 1 | 0.0001644 | 0 | 0.0035217 | 0.00014685 | 0.00011416 | 0.31 | 0.1137 | 0.0815 | 0 | 0 | 0.041324 | 0.3192
4377 | 1 | 0.00016587 | 0 | 0.0063272 | 0.00016448 | 0.00011416 | 0.47 | 0.1217 | 0.1025 | 0 | 0 | 0.065756 | 0.51528
4378 | 1 | 0.00015738 | 0 | 0.0082812 | 0.00018797 | 0.00011416 | 0.61 | 0.1279 | 0.1462 | 0 | 0 | 0.045845 | 0.70086
4379 | 1 | 0.00015202 | 0 | 0.0095327 | 0.00020677 | 0.00011416 | 0.68 | 0.1327 | 0.149 | 0 | 0 | 0.017871 | 0.83113
4380 | 1 | 0.00014469 | 0 | 0.010205 | 0.00018797 | 0.00011416 | 0.72 | 0.1296 | 0.1244 | 0 | 0 | 0.0013373 | 0.90158
4381 | 1 | 0.00014345 | 0 | 0.010343 | 0.00019032 | 0.00011416 | 0.72 | 0.1247 | 0.1371 | 0 | 0 | 0.026411 | 0.93464
4382 | 1 | 0.00014266 | 0 | 0.0099782 | 0.00021382 | 0.00011416 | 0.5 | 0.1178 | 0.166 | 0 | 0 | 0.12178 | 0.83566
4383 | 1 | 0.00014208 | 0 | 0.0092787 | 0.00022322 | 0.00011416 | 0.56 | 0.1087 | 0.172 | 0 | 0 | 0.15333 | 0.56647
4384 | 1 | 0.00014545 | 0 | 0.0084591 | 0.00022322 | 0.00011416 | 0.37 | 0.0948 | 0.1695 | 0 | 0 | 0.097883 | 0.51374
4385 | 1 | 0.00014854 | 0 | 0.0074358 | 0.00016448 | 0.00011416 | 0.17 | 0.0667 | 0.125 | 0 | 0 | 0.02895 | 0.19191
4386 | 1 | 0.00014778 | 0 | 0.0056977 | 0.00011748 | 0.00011416 | 0.13 | 0.0549 | 0.0556 | 0 | 0 | 0.0011832 | 0.000624
4387 | 1 | 0.00015335 | 0 | 0.0031765 | 8.8113e-05 | 0.00011416 | 0.05 | 0.0696 | 0.0517 | 0 | 0 | 0.0025314 | 0
4388 | 1 | 0.00016156 | 0 | 0.00056262 | 5.8742e-05 | 0.00011416 | 0.01 | 0.0852 | 0.0988 | 0 | 0 | 0.043658 | 0
4389 | 1 | 0.00015275 | 0 | 0 | 3.7595e-05 | 0.00011416 | 0 | 0.0904 | 0.1403 | 0 | 0 | 0.068679 | 0
4390 | 1 | 0.00014628 | 0 | 0 | 2.3497e-05 | 0.00011416 | 0 | 0.1001 | 0.1804 | 0 | 0 | 0.047495 | 0
4391 | 1 | 0.0001318 | 0 | 0 | 9.3987e-06 | 0.00011416 | 0 | 0.1132 | 0.2094 | 0 | 0 | 0.01828 | 0
4392 | 1 | 0.00010136 | 0 | 0 | 5.8742e-06 | 0.00011416 | 0 | 0.1267 | 0.2197 | 0 | 0 | 0.0013373 | 0
4393 | 1 | 8.3192e-05 | 0 | 0 | 2.3497e-06 | 0.00011416 | 0 | 0.1414 | 0.2181 | 0 | 0 | 0.029075 | 0
4394 | 1 | 7.3269e-05 | 0 | 0 | 1.1748e-06 | 0.00011416 | 0 | 0.1593 | 0.2056 | 0 | 0 | 0.13256 | 0
4395 | 1 | 6.8715e-05 | 0 | 0 | 1.4098e-05 | 0.00011416 | 0 | 0.1838 | 0.2025 | 0 | 0 | 0.16727 | 0
4396 | 1 | 6.8216e-05 | 0 | 0 | 3.7595e-05 | 0.00011416 | 0 | 0.1477 | 0.149 | 0 | 0 | 0.1064 | 0
4397 | 1 | 7.0817e-05 | 0 | 0 | 9.3987e-05 | 0.00011416 | 0.01 | 0.0806 | 0.0779 | 0 | 0 | 0.031417 | 0
4398 | 1 | 9.5511e-05 | 0 | 0 | 0.0001821 | 0.00011416 | 0.05 | 0.0342 | 0.0388 | 0 | 0 | 0.0012206 | 0
4399 | 1 | 0.00013787 | 0 | 0 | 0.0001586 | 0.00011416 | 0.14 | 0.0202 | 0.026 | 0 | 0 | 0.0030341 | 0.1179
4400 | 1 | 0.00017247 | 0 | 0 | 0.00014685 | 0.00011416 | 0.32 | 0.0094 | 0.0126 | 0 | 0 | 0.048587 | 0.3185
4401 | 1 | 0.0001778 | 0 | 0.0019494 | 0.00016448 | 0.00011416 | 0.49 | 0.0027 | 0.0033 | 0 | 0 | 0.074782 | 0.52328
4402 | 1 | 0.00016467 | 0 | 0.004542 | 0.00018797 | 0.00011416 | 0.61 | 0.0014 | 0.0015 | 0 | 0 | 0.050911 | 0.72504
4403 | 1 | 0.0001536 | 0 | 0.0065082 | 0.00020677 | 0.00011416 | 0.69 | 0.002 | 0.0022 | 0 | 0 | 0.019119 | 0.86025
4404 | 1 | 0.00014194 | 0 | 0.0077034 | 0.00018797 | 0.00011416 | 0.73 | 0.0036 | 0.0064 | 0 | 0 | 0.0013373 | 0.90118
4405 | 1 | 0.00013741 | 0 | 0.0083329 | 0.00019032 | 0.00011416 | 0.72 | 0.008 | 0.0195 | 0 | 0 | 0.031913 | 0.84102
4406 | 1 | 0.00013236 | 0 | 0.0085276 | 0.00021382 | 0.00011416 | 0.68 | 0.0166 | 0.0449 | 0 | 0 | 0.14396 | 0.82171
4407 | 1 | 0.00012796 | 0 | 0.0084044 | 0.00022322 | 0.00011416 | 0.59 | 0.0303 | 0.0841 | 0 | 0 | 0.18203 | 0.69443
4408 | 1 | 0.00012824 | 0 | 0.0080334 | 0.00022322 | 0.00011416 | 0.37 | 0.0528 | 0.1375 | 0 | 0 | 0.1154 | 0.55076
4409 | 1 | 0.0001316 | 0 | 0.0074129 | 0.00016448 | 0.00011416 | 0.3 | 0.0875 | 0.2157 | 0 | 0 | 0.03402 | 0.29969
4410 | 1 | 0.00012823 | 0 | 0.0062603 | 0.00011748 | 0.00011416 | 0.13 | 0.1319 | 0.3043 | 0 | 0 | 0.0012587 | 0.093912
4411 | 1 | 0.00013031 | 0 | 0.0043352 | 8.8113e-05 | 0.00011416 | 0.04 | 0.1844 | 0.3921 | 0 | 0 | 0.0035994 | 0
4412 | 1 | 0.0001329 | 0 | 0.0022976 | 5.8742e-05 | 0.00011416 | 0.01 | 0.2462 | 0.4785 | 0 | 0 | 0.053873 | 0
4413 | 1 | 0.00012466 | 0 | 0.0012575 | 3.7595e-05 | 0.00011416 | 0 | 0.2845 | 0.524 | 0 | 0 | 0.081237 | 0
4414 | 1 | 0.00012663 | 0 | 0.00030868 | 2.3497e-05 | 0.00011416 | 0 | 0.2828 | 0.5224 | 0 | 0 | 0.054488 | 0
4415 | 1 | 0.00012204 | 0 | 0 | 9.3987e-06 | 0.00011416 | 0 | 0.27 | 0.5003 | 0 | 0 | 0.019982 | 0
4416 | 1 | 0.0001054 | 0 | 0 | 5.8742e-06 | 0.00011416 | 0 | 0.2606 | 0.487 | 0 | 0 | 0.0013373 | 0
4417 | 1 | 8.5965e-05 | 0 | 0 | 2.3497e-06 | 0.00011416 | 0 | 0.2596 | 0.4902 | 0 | 0 | 0.038131 | 0
4418 | 1 | 7.4058e-05 | 0 | 0 | 1.1748e-06 | 0.00011416 | 0 | 0.2656 | 0.498 | 0 | 0 | 0.16868 | 0
4419 | 1 | 6.7994e-05 | 0 | 0 | 1.4098e-05 | 0.00011416 | 0 | 0.2717 | 0.4985 | 0 | 0 | 0.21411 | 0
4420 | 1 | 6.5116e-05 | 0 | 0 | 3.7595e-05 | 0.00011416 | 0 | 0.2643 | 0.494 | 0 | 0 | 0.1349 | 0
4421 | 1 | 5.891e-05 | 0 | 0 | 9.3987e-05 | 0.00011416 | 0.01 | 0.2305 | 0.4685 | 0 | 0 | 0.039648 | 0
4422 | 1 | 6.4949e-05 | 0 | 0 | 0.0001821 | 0.00011416 | 0.03 | 0.1849 | 0.4152 | 0 | 0 | 0.0013373 | 0
4423 | 1 | 8.1066e-05 | 0 | 0.00043337 | 0.0001586 | 0.00011416 | 0.12 | 0.1476 | 0.3447 | 0 | 0 | 0.0049321 | 0.0034989
4424 | 1 | 8.9485e-05 | 0 | 0.0029089 | 0.00014685 | 0.00011416 | 0.31 | 0.1342 | 0.2621 | 0 | 0 | 0.065567 | 0.068105
4425 | 1 | 9.2522e-05 | 0 | 0.006049 | 0.00016448 | 0.00011416 | 0.47 | 0.1535 | 0.1983 | 0 | 0 | 0.09524 | 0.38015
4426 | 1 | 8.5602e-05 | 0 | 0.008488 | 0.00018797 | 0.00011416 | 0.38 | 0.1729 | 0.2217 | 0 | 0 | 0.062136 | 0.65156
4427 | 1 | 7.657e-05 | 0 | 0.0098763 | 0.00020677 | 0.00011416 | 0.7 | 0.1834 | 0.2757 | 0 | 0 | 0.021786 | 0.27758
4428 | 1 | 6.9399e-05 | 0 | 0.010311 | 0.00018797 | 0.00011416 | 0.75 | 0.2009 | 0.3217 | 0 | 0 | 0.0013373 | 0.88575
4429 | 1 | 6.68e-05 | 0 | 0.0098931 | 0.00019032 | 0.00011416 | 0.75 | 0.2258 | 0.3636 | 0 | 0 | 0.045108 | 0.95176
4430 | 1 | 7.0499e-05 | 0 | 0.0085808 | 0.00021382 | 0.00011416 | 0.7 | 0.241 | 0.4013 | 0 | 0 | 0.19607 | 0.82145
4431 | 1 | 8.0164e-05 | 0 | 0.0064763 | 0.00022322 | 0.00011416 | 0.62 | 0.2445 | 0.3886 | 0 | 0 | 0.24976 | 0.50368
4432 | 1 | 9.6499e-05 | 0 | 0.0040494 | 0.00022322 | 0.00011416 | 0.42 | 0.2307 | 0.3308 | 0 | 0 | 0.15647 | 0.51432
4433 | 1 | 0.00011215 | 0 | 0.0021745 | 0.00016448 | 0.00011416 | 0.13 | 0.1846 | 0.2238 | 0 | 0 | 0.045866 | 0.019645
4434 | 1 | 0.00011995 | 0 | 0.0010325 | 0.00011748 | 0.00011416 | 0.1 | 0.152 | 0.1479 | 0 | 0 | 0.0014192 | 0.00312
4435 | 1 | 0.00012101 | 0 | 0 | 8.8113e-05 | 0.00011416 | 0.03 | 0.1207 | 0.1178 | 0 | 0 | 0.0065588 | 0
4436 | 1 | 0.00011423 | 0 | 0 | 5.8742e-05 | 0.00011416 | 0.01 | 0.1005 | 0.1178 | 0 | 0 | 0.078843 | 0
4437 | 1 | 0.00010571 | 0 | 0 | 3.7595e-05 | 0.00011416 | 0 | 0.1066 | 0.1507 | 0 | 0 | 0.11077 | 0
4438 | 1 | 0.0001063 | 0 | 0 | 2.3497e-05 | 0.00011416 | 0 | 0.1043 | 0.1593 | 0 | 0 | 0.070468 | 0
4439 | 1 | 9.8605e-05 | 0 | 0 | 9.3987e-06 | 0.00011416 | 0 | 0.0919 | 0.1543 | 0 | 0 | 0.023696 | 0
4440 | 1 | 7.5858e-05 | 0 | 0 | 5.8742e-06 | 0.00011416 | 0 | 0.0684 | 0.1245 | 0 | 0 | 0.0013373 | 0
4441 | 1 | 6.066e-05 | 0 | 0 | 2.3497e-06 | 0.00011416 | 0 | 0.0474 | 0.0868 | 0 | 0 | 0.052888 | 0
4442 | 1 | 5.0257e-05 | 0 | 0 | 1.1748e-06 | 0.00011416 | 0 | 0.0325 | 0.0509 | 0 | 0 | 0.22628 | 0
4443 | 1 | 4.5056e-05 | 0 | 0 | 1.4098e-05 | 0.00011416 | 0 | 0.0205 | 0.022 | 0 | 0 | 0.28916 | 0
4444 | 1 | 4.1426e-05 | 0 | 0 | 3.7595e-05 | 0.00011416 | 0 | 0.0105 | 0.0045 | 0 | 0 | 0.18023 | 0
4445 | 1 | 3.4363e-05 | 0 | 0 | 9.3987e-05 | 0.00011416 | 0.01 | 0.0049 | 0.0005 | 0 | 0 | 0.052702 | 0
4446 | 1 | 3.2841e-05 | 0 | 0 | 0.0001821 | 0.00011416 | 0.05 | 0.0041 | 0.0012 | 0 | 0 | 0.0015043 | 0
4447 | 1 | 4.1284e-05 | 0 | 0 | 0.0001586 | 0.00011416 | 0.11 | 0.007 | 0.0046 | 0 | 0 | 0.0085089 | 0.062355
4448 | 1 | 5.7104e-05 | 0 | 0 | 0.00014685 | 0.00011416 | 0.23 | 0.0171 | 0.0116 | 0 | 0 | 0.0938 | 0.069988
4449 | 1 | 7.3323e-05 | 0 | 0.00012621 | 0.00016448 | 0.00011416 | 0.47 | 0.0195 | 0.0083 | 0 | 0 | 0.12789 | 0.15136
4450 | 1 | 7.4557e-05 | 0 | 0.001627 | 0.00018797 | 0.00011416 | 0.5 | 0.0174 | 0.0054 | 0 | 0 | 0.079513 | 0.020057
4451 | 1 | 7.2646e-05 | 0 | 0.0030625 | 0.00020677 | 0.00011416 | 0.68 | 0.0219 | 0.011 | 0 | 0 | 0.025714 | 0.47921
4452 | 1 | 7.1215e-05 | 0 | 0.0040418 | 0.00018797 | 0.00011416 | 0.66 | 0.0372 | 0.0265 | 0 | 0 | 0.0013373 | 0.65464
4453 | 1 | 6.5219e-05 | 0 | 0.0048401 | 0.00019032 | 0.00011416 | 0.19 | 0.0443 | 0.0899 | 0 | 0 | 0.061516 | 0.48655
4454 | 1 | 6.4398e-05 | 0 | 0.0050758 | 0.00021382 | 0.00011416 | 0.33 | 0.0459 | 0.1673 | 0 | 0 | 0.25945 | 0.5032
4455 | 1 | 6.8107e-05 | 0 | 0.0044006 | 0.00022322 | 0.00011416 | 0.11 | 0.1192 | 0.3147 | 0 | 0 | 0.33249 | 0.0023846
4456 | 1 | 8.9911e-05 | 0 | 0.0016286 | 0.00022322 | 0.00011416 | 0.43 | 0.2684 | 0.5104 | 0 | 0 | 0.20629 | 0
4457 | 1 | 0.00010742 | 0 | 0 | 0.00016448 | 0.00011416 | 0.27 | 0.3511 | 0.4649 | 0 | 0 | 0.060186 | 0.21479
4458 | 1 | 0.00010537 | 0 | 0 | 0.00011748 | 0.00011416 | 0.14 | 0.25 | 0.3668 | 0 | 0 | 0.0015928 | 0.13096
4459 | 1 | 0.00010022 | 0 | 0 | 8.8113e-05 | 0.00011416 | 0.03 | 0.2402 | 0.3142 | 0 | 0 | 0.010812 | 0
4460 | 1 | 9.7964e-05 | 0 | 0 | 5.8742e-05 | 0.00011416 | 0 | 0.252 | 0.32 | 0 | 0 | 0.11054 | 0
4461 | 1 | 9.214e-05 | 0 | 0 | 3.7595e-05 | 0.00011416 | 0 | 0.2632 | 0.3581 | 0 | 0 | 0.1467 | 0
4462 | 1 | 9.5154e-05 | 0 | 0 | 2.3497e-05 | 0.00011416 | 0 | 0.2648 | 0.3992 | 0 | 0 | 0.089302 | 0
4463 | 1 | 8.4639e-05 | 3.8557e-06 | 0 | 9.3987e-06 | 0.00011416 | 0 | 0.2822 | 0.4418 | 0 | 0 | 0.027843 | 0
4464 | 1 | 7.1344e-05 | 8.7629e-06 | 0 | 5.8742e-06 | 0.00011416 | 0 | 0.2994 | 0.4525 | 0 | 0 | 0.0013373 | 0
4465 | 1 | 5.787e-05 | 1.4648e-05 | 0 | 2.3497e-06 | 0.00011416 | 0 | 0.2917 | 0.4139 | 0 | 0 | 0.068568 | 0
4466 | 1 | 5.1692e-05 | 2.1806e-05 | 0 | 1.1748e-06 | 0.00011416 | 0 | 0.2719 | 0.3453 | 0 | 0 | 0.28635 | 0
4467 | 1 | 4.8382e-05 | 2.9499e-05 | 0 | 1.4098e-05 | 0.00011416 | 0 | 0.2547 | 0.2979 | 0 | 0 | 0.36769 | 0
4468 | 1 | 4.8125e-05 | 3.6324e-05 | 0 | 3.7595e-05 | 0.00011416 | 0 | 0.2402 | 0.2633 | 0 | 0 | 0.22739 | 0
4469 | 1 | 5.2519e-05 | 2.2839e-05 | 0 | 9.3987e-05 | 0.00011416 | 0.01 | 0.201 | 0.2168 | 0 | 0 | 0.066242 | 0
4470 | 1 | 7.915e-05 | 1.0331e-06 | 0 | 0.0001821 | 0.00011416 | 0.04 | 0.1811 | 0.1881 | 0 | 0 | 0.0016614 | 0
4471 | 1 | 0.00012116 | 0 | 0 | 0.0001586 | 0.00011416 | 0.14 | 0.1906 | 0.2045 | 0 | 0 | 0.012788 | 0.11998
4472 | 1 | 0.00015628 | 0 | 0 | 0.00014685 | 0.00011416 | 0.26 | 0.2105 | 0.2352 | 0 | 0 | 0.12432 | 0.31027
4473 | 1 | 0.00017183 | 0 | 0 | 0.00016448 | 0.00011416 | 0.42 | 0.2383 | 0.2701 | 0 | 0 | 0.16196 | 0.38646
4474 | 1 | 0.00017623 | 0 | 0 | 0.00018797 | 0.00011416 | 0.61 | 0.2575 | 0.2987 | 0 | 0 | 0.097148 | 0.35074
4475 | 1 | 0.00017964 | 0 | 0 | 0.00020677 | 0.00011416 | 0.69 | 0.2616 | 0.3166 | 0 | 0 | 0.029515 | 0.19414
4476 | 1 | 0.00017667 | 0 | 0 | 0.00018797 | 0.00011416 | 0.73 | 0.2573 | 0.3233 | 0 | 0 | 0.0013373 | 0.030309
4477 | 1 | 0.00017972 | 0 | 0 | 0.00019032 | 0.00011416 | 0.79 | 0.2399 | 0.3059 | 0 | 0 | 0.07614 | 0.6175
4478 | 1 | 0.00017748 | 0 | 0 | 0.00021382 | 0.00011416 | 0.72 | 0.2108 | 0.2715 | 0 | 0 | 0.31504 | 0.6084
4479 | 1 | 0.00017439 | 0 | 0 | 0.00022322 | 0.00011416 | 0.55 | 0.1747 | 0.2236 | 0 | 0 | 0.40529 | 0.41683
4480 | 1 | 0.00017371 | 0 | 0 | 0.00022322 | 0.00011416 | 0.42 | 0.133 | 0.17 | 0 | 0 | 0.24989 | 0.48752
4481 | 1 | 0.00017403 | 0 | 0 | 0.00016448 | 0.00011416 | 0.32 | 0.0967 | 0.1245 | 0 | 0 | 0.07269 | 0.35824
4482 | 1 | 0.00015974 | 0 | 0 | 0.00011748 | 0.00011416 | 0.13 | 0.0662 | 0.0829 | 0 | 0 | 0.0017319 | 0.14845
4483 | 1 | 0.00014992 | 0 | 0 | 8.8113e-05 | 0.00011416 | 0.04 | 0.037 | 0.0393 | 0 | 0 | 0.014991 | 0
4484 | 1 | 0.00014022 | 0 | 0 | 5.8742e-05 | 0.00011416 | 0.01 | 0.0169 | 0.0126 | 0 | 0 | 0.1392 | 0
4485 | 1 | 0.00012945 | 0 | 0 | 3.7595e-05 | 0.00011416 | 0 | 0.0071 | 0.0024 | 0 | 0 | 0.17824 | 0
4486 | 1 | 0.00012609 | 0 | 0 | 2.3497e-05 | 0.00011416 | 0 | 0.0072 | 0.0051 | 0 | 0 | 0.10544 | 0
4487 | 1 | 0.00011406 | 0 | 0 | 9.3987e-06 | 0.00011416 | 0 | 0.0229 | 0.0213 | 0 | 0 | 0.031253 | 0
4488 | 1 | 8.5718e-05 | 0 | 0 | 5.8742e-06 | 0.00011416 | 0 | 0.0539 | 0.0638 | 0 | 0 | 0.0013373 | 0
4489 | 1 | 6.686e-05 | 6.9181e-06 | 0 | 2.3497e-06 | 0.00011416 | 0 | 0.0902 | 0.1158 | 0 | 0 | 0.081485 | 0
4490 | 1 | 5.8301e-05 | 1.1161e-05 | 0 | 1.1748e-06 | 0.00011416 | 0 | 0.1274 | 0.1597 | 0 | 0 | 0.3352 | 0
4491 | 1 | 5.4113e-05 | 1.4279e-05 | 0 | 1.4098e-05 | 0.00011416 | 0 | 0.1654 | 0.2095 | 0 | 0 | 0.43173 | 0
4492 | 1 | 5.3724e-05 | 1.6308e-05 | 0 | 3.7595e-05 | 0.00011416 | 0 | 0.1919 | 0.2403 | 0 | 0 | 0.26569 | 0
4493 | 1 | 5.6796e-05 | 0 | 0 | 9.3987e-05 | 0.00011416 | 0.01 | 0.175 | 0.2201 | 0 | 0 | 0.077214 | 0
4494 | 1 | 8.093e-05 | 0 | 0 | 0.0001821 | 0.00011416 | 0.04 | 0.1045 | 0.1449 | 0 | 0 | 0.00178 | 0
4495 | 1 | 0.0001221 | 0 | 0 | 0.0001586 | 0.00011416 | 0.13 | 0.0611 | 0.0833 | 0 | 0 | 0.016592 | 0.043078
4496 | 1 | 0.00015795 | 0 | 0 | 0.00014685 | 0.00011416 | 0.23 | 0.072 | 0.0636 | 0 | 0 | 0.14976 | 0.37625
4497 | 1 | 0.0001709 | 0 | 0.0010249 | 0.00016448 | 0.00011416 | 0.5 | 0.1004 | 0.0786 | 0 | 0 | 0.18967 | 0.0097611
4498 | 1 | 0.00017047 | 0 | 0.0025181 | 0.00018797 | 0.00011416 | 0.14 | 0.1073 | 0.0987 | 0 | 0 | 0.11122 | 0.20813
4499 | 1 | 0.00016934 | 0 | 0.0034655 | 0.00020677 | 0.00011416 | 0.15 | 0.1211 | 0.109 | 0 | 0 | 0.032448 | 0
4500 | 1 | 0.00016613 | 0 | 0.0039003 | 0.00018797 | 0.00011416 | 0.18 | 0.1434 | 0.1301 | 0 | 0 | 0.0013373 | 0
4501 | 1 | 0.00017223 | 0 | 0.0034396 | 0.00019032 | 0.00011416 | 0.1 | 0.1678 | 0.1901 | 0 | 0 | 0.087075 | 0
4502 | 1 | 0.00017374 | 0 | 0.0024877 | 0.00021382 | 0.00011416 | 0.45 | 0.2045 | 0.2815 | 0 | 0 | 0.3562 | 0.092207
4503 | 1 | 0.00017318 | 0 | 0.0016742 | 0.00022322 | 0.00011416 | 0.09 | 0.2779 | 0.4334 | 0 | 0 | 0.4593 | 0.36487
4504 | 1 | 0.0001762 | 0 | 0.00091084 | 0.00022322 | 0.00011416 | 0.21 | 0.3807 | 0.5938 | 0 | 0 | 0.28213 | 0.056361
4505 | 1 | 0.00018004 | 0 | 0 | 0.00016448 | 0.00011416 | 0.14 | 0.463 | 0.7034 | 0 | 0 | 0.081921 | 0.050901
4506 | 1 | 0.00015927 | 0 | 0 | 0.00011748 | 0.00011416 | 0.13 | 0.5077 | 0.7283 | 0 | 0 | 0.001829 | 0
4507 | 1 | 0.00014723 | 0 | 0 | 8.8113e-05 | 0.00011416 | 0.03 | 0.4925 | 0.7072 | 0 | 0 | 0.018303 | 0
4508 | 1 | 0.00013555 | 0 | 0 | 5.8742e-05 | 0.00011416 | 0 | 0.472 | 0.6789 | 0 | 0 | 0.16083 | 0
4509 | 1 | 0.00012365 | 0 | 0 | 3.7595e-05 | 0.00011416 | 0 | 0.4494 | 0.6044 | 0 | 0 | 0.20159 | 0
4510 | 1 | 0.00012037 | 0 | 0 | 2.3497e-05 | 0.00011416 | 0 | 0.4427 | 0.5463 | 0 | 0 | 0.11721 | 0
4511 | 1 | 0.00010821 | 0 | 0 | 9.3987e-06 | 0.00011416 | 0 | 0.4341 | 0.5195 | 0 | 0 | 0.033674 | 0
4512 | 1 | 8.3715e-05 | 5.1101e-06 | 0 | 5.8742e-06 | 0.00011416 | 0 | 0.4122 | 0.5229 | 0 | 0 | 0.0013373 | 0
4513 | 1 | 6.517e-05 | 9.8698e-06 | 0 | 2.3497e-06 | 0.00011416 | 0 | 0.4112 | 0.5541 | 0 | 0 | 0.087075 | 0
4514 | 1 | 5.712e-05 | 1.4906e-05 | 0 | 1.1748e-06 | 0.00011416 | 0 | 0.416 | 0.5891 | 0 | 0 | 0.3562 | 0
4515 | 1 | 5.1886e-05 | 2.3171e-05 | 0 | 1.4098e-05 | 0.00011416 | 0 | 0.4089 | 0.6143 | 0 | 0 | 0.4593 | 0
4516 | 1 | 5.0364e-05 | 3.2875e-05 | 0 | 3.7595e-05 | 0.00011416 | 0 | 0.3843 | 0.5971 | 0 | 0 | 0.28213 | 0
4517 | 1 | 5.232e-05 | 3.2155e-05 | 0 | 9.3987e-05 | 0.00011416 | 0 | 0.3402 | 0.5433 | 0 | 0 | 0.081921 | 0
4518 | 1 | 7.5676e-05 | 2.2249e-05 | 0 | 0.0001821 | 0.00011416 | 0.02 | 0.3981 | 0.5622 | 0 | 0 | 0.001829 | 0
4519 | 1 | 0.0001163 | 1.0239e-05 | 0 | 0.0001586 | 0.00011416 | 0.04 | 0.5087 | 0.6161 | 0 | 0 | 0.018303 | 0
4520 | 1 | 0.0001535 | 0 | 0 | 0.00014685 | 0.00011416 | 0.16 | 0.566 | 0.645 | 0 | 0 | 0.16083 | 0
4521 | 1 | 0.00017258 | 0 | 0 | 0.00016448 | 0.00011416 | 0.12 | 0.6075 | 0.6714 | 0 | 0 | 0.20159 | 0
4522 | 1 | 0.00017928 | 0 | 0 | 0.00018797 | 0.00011416 | 0.21 | 0.6198 | 0.6719 | 0 | 0 | 0.11721 | 0.035523
4523 | 1 | 0.00018157 | 0 | 0 | 0.00020677 | 0.00011416 | 0.17 | 0.6239 | 0.6571 | 0 | 0 | 0.033674 | 0
4524 | 1 | 0.00017832 | 0 | 0 | 0.00018797 | 0.00011416 | 0.25 | 0.6226 | 0.6385 | 0 | 0 | 0.0013373 | 0
4525 | 1 | 0.00017828 | 0 | 0 | 0.00019032 | 0.00011416 | 0.11 | 0.612 | 0.6071 | 0 | 0 | 0.087075 | 0.074869
4526 | 1 | 0.00017617 | 0 | 0 | 0.00021382 | 0.00011416 | 0.21 | 0.5885 | 0.5563 | 0 | 0 | 0.3562 | 0.05616
4527 | 1 | 0.00017308 | 0 | 0 | 0.00022322 | 0.00011416 | 0.14 | 0.5539 | 0.4923 | 0 | 0 | 0.4593 | 0.040749
4528 | 1 | 0.00016971 | 0 | 0 | 0.00022322 | 0.00011416 | 0.11 | 0.5111 | 0.4278 | 0 | 0 | 0.28213 | 0.087494
4529 | 1 | 0.00016984 | 0 | 0 | 0.00016448 | 0.00011416 | 0.27 | 0.4574 | 0.367 | 0 | 0 | 0.081921 | 0.070891
4530 | 1 | 0.00015275 | 0 | 0 | 0.00011748 | 0.00011416 | 0.07 | 0.373 | 0.3097 | 0 | 0 | 0.001829 | 0.0012703
4531 | 1 | 0.00014151 | 0 | 0 | 8.8113e-05 | 0.00011416 | 0.04 | 0.299 | 0.296 | 0 | 0 | 0.018303 | 0
4532 | 1 | 0.00013008 | 9.3348e-06 | 0 | 5.8742e-05 | 0.00011416 | 0.01 | 0.272 | 0.3468 | 0 | 0 | 0.16083 | 0
4533 | 1 | 0.00012263 | 2.0348e-05 | 0 | 3.7595e-05 | 0.00011416 | 0 | 0.2701 | 0.3999 | 0 | 0 | 0.20159 | 0
4534 | 1 | 0.00011436 | 2.8502e-05 | 0 | 2.3497e-05 | 0.00011416 | 0 | 0.2934 | 0.4427 | 0 | 0 | 0.11721 | 0
4535 | 1 | 9.8183e-05 | 3.9848e-05 | 0 | 9.3987e-06 | 0.00011416 | 0 | 0.3378 | 0.502 | 0 | 0 | 0.033674 | 0
4536 | 1 | 7.878e-05 | 5.2799e-05 | 0 | 5.8742e-06 | 0.00011416 | 0 | 0.3628 | 0.5306 | 0 | 0 | 0.0013373 | 0
4537 | 1 | 6.0726e-05 | 6.4569e-05 | 0 | 2.3497e-06 | 0.00011416 | 0 | 0.3708 | 0.5494 | 0 | 0 | 0.084249 | 0
4538 | 1 | 5.1217e-05 | 7.3922e-05 | 0 | 1.1748e-06 | 0.00011416 | 0 | 0.3742 | 0.5636 | 0 | 0 | 0.34559 | 0
4539 | 1 | 4.6433e-05 | 8.1135e-05 | 0 | 1.4098e-05 | 0.00011416 | 0 | 0.373 | 0.5622 | 0 | 0 | 0.44538 | 0
4540 | 1 | 4.5821e-05 | 8.619e-05 | 0 | 3.7595e-05 | 0.00011416 | 0 | 0.3535 | 0.5364 | 0 | 0 | 0.27383 | 0
4541 | 1 | 5.0542e-05 | 7.2981e-05 | 0 | 9.3987e-05 | 0.00011416 | 0 | 0.3199 | 0.4918 | 0 | 0 | 0.079544 | 0
4542 | 1 | 7.4965e-05 | 5.3223e-05 | 0 | 0.0001821 | 0.00011416 | 0 | 0.3116 | 0.4606 | 0 | 0 | 0.0018044 | 0
4543 | 1 | 0.00011468 | 3.4922e-05 | 0 | 0.0001586 | 0.00011416 | 0.07 | 0.3445 | 0.449 | 0 | 0 | 0.017434 | 0.11758
4544 | 1 | 0.00015039 | 1.878e-05 | 0 | 0.00014685 | 0.00011416 | 0.21 | 0.3338 | 0.408 | 0 | 0 | 0.15523 | 0.069442
4545 | 1 | 0.00016679 | 6.2355e-06 | 0 | 0.00016448 | 0.00011416 | 0.35 | 0.3183 | 0.3688 | 0 | 0 | 0.19557 | 0.30553
4546 | 1 | 0.00017099 | 0 | 0 | 0.00018797 | 0.00011416 | 0.47 | 0.3086 | 0.3426 | 0 | 0 | 0.11419 | 0.2882
4547 | 1 | 0.0001735 | 0 | 0 | 0.00020677 | 0.00011416 | 0.66 | 0.3153 | 0.3423 | 0 | 0 | 0.033057 | 0.12169
4548 | 1 | 0.00016899 | 0 | 0 | 0.00018797 | 0.00011416 | 0.77 | 0.3297 | 0.3619 | 0 | 0 | 0.0013373 | 0
4549 | 1 | 0.00016977 | 0 | 0 | 0.00019032 | 0.00011416 | 0.72 | 0.3456 | 0.3786 | 0 | 0 | 0.078782 | 0.30245
4550 | 1 | 0.00016786 | 0 | 0 | 0.00021382 | 0.00011416 | 0.68 | 0.3554 | 0.3805 | 0 | 0 | 0.32501 | 0.056249
4551 | 1 | 0.00016446 | 0 | 0 | 0.00022322 | 0.00011416 | 0.34 | 0.3527 | 0.3692 | 0 | 0 | 0.41838 | 0.13086
4552 | 1 | 0.00016131 | 0 | 0 | 0.00022322 | 0.00011416 | 0.51 | 0.3309 | 0.3286 | 0 | 0 | 0.25771 | 0.20422
4553 | 1 | 0.00016055 | 0 | 0 | 0.00016448 | 0.00011416 | 0.29 | 0.2928 | 0.2726 | 0 | 0 | 0.074929 | 0.063503
4554 | 1 | 0.00014782 | 1.0903e-05 | 0 | 0.00011748 | 0.00011416 | 0.14 | 0.2506 | 0.2173 | 0 | 0 | 0.0017558 | 0.088474
4555 | 1 | 0.00013604 | 2.6639e-05 | 0 | 8.8113e-05 | 0.00011416 | 0.05 | 0.2063 | 0.1648 | 0 | 0 | 0.015778 | 0
4556 | 1 | 0.0001248 | 5.8979e-05 | 0 | 5.8742e-05 | 0.00011416 | 0.01 | 0.1744 | 0.1252 | 0 | 0 | 0.14442 | 0
4557 | 1 | 0.00011102 | 7.8884e-05 | 0 | 3.7595e-05 | 0.00011416 | 0 | 0.1473 | 0.089 | 0 | 0 | 0.1839 | 0
4558 | 1 | 0.00010697 | 8.5507e-05 | 0 | 2.3497e-05 | 0.00011416 | 0 | 0.1271 | 0.066 | 0 | 0 | 0.10831 | 0
4559 | 1 | 9.6318e-05 | 9.0747e-05 | 0 | 9.3987e-06 | 0.00011416 | 0 | 0.1199 | 0.0581 | 0 | 0 | 0.031847 | 0
4560 | 1 | 6.6899e-05 | 9.4418e-05 | 0 | 5.8742e-06 | 0.00011416 | 0 | 0.1075 | 0.0481 | 0 | 0 | 0.0013373 | 0
4561 | 1 | 4.919e-05 | 9.8015e-05 | 0 | 2.3497e-06 | 0.00011416 | 0 | 0.0974 | 0.05 | 0 | 0 | 0.073557 | 0
4562 | 1 | 3.9657e-05 | 0.00010514 | 0 | 1.1748e-06 | 0.00011416 | 0 | 0.108 | 0.0726 | 0 | 0 | 0.30527 | 0
4563 | 1 | 3.5165e-05 | 0.00011141 | 0 | 1.4098e-05 | 0.00011416 | 0 | 0.1173 | 0.0965 | 0 | 0 | 0.39249 | 0
4564 | 1 | 3.4906e-05 | 0.00011246 | 0 | 3.7595e-05 | 0.00011416 | 0 | 0.1184 | 0.1142 | 0 | 0 | 0.24223 | 0
4565 | 1 | 3.9131e-05 | 8.7278e-05 | 0 | 9.3987e-05 | 0.00011416 | 0.01 | 0.1095 | 0.1316 | 0 | 0 | 0.070496 | 0
4566 | 1 | 6.4532e-05 | 5.433e-05 | 0 | 0.0001821 | 0.00011416 | 0.04 | 0.0873 | 0.1431 | 0 | 0 | 0.0017082 | 0
4567 | 1 | 0.00010541 | 2.0865e-05 | 0 | 0.0001586 | 0.00011416 | 0.13 | 0.0779 | 0.1615 | 0 | 0 | 0.01423 | 0.012224
4568 | 1 | 0.00013975 | 0 | 0 | 0.00014685 | 0.00011416 | 0.33 | 0.0722 | 0.1739 | 0 | 0 | 0.13412 | 0.2956
4569 | 1 | 0.00015594 | 0 | 0 | 0.00016448 | 0.00011416 | 0.51 | 0.0688 | 0.1845 | 0 | 0 | 0.17269 | 0.51734
4570 | 1 | 0.0001608 | 0 | 0 | 0.00018797 | 0.00011416 | 0.65 | 0.0668 | 0.185 | 0 | 0 | 0.10263 | 0.67118
4571 | 1 | 0.00016242 | 0 | 0 | 0.00020677 | 0.00011416 | 0.73 | 0.0634 | 0.1757 | 0 | 0 | 0.030666 | 0.82827
4572 | 1 | 0.00015717 | 0 | 0 | 0.00018797 | 0.00011416 | 0.77 | 0.0605 | 0.1603 | 0 | 0 | 0.0013373 | 0.53091
4573 | 1 | 0.0001565 | 0 | 0 | 0.00019032 | 0.00011416 | 0.77 | 0.0585 | 0.1335 | 0 | 0 | 0.06381 | 0.78153
4574 | 1 | 0.00015313 | 0 | 0 | 0.00021382 | 0.00011416 | 0.71 | 0.0531 | 0.0924 | 0 | 0 | 0.26822 | 0.82261
4575 | 1 | 0.00014888 | 0 | 0 | 0.00022322 | 0.00011416 | 0.63 | 0.0448 | 0.0508 | 0 | 0 | 0.34396 | 0.72173
4576 | 1 | 0.00014703 | 0 | 1.2165e-05 | 0.00022322 | 0.00011416 | 0.5 | 0.0348 | 0.0187 | 0 | 0 | 0.21317 | 0.59291
4577 | 1 | 0.00014918 | 0 | 0 | 0.00016448 | 0.00011416 | 0.32 | 0.0249 | 0.0034 | 0 | 0 | 0.062162 | 0.34696
4578 | 1 | 0.00013914 | 0 | 0 | 0.00011748 | 0.00011416 | 0.13 | 0.0193 | 0 | 0 | 0 | 0.0016155 | 0.14891
4579 | 1 | 0.00012986 | 0 | 0 | 8.8113e-05 | 0.00011416 | 0.04 | 0.0209 | 0.0018 | 0 | 0 | 0.011446 | 0
4580 | 1 | 0.00011902 | 0 | 0 | 5.8742e-05 | 0.00011416 | 0.01 | 0.0424 | 0.0315 | 0 | 0 | 0.11501 | 0
4581 | 1 | 0.00010585 | 0 | 0 | 3.7595e-05 | 0.00011416 | 0 | 0.0894 | 0.1092 | 0 | 0 | 0.15168 | 0
4582 | 1 | 0.00010313 | 0 | 0 | 2.3497e-05 | 0.00011416 | 0 | 0.1274 | 0.1962 | 0 | 0 | 0.091868 | 0
4583 | 1 | 9.425e-05 | 3.2653e-06 | 0 | 9.3987e-06 | 0.00011416 | 0 | 0.1409 | 0.2361 | 0 | 0 | 0.028393 | 0
4584 | 1 | 7.7102e-05 | 1.3209e-05 | 0 | 5.8742e-06 | 0.00011416 | 0 | 0.146 | 0.2432 | 0 | 0 | 0.0013373 | 0
4585 | 1 | 5.9362e-05 | 2.0367e-05 | 0 | 2.3497e-06 | 0.00011416 | 0 | 0.1497 | 0.239 | 0 | 0 | 0.057093 | 0
4586 | 1 | 4.8379e-05 | 2.5551e-05 | 0 | 1.1748e-06 | 0.00011416 | 0 | 0.1444 | 0.2286 | 0 | 0 | 0.24249 | 0
4587 | 1 | 4.2745e-05 | 3.2543e-05 | 0 | 1.4098e-05 | 0.00011416 | 0 | 0.1338 | 0.212 | 0 | 0 | 0.31032 | 0
4588 | 1 | 3.9709e-05 | 4.3482e-05 | 0 | 3.7595e-05 | 0.00011416 | 0 | 0.1229 | 0.1875 | 0 | 0 | 0.19297 | 0
4589 | 1 | 3.6063e-05 | 3.4793e-05 | 0 | 9.3987e-05 | 0.00011416 | 0 | 0.105 | 0.1511 | 0 | 0 | 0.056361 | 0
4590 | 1 | 4.1658e-05 | 1.1899e-05 | 0 | 0.0001821 | 0.00011416 | 0.03 | 0.0718 | 0.0963 | 0 | 0 | 0.0015481 | 0
4591 | 1 | 5.7942e-05 | 0 | 0 | 0.0001586 | 0.00011416 | 0.03 | 0.0497 | 0.055 | 0 | 0 | 0.0096143 | 0.1223
4592 | 1 | 7.979e-05 | 0 | 0 | 0.00014685 | 0.00011416 | 0.19 | 0.0452 | 0.0381 | 0 | 0 | 0.10194 | 0.021082
4593 | 1 | 0.00010215 | 0 | 0 | 0.00016448 | 0.00011416 | 0.48 | 0.0568 | 0.0339 | 0 | 0 | 0.13708 | 0.078557
4594 | 1 | 0.00010236 | 0 | 0.0011709 | 0.00018797 | 0.00011416 | 0.61 | 0.0591 | 0.0277 | 0 | 0 | 0.084313 | 0.20706
4595 | 1 | 8.9206e-05 | 0 | 0.0031172 | 0.00020677 | 0.00011416 | 0.7 | 0.0545 | 0.0216 | 0 | 0 | 0.026764 | 0.20554
4596 | 1 | 7.7803e-05 | 0 | 0.00432 | 0.00018797 | 0.00011416 | 0.74 | 0.0539 | 0.0194 | 0 | 0 | 0.0013373 | 0.91599
4597 | 1 | 6.8983e-05 | 0 | 0.0049754 | 0.00019032 | 0.00011416 | 0.74 | 0.0619 | 0.0303 | 0 | 0 | 0.046976 | 0.95241
4598 | 1 | 6.4359e-05 | 0 | 0.0050606 | 0.00021382 | 0.00011416 | 0.71 | 0.0814 | 0.0735 | 0 | 0 | 0.20336 | 0.82283
4599 | 1 | 6.5365e-05 | 0 | 0.0045831 | 0.00022322 | 0.00011416 | 0.61 | 0.1053 | 0.1352 | 0 | 0 | 0.25925 | 0.70992
4600 | 1 | 7.467e-05 | 0 | 0.0034107 | 0.00022322 | 0.00011416 | 0.49 | 0.1246 | 0.1679 | 0 | 0 | 0.1622 | 0.44602
4601 | 1 | 9.0305e-05 | 0 | 0.0017152 | 0.00016448 | 0.00011416 | 0.32 | 0.1318 | 0.1455 | 0 | 0 | 0.047516 | 0.25837
4602 | 1 | 0.00010268 | 0 | 0 | 0.00011748 | 0.00011416 | 0.14 | 0.1269 | 0.1081 | 0 | 0 | 0.0014402 | 0.096263
4603 | 1 | 9.9178e-05 | 0 | 0 | 8.8113e-05 | 0.00011416 | 0.05 | 0.1153 | 0.0786 | 0 | 0 | 0.0070149 | 0
4604 | 1 | 9.3964e-05 | 0 | 0 | 5.8742e-05 | 0.00011416 | 0 | 0.1178 | 0.0668 | 0 | 0 | 0.082421 | 0
4605 | 1 | 8.8054e-05 | 0 | 0 | 3.7595e-05 | 0.00011416 | 0 | 0.1273 | 0.0732 | 0 | 0 | 0.11489 | 0
4606 | 1 | 9.1111e-05 | 0 | 0 | 2.3497e-05 | 0.00011416 | 0 | 0.1314 | 0.0986 | 0 | 0 | 0.072661 | 0
4607 | 1 | 7.9907e-05 | 0 | 0 | 9.3987e-06 | 0.00011416 | 0 | 0.1323 | 0.134 | 0 | 0 | 0.02419 | 0
4608 | 1 | 6.4573e-05 | 0 | 0 | 5.8742e-06 | 0.00011416 | 0 | 0.131 | 0.1632 | 0 | 0 | 0.0013373 | 0
4609 | 1 | 4.8631e-05 | 3.1362e-06 | 0 | 2.3497e-06 | 0.00011416 | 0 | 0.1299 | 0.1839 | 0 | 0 | 0.039802 | 0
4610 | 1 | 4.076e-05 | 6.1432e-06 | 0 | 1.1748e-06 | 0.00011416 | 0 | 0.133 | 0.2159 | 0 | 0 | 0.17527 | 0
4611 | 1 | 3.5727e-05 | 9.6115e-06 | 0 | 1.4098e-05 | 0.00011416 | 0 | 0.1324 | 0.249 | 0 | 0 | 0.22268 | 0
4612 | 1 | 3.2536e-05 | 1.3375e-05 | 0 | 3.7595e-05 | 0.00011416 | 0 | 0.1242 | 0.2316 | 0 | 0 | 0.14009 | 0
4613 | 1 | 2.7333e-05 | 1.1715e-05 | 0 | 9.3987e-05 | 0.00011416 | 0 | 0.1081 | 0.1756 | 0 | 0 | 0.041147 | 0
4614 | 1 | 2.6142e-05 | 0 | 0 | 0.0001821 | 0.00011416 | 0.01 | 0.0841 | 0.1231 | 0 | 0 | 0.0013575 | 0
4615 | 1 | 3.2797e-05 | 0 | 0 | 0.0001586 | 0.00011416 | 0.01 | 0.077 | 0.1094 | 0 | 0 | 0.0053101 | 0
4616 | 1 | 4.7515e-05 | 0 | 0 | 0.00014685 | 0.00011416 | 0.09 | 0.0961 | 0.1541 | 0 | 0 | 0.068734 | 0
4617 | 1 | 6.2466e-05 | 0 | 0 | 0.00016448 | 0.00011416 | 0.27 | 0.1454 | 0.2602 | 0 | 0 | 0.098975 | 0.018586
4618 | 1 | 7.4927e-05 | 0 | 0 | 0.00018797 | 0.00011416 | 0.25 | 0.2131 | 0.3632 | 0 | 0 | 0.064153 | 0.019077
4619 | 1 | 8.3216e-05 | 0 | 0 | 0.00020677 | 0.00011416 | 0.22 | 0.2849 | 0.4563 | 0 | 0 | 0.022253 | 0.064896
4620 | 1 | 9.0797e-05 | 0 | 0 | 0.00018797 | 0.00011416 | 0.19 | 0.3466 | 0.5248 | 0 | 0 | 0.0013373 | 0
4621 | 1 | 8.994e-05 | 0 | 0 | 0.00019032 | 0.00011416 | 0.19 | 0.3844 | 0.5784 | 0 | 0 | 0.031913 | 0.0012814
4622 | 1 | 8.6735e-05 | 0 | 0 | 0.00021382 | 0.00011416 | 0.1 | 0.4105 | 0.6088 | 0 | 0 | 0.14396 | 0.0087917
4623 | 1 | 8.4597e-05 | 0 | 0 | 0.00022322 | 0.00011416 | 0.09 | 0.4177 | 0.6176 | 0 | 0 | 0.18203 | 0
4624 | 1 | 8.6396e-05 | 0 | 0 | 0.00022322 | 0.00011416 | 0.21 | 0.4098 | 0.6222 | 0 | 0 | 0.1154 | 0
4625 | 1 | 9.6158e-05 | 0 | 0 | 0.00016448 | 0.00011416 | 0.11 | 0.3856 | 0.5963 | 0 | 0 | 0.03402 | 0.019121
4626 | 1 | 9.8186e-05 | 0 | 0 | 0.00011748 | 0.00011416 | 0.06 | 0.3446 | 0.5529 | 0 | 0 | 0.0012587 | 0
4627 | 1 | 9.4895e-05 | 0 | 0 | 8.8113e-05 | 0.00011416 | 0.03 | 0.2972 | 0.5178 | 0 | 0 | 0.0035994 | 0
4628 | 1 | 9.2387e-05 | 0 | 0 | 5.8742e-05 | 0.00011416 | 0 | 0.2773 | 0.5015 | 0 | 0 | 0.053873 | 0
4629 | 1 | 9.198e-05 | 0 | 0 | 3.7595e-05 | 0.00011416 | 0 | 0.274 | 0.489 | 0 | 0 | 0.081237 | 0
4630 | 1 | 9.2066e-05 | 0 | 0 | 2.3497e-05 | 0.00011416 | 0 | 0.2793 | 0.4856 | 0 | 0 | 0.054488 | 0
4631 | 1 | 7.6555e-05 | 4.6674e-06 | 0 | 9.3987e-06 | 0.00011416 | 0 | 0.2622 | 0.4467 | 0 | 0 | 0.019982 | 0
4632 | 1 | 5.5889e-05 | 8.3939e-06 | 0 | 5.8742e-06 | 0.00011416 | 0 | 0.2436 | 0.3777 | 0 | 0 | 0.0013373 | 0
4633 | 1 | 4.3709e-05 | 1.0368e-05 | 0 | 2.3497e-06 | 0.00011416 | 0 | 0.2193 | 0.2985 | 0 | 0 | 0.025142 | 0
4634 | 1 | 3.8898e-05 | 1.07e-05 | 0 | 1.1748e-06 | 0.00011416 | 0 | 0.1828 | 0.2025 | 0 | 0 | 0.11662 | 0
4635 | 1 | 3.7396e-05 | 9.63e-06 | 0 | 1.4098e-05 | 0.00011416 | 0 | 0.1571 | 0.1325 | 0 | 0 | 0.14666 | 0
4636 | 1 | 3.8694e-05 | 9.7222e-06 | 0 | 3.7595e-05 | 0.00011416 | 0 | 0.131 | 0.0878 | 0 | 0 | 0.0938 | 0
4637 | 1 | 4.5611e-05 | 6.2724e-06 | 0 | 9.3987e-05 | 0.00011416 | 0 | 0.11 | 0.06 | 0 | 0 | 0.027767 | 0
4638 | 1 | 7.0194e-05 | 0 | 0 | 0.0001821 | 0.00011416 | 0 | 0.0882 | 0.0427 | 0 | 0 | 0.0011648 | 0
4639 | 1 | 0.00011044 | 0 | 0 | 0.0001586 | 0.00011416 | 0.02 | 0.0755 | 0.0412 | 0 | 0 | 0.0023023 | 0
4640 | 1 | 0.0001485 | 0 | 0 | 0.00014685 | 0.00011416 | 0.03 | 0.0859 | 0.0574 | 0 | 0 | 0.041324 | 0
4641 | 1 | 0.00016623 | 0 | 0 | 0.00016448 | 0.00011416 | 0.05 | 0.1032 | 0.0883 | 0 | 0 | 0.065756 | 0
4642 | 1 | 0.00017567 | 0 | 0 | 0.00018797 | 0.00011416 | 0.06 | 0.1347 | 0.1492 | 0 | 0 | 0.045845 | 0
4643 | 1 | 0.00018205 | 0 | 0 | 0.00020677 | 0.00011416 | 0.14 | 0.1735 | 0.2249 | 0 | 0 | 0.017871 | 0
4644 | 1 | 0.00017984 | 0 | 0 | 0.00018797 | 0.00011416 | 0.2 | 0.213 | 0.2865 | 0 | 0 | 0.0013373 | 0
4645 | 1 | 0.00018001 | 0 | 0 | 0.00019032 | 0.00011416 | 0.08 | 0.2478 | 0.3249 | 0 | 0 | 0.019404 | 0
4646 | 1 | 0.00017657 | 0 | 0 | 0.00021382 | 0.00011416 | 0.1 | 0.251 | 0.3198 | 0 | 0 | 0.092983 | 0.017628
4647 | 1 | 0.00017177 | 0 | 0 | 0.00022322 | 0.00011416 | 0.19 | 0.2439 | 0.3015 | 0 | 0 | 0.11619 | 0.0096831
4648 | 1 | 0.00016936 | 0 | 0 | 0.00022322 | 0.00011416 | 0.07 | 0.23 | 0.2588 | 0 | 0 | 0.075076 | 0
4649 | 1 | 0.00016933 | 0 | 0 | 0.00016448 | 0.00011416 | 0.04 | 0.1967 | 0.2053 | 0 | 0 | 0.022332 | 0
4650 | 1 | 0.00015232 | 0 | 0 | 0.00011748 | 0.00011416 | 0.05 | 0.1648 | 0.1911 | 0 | 0 | 0.0010757 | 0
4651 | 1 | 0.00014208 | 0 | 0 | 8.8113e-05 | 0.00011416 | 0.03 | 0.1585 | 0.2237 | 0 | 0 | 0.0013616 | 0
4652 | 1 | 0.00013066 | 0 | 0 | 5.8742e-05 | 0.00011416 | 0 | 0.1824 | 0.2965 | 0 | 0 | 0.030893 | 0
4653 | 1 | 0.00012188 | 0 | 0 | 3.7595e-05 | 0.00011416 | 0 | 0.2164 | 0.3853 | 0 | 0 | 0.052378 | 0
4654 | 1 | 0.00011357 | 0 | 0 | 2.3497e-05 | 0.00011416 | 0 | 0.2488 | 0.4475 | 0 | 0 | 0.038168 | 0
4655 | 1 | 9.6861e-05 | 0 | 0 | 9.3987e-06 | 0.00011416 | 0 | 0.2903 | 0.5129 | 0 | 0 | 0.015913 | 0
4656 | 1 | 7.4607e-05 | 0 | 0 | 5.8742e-06 | 0.00011416 | 0 | 0.3099 | 0.5524 | 0 | 0 | 0.0013373 | 0
4657 | 1 | 5.9249e-05 | 0 | 0 | 2.3497e-06 | 0.00011416 | 0 | 0.2875 | 0.4874 | 0 | 0 | 0.014612 | 0
4658 | 1 | 5.2124e-05 | 0 | 0 | 1.1748e-06 | 0.00011416 | 0 | 0.2722 | 0.4356 | 0 | 0 | 0.072776 | 0
4659 | 1 | 4.9086e-05 | 0 | 0 | 1.4098e-05 | 0.00011416 | 0 | 0.2221 | 0.3424 | 0 | 0 | 0.090263 | 0
4660 | 1 | 5.0103e-05 | 0 | 0 | 3.7595e-05 | 0.00011416 | 0 | 0.1906 | 0.2861 | 0 | 0 | 0.059026 | 0
4661 | 1 | 5.5514e-05 | 0 | 0 | 9.3987e-05 | 0.00011416 | 0 | 0.1727 | 0.2583 | 0 | 0 | 0.017657 | 0
4662 | 1 | 7.7935e-05 | 0 | 0 | 0.0001821 | 0.00011416 | 0.03 | 0.1387 | 0.2184 | 0 | 0 | 0.00099127 | 0
4663 | 1 | 0.00011837 | 0 | 0 | 0.0001586 | 0.00011416 | 0.03 | 0.1376 | 0.2051 | 0 | 0 | 0.00071998 | 0.00234
4664 | 1 | 0.00015346 | 0 | 0 | 0.00014685 | 0.00011416 | 0.02 | 0.1507 | 0.218 | 0 | 0 | 0.022384 | 0
4665 | 1 | 0.00017196 | 0 | 0 | 0.00016448 | 0.00011416 | 0.15 | 0.166 | 0.2435 | 0 | 0 | 0.04095 | 0
4666 | 1 | 0.00017894 | 0 | 0 | 0.00018797 | 0.00011416 | 0.24 | 0.1828 | 0.2615 | 0 | 0 | 0.0314 | 0.0023957
4667 | 1 | 0.00018101 | 0 | 0 | 0.00020677 | 0.00011416 | 0.13 | 0.1862 | 0.2412 | 0 | 0 | 0.014105 | 0.001248
4668 | 1 | 0.00017636 | 0 | 0 | 0.00018797 | 0.00011416 | 0.23 | 0.1741 | 0.2033 | 0 | 0 | 0.0013373 | 0.010229
4669 | 1 | 0.0001761 | 0 | 0 | 0.00019032 | 0.00011416 | 0.14 | 0.1658 | 0.183 | 0 | 0 | 0.010683 | 0.098715
4670 | 1 | 0.00017342 | 0 | 0 | 0.00021382 | 0.00011416 | 0.16 | 0.1672 | 0.182 | 0 | 0 | 0.055732 | 0.17664
4671 | 1 | 0.00017133 | 0 | 0 | 0.00022322 | 0.00011416 | 0.14 | 0.1631 | 0.1698 | 0 | 0 | 0.068513 | 0.015767
4672 | 1 | 0.00016945 | 0 | 0 | 0.00022322 | 0.00011416 | 0.1 | 0.1518 | 0.1516 | 0 | 0 | 0.045444 | 0.030342
4673 | 1 | 0.0001675 | 0 | 0 | 0.00016448 | 0.00011416 | 0.13 | 0.1349 | 0.1243 | 0 | 0 | 0.013684 | 0.002886
4674 | 1 | 0.00014825 | 0 | 0 | 0.00011748 | 0.00011416 | 0.08 | 0.113 | 0.098 | 0 | 0 | 0.00091137 | 0.010396
4675 | 1 | 0.00013651 | 0 | 0 | 8.8113e-05 | 0.00011416 | 0.04 | 0.0816 | 0.0651 | 0 | 0 | 0.00032027 | 0
4676 | 1 | 0.00012512 | 0 | 0 | 5.8742e-05 | 0.00011416 | 0 | 0.0627 | 0.042 | 0 | 0 | 0.015602 | 0
4677 | 1 | 0.0001149 | 7.0103e-06 | 0 | 3.7595e-05 | 0.00011416 | 0 | 0.0463 | 0.023 | 0 | 0 | 0.031318 | 0
4678 | 1 | 0.00011051 | 1.5367e-05 | 0 | 2.3497e-05 | 0.00011416 | 0 | 0.0303 | 0.0114 | 0 | 0 | 0.025484 | 0
4679 | 1 | 9.6447e-05 | 2.0625e-05 | 0 | 9.3987e-06 | 0.00011416 | 0 | 0.0268 | 0.0066 | 0 | 0 | 0.012438 | 0
4680 | 1 | 7.3371e-05 | 2.3577e-05 | 0 | 5.8742e-06 | 0.00011416 | 0 | 0.0281 | 0.0045 | 0 | 0 | 0.0013373 | 0
4681 | 1 | 5.7633e-05 | 2.5163e-05 | 0 | 2.3497e-06 | 0.00011416 | 0 | 0.0275 | 0.0024 | 0 | 0 | 0.0081022 | 0
4682 | 1 | 5.0271e-05 | 2.723e-05 | 0 | 1.1748e-06 | 0.00011416 | 0 | 0.0265 | 0.0053 | 0 | 0 | 0.044193 | 0
4683 | 1 | 4.6161e-05 | 3.0366e-05 | 0 | 1.4098e-05 | 0.00011416 | 0 | 0.0269 | 0.0186 | 0 | 0 | 0.053873 | 0
4684 | 1 | 4.579e-05 | 3.3096e-05 | 0 | 3.7595e-05 | 0.00011416 | 0 | 0.0283 | 0.0352 | 0 | 0 | 0.036217 | 0
4685 | 1 | 5.131e-05 | 2.1179e-05 | 0 | 9.3987e-05 | 0.00011416 | 0 | 0.0325 | 0.0544 | 0 | 0 | 0.010974 | 0
4686 | 1 | 7.3616e-05 | 2.2138e-06 | 0 | 0.0001821 | 0.00011416 | 0.01 | 0.0343 | 0.0739 | 0 | 0 | 0.00085063 | 0
4687 | 1 | 0.00011347 | 0 | 0 | 0.0001586 | 0.00011416 | 0.08 | 0.0435 | 0.0942 | 0 | 0 | 0.00013621 | 0
4688 | 1 | 0.00014981 | 0 | 0 | 0.00014685 | 0.00011416 | 0.1 | 0.0615 | 0.117 | 0 | 0 | 0.011287 | 0
4689 | 1 | 0.00016801 | 0 | 0 | 0.00016448 | 0.00011416 | 0.28 | 0.082 | 0.1402 | 0 | 0 | 0.024803 | 0
4690 | 1 | 0.0001765 | 0 | 0 | 0.00018797 | 0.00011416 | 0.29 | 0.1042 | 0.1682 | 0 | 0 | 0.021325 | 0.0012034
4691 | 1 | 0.00018047 | 0 | 0 | 0.00020677 | 0.00011416 | 0.16 | 0.1236 | 0.2025 | 0 | 0 | 0.011204 | 0
4692 | 1 | 0.00017908 | 0 | 0 | 0.00018797 | 0.00011416 | 0.24 | 0.1348 | 0.2307 | 0 | 0 | 0.0013373 | 0
4693 | 1 | 0.00018196 | 0 | 0 | 0.00019032 | 0.00011416 | 0.22 | 0.1439 | 0.2697 | 0 | 0 | 0.0064666 | 0.0051369
4694 | 1 | 0.00018018 | 0 | 4.1056e-05 | 0.00021382 | 0.00011416 | 0.16 | 0.1548 | 0.296 | 0 | 0 | 0.036671 | 0.006318
4695 | 1 | 0.00017712 | 0 | 5.7783e-05 | 0.00022322 | 0.00011416 | 0.15 | 0.167 | 0.3079 | 0 | 0 | 0.044379 | 0
4696 | 1 | 0.00017444 | 0 | 0 | 0.00022322 | 0.00011416 | 0.24 | 0.1677 | 0.301 | 0 | 0 | 0.030183 | 0.015778
4697 | 1 | 0.00017292 | 0 | 0 | 0.00016448 | 0.00011416 | 0.1 | 0.1494 | 0.2688 | 0 | 0 | 0.0091946 | 0.051179
4698 | 1 | 0.00015427 | 0 | 0 | 0.00011748 | 0.00011416 | 0.03 | 0.1189 | 0.2265 | 0 | 0 | 0.00080689 | 0.005226
4699 | 1 | 0.00014012 | 0 | 0 | 8.8113e-05 | 0.00011416 | 0.04 | 0.0882 | 0.1854 | 0 | 0 | 5.8079e-05 | 0
4700 | 1 | 0.00012826 | 0 | 0 | 5.8742e-05 | 0.00011416 | 0 | 0.0737 | 0.1627 | 0 | 0 | 0.0086334 | 0
4701 | 1 | 0.00012062 | 0 | 0 | 3.7595e-05 | 0.00011416 | 0 | 0.076 | 0.1608 | 0 | 0 | 0.020559 | 0
4702 | 1 | 0.00011466 | 7.8958e-06 | 0 | 2.3497e-05 | 0.00011416 | 0 | 0.0785 | 0.1647 | 0 | 0 | 0.018522 | 0
4703 | 1 | 9.9439e-05 | 1.8836e-05 | 0 | 9.3987e-06 | 0.00011416 | 0 | 0.0858 | 0.1808 | 0 | 0 | 0.010334 | 0
4704 | 1 | 7.5309e-05 | 2.8576e-05 | 0 | 5.8742e-06 | 0.00011416 | 0 | 0.0867 | 0.1802 | 0 | 0 | 0.0013373 | 0
4705 | 1 | 5.7942e-05 | 3.6952e-05 | 0 | 2.3497e-06 | 0.00011416 | 0 | 0.0849 | 0.1818 | 0 | 0 | 0.0059748 | 0
4706 | 1 | 4.9499e-05 | 4.387e-05 | 0 | 1.1748e-06 | 0.00011416 | 0 | 0.0839 | 0.1825 | 0 | 0 | 0.034368 | 0
4707 | 1 | 4.5327e-05 | 5.0087e-05 | 0 | 1.4098e-05 | 0.00011416 | 0 | 0.0831 | 0.1783 | 0 | 0 | 0.041482 | 0
4708 | 1 | 4.4622e-05 | 5.5142e-05 | 0 | 3.7595e-05 | 0.00011416 | 0 | 0.0788 | 0.1625 | 0 | 0 | 0.028332 | 0
4709 | 1 | 5.0519e-05 | 3.6435e-05 | 0 | 9.3987e-05 | 0.00011416 | 0 | 0.0647 | 0.121 | 0 | 0 | 0.0086474 | 0
4710 | 1 | 7.3214e-05 | 9.8513e-06 | 0 | 0.0001821 | 0.00011416 | 0.04 | 0.0406 | 0.0695 | 0 | 0 | 0.00079265 | 0
4711 | 1 | 0.00011152 | 0 | 0 | 0.0001586 | 0.00011416 | 0.13 | 0.0262 | 0.0364 | 0 | 0 | 4.1009e-05 | 0.031612
4712 | 1 | 0.00014475 | 0 | 0 | 0.00014685 | 0.00011416 | 0.31 | 0.0174 | 0.0162 | 0 | 0 | 0.0078515 | 0.20868
4713 | 1 | 0.00016121 | 0 | 0 | 0.00016448 | 0.00011416 | 0.49 | 0.0129 | 0.0043 | 0 | 0 | 0.019261 | 0.2769
4714 | 1 | 0.00016575 | 0 | 0 | 0.00018797 | 0.00011416 | 0.63 | 0.0101 | 0.0005 | 0 | 0 | 0.017646 | 0.50371
4715 | 1 | 0.00016752 | 0 | 0 | 0.00020677 | 0.00011416 | 0.71 | 0.0087 | 0.0001 | 0 | 0 | 0.010054 | 0.7421
4716 | 1 | 0.00016207 | 0 | 0.00022657 | 0.00018797 | 0.00011416 | 0.75 | 0.0089 | 0 | 0 | 0 | 0.0013373 | 0.83866
4717 | 1 | 0.00015763 | 0 | 0.001145 | 0.00019032 | 0.00011416 | 0.75 | 0.0092 | 0 | 0 | 0 | 0.0059748 | 0.9359
4718 | 1 | 0.00015166 | 0 | 0.0018567 | 0.00021382 | 0.00011416 | 0.7 | 0.0101 | 0.0006 | 0 | 0 | 0.034368 | 0.80974
4719 | 1 | 0.0001472 | 0 | 0.0022733 | 0.00022322 | 0.00011416 | 0.61 | 0.0131 | 0.0034 | 0 | 0 | 0.041482 | 0.67289
4720 | 1 | 0.00014655 | 0 | 0.0023356 | 0.00022322 | 0.00011416 | 0.5 | 0.0184 | 0.0126 | 0 | 0 | 0.028332 | 0.48922
4721 | 1 | 0.0001492 | 0 | 0.0020102 | 0.00016448 | 0.00011416 | 0.32 | 0.0276 | 0.0323 | 0 | 0 | 0.0086474 | 0.31689
4722 | 1 | 0.00014446 | 0 | 0.0010599 | 0.00011748 | 0.00011416 | 0.13 | 0.0513 | 0.0732 | 0 | 0 | 0.00079265 | 0.14032
4723 | 1 | 0.00014298 | 0 | 0 | 8.8113e-05 | 0.00011416 | 0.03 | 0.11 | 0.1551 | 0 | 0 | 4.1009e-05 | 0
4724 | 1 | 0.00013393 | 0 | 0 | 5.8742e-05 | 0.00011416 | 0 | 0.2182 | 0.2976 | 0 | 0 | 0.0078515 | 0
4725 | 1 | 0.00012491 | 0 | 0 | 3.7595e-05 | 0.00011416 | 0 | 0.2782 | 0.4079 | 0 | 0 | 0.019261 | 0
4726 | 1 | 0.00011992 | 0 | 0 | 2.3497e-05 | 0.00011416 | 0 | 0.2804 | 0.4111 | 0 | 0 | 0.017646 | 0
4727 | 1 | 0.00010581 | 0 | 0 | 9.3987e-06 | 0.00011416 | 0 | 0.2838 | 0.4594 | 0 | 0 | 0.010054 | 0
4728 | 1 | 8.1947e-05 | 0 | 0 | 5.8742e-06 | 0.00011416 | 0 | 0.3213 | 0.4838 | 0 | 0 | 0.0013373 | 0
4729 | 1 | 6.5023e-05 | 0 | 0 | 2.3497e-06 | 0.00011416 | 0 | 0.3547 | 0.5097 | 0 | 0 | 0.0069846 | 0
4730 | 1 | 5.6703e-05 | 0 | 0 | 1.1748e-06 | 0.00011416 | 0 | 0.38 | 0.5443 | 0 | 0 | 0.039075 | 0
4731 | 1 | 5.3234e-05 | 0 | 0 | 1.4098e-05 | 0.00011416 | 0 | 0.3816 | 0.5547 | 0 | 0 | 0.047408 | 0
4732 | 1 | 5.3375e-05 | 0 | 0 | 3.7595e-05 | 0.00011416 | 0 | 0.3753 | 0.5357 | 0 | 0 | 0.032113 | 0
4733 | 1 | 5.7116e-05 | 0 | 0 | 9.3987e-05 | 0.00011416 | 0 | 0.3451 | 0.4534 | 0 | 0 | 0.0097645 | 0
4734 | 1 | 7.942e-05 | 0 | 0 | 0.0001821 | 0.00011416 | 0.04 | 0.3042 | 0.3075 | 0 | 0 | 0.0008213 | 0
4735 | 1 | 0.00011829 | 0 | 0 | 0.0001586 | 0.00011416 | 0.12 | 0.3344 | 0.2951 | 0 | 0 | 7.933e-05 | 0.11261
4736 | 1 | 0.00015083 | 0 | 0.00063105 | 0.00014685 | 0.00011416 | 0.31 | 0.4659 | 0.5434 | 0 | 0 | 0.0094656 | 0.28926
4737 | 1 | 0.00016008 | 0 | 0.0019646 | 0.00016448 | 0.00011416 | 0.45 | 0.5507 | 0.751 | 0 | 0 | 0.021915 | 0.32186
4738 | 1 | 0.00015965 | 0 | 0.0026428 | 0.00018797 | 0.00011416 | 0.61 | 0.5685 | 0.7986 | 0 | 0 | 0.019427 | 0.52297
4739 | 1 | 0.00015616 | 0 | 0.0031355 | 0.00020677 | 0.00011416 | 0.73 | 0.594 | 0.7935 | 0 | 0 | 0.010619 | 0.78408
4740 | 1 | 0.0001491 | 0 | 0.0034898 | 0.00018797 | 0.00011416 | 0.76 | 0.6021 | 0.7761 | 0 | 0 | 0.0013373 | 0.62809
4741 | 1 | 0.00014626 | 0 | 0.0037209 | 0.00019032 | 0.00011416 | 0.76 | 0.5839 | 0.7562 | 0 | 0 | 0.0087032 | 0.73925
4742 | 1 | 0.00014132 | 0 | 0.0038654 | 0.00021382 | 0.00011416 | 0.6 | 0.5559 | 0.7435 | 0 | 0 | 0.046912 | 0.49407
4743 | 1 | 0.00013585 | 0 | 0.0038045 | 0.00022322 | 0.00011416 | 0.54 | 0.5242 | 0.7315 | 0 | 0 | 0.057314 | 0.31652
4744 | 1 | 0.0001354 | 0 | 0.0034563 | 0.00022322 | 0.00011416 | 0.48 | 0.4848 | 0.7115 | 0 | 0 | 0.038394 | 0.51557
4745 | 1 | 0.00013926 | 0 | 0.0027432 | 0.00016448 | 0.00011416 | 0.32 | 0.4352 | 0.6743 | 0 | 0 | 0.011614 | 0.27912
4746 | 1 | 0.00013455 | 0 | 0.0015541 | 0.00011748 | 0.00011416 | 0.13 | 0.3554 | 0.6038 | 0 | 0 | 0.00086555 | 0.137
4747 | 1 | 0.0001362 | 0 | 0 | 8.8113e-05 | 0.00011416 | 0.04 | 0.2624 | 0.4945 | 0 | 0 | 0.00017275 | 0
4748 | 1 | 0.00012406 | 0 | 0 | 5.8742e-05 | 0.00011416 | 0 | 0.2293 | 0.4656 | 0 | 0 | 0.012279 | 0
4749 | 1 | 0.00010984 | 0 | 0 | 3.7595e-05 | 0.00011416 | 0 | 0.2344 | 0.4746 | 0 | 0 | 0.026338 | 0
4750 | 1 | 0.00010869 | 0 | 0 | 2.3497e-05 | 0.00011416 | 0 | 0.2404 | 0.4509 | 0 | 0 | 0.022319 | 0
4751 | 1 | 9.7767e-05 | 0 | 0 | 9.3987e-06 | 0.00011416 | 0 | 0.2522 | 0.4123 | 0 | 0 | 0.011505 | 0
4752 | 1 | 7.6567e-05 | 0 | 0 | 5.8742e-06 | 0.00011416 | 0 | 0.2276 | 0.3538 | 0 | 0 | 0.0013373 | 0
4753 | 1 | 5.9606e-05 | 0 | 0 | 2.3497e-06 | 0.00011416 | 0 | 0.2162 | 0.3098 | 0 | 0 | 0.012157 | 0
4754 | 1 | 4.9573e-05 | 0 | 0 | 1.1748e-06 | 0.00011416 | 0 | 0.2071 | 0.2673 | 0 | 0 | 0.062188 | 0
4755 | 1 | 4.3857e-05 | 3.6896e-08 | 0 | 1.4098e-05 | 0.00011416 | 0 | 0.1963 | 0.242 | 0 | 0 | 0.076735 | 0
4756 | 1 | 4.0416e-05 | 6.6967e-06 | 0 | 3.7595e-05 | 0.00011416 | 0 | 0.1811 | 0.2333 | 0 | 0 | 0.050594 | 0
4757 | 1 | 3.6598e-05 | 7.9327e-07 | 0 | 9.3987e-05 | 0.00011416 | 0 | 0.1508 | 0.2138 | 0 | 0 | 0.015193 | 0
4758 | 1 | 3.8603e-05 | 0 | 0 | 0.0001821 | 0.00011416 | 0.01 | 0.1176 | 0.1848 | 0 | 0 | 0.00094279 | 0
4759 | 1 | 5.3271e-05 | 0 | 0 | 0.0001586 | 0.00011416 | 0.07 | 0.1229 | 0.1819 | 0 | 0 | 0.00045479 | 0.0064629
4760 | 1 | 7.4397e-05 | 0 | 0 | 0.00014685 | 0.00011416 | 0.22 | 0.1365 | 0.1972 | 0 | 0 | 0.01812 | 0.016792
4761 | 1 | 9.4938e-05 | 0 | 0 | 0.00016448 | 0.00011416 | 0.4 | 0.1632 | 0.2215 | 0 | 0 | 0.034965 | 0.2573
4762 | 1 | 0.00010253 | 0 | 0 | 0.00018797 | 0.00011416 | 0.4 | 0.1891 | 0.2466 | 0 | 0 | 0.027752 | 0.30078
4763 | 1 | 0.00010297 | 0 | 0 | 0.00020677 | 0.00011416 | 0.28 | 0.2144 | 0.2732 | 0 | 0 | 0.013088 | 0.28428
4764 | 1 | 9.8642e-05 | 0 | 0 | 0.00018797 | 0.00011416 | 0.1 | 0.2328 | 0.2928 | 0 | 0 | 0.0013373 | 0.6282
4765 | 1 | 9.3114e-05 | 0 | 0 | 0.00019032 | 0.00011416 | 0.37 | 0.2355 | 0.2899 | 0 | 0 | 0.016421 | 0.55601
4766 | 1 | 8.7802e-05 | 0 | 0 | 0.00021382 | 0.00011416 | 0.36 | 0.2223 | 0.2678 | 0 | 0 | 0.080465 | 0.51561
4767 | 1 | 8.427e-05 | 0 | 0 | 0.00022322 | 0.00011416 | 0.42 | 0.202 | 0.2411 | 0 | 0 | 0.10011 | 0.28672
4768 | 1 | 8.5466e-05 | 0 | 0 | 0.00022322 | 0.00011416 | 0.48 | 0.1778 | 0.2066 | 0 | 0 | 0.065138 | 0.41256
4769 | 1 | 8.9959e-05 | 0 | 0 | 0.00016448 | 0.00011416 | 0.29 | 0.1447 | 0.1602 | 0 | 0 | 0.019439 | 0.21475
4770 | 1 | 9.0285e-05 | 0 | 0 | 0.00011748 | 0.00011416 | 0.13 | 0.1026 | 0.1097 | 0 | 0 | 0.0010245 | 0.057564
4771 | 1 | 8.5509e-05 | 0 | 0 | 8.8113e-05 | 0.00011416 | 0.04 | 0.0634 | 0.0671 | 0 | 0 | 0.00094438 | 0
4772 | 1 | 8.1713e-05 | 0 | 0 | 5.8742e-05 | 0.00011416 | 0.01 | 0.0359 | 0.038 | 0 | 0 | 0.02557 | 0
4773 | 1 | 7.6419e-05 | 0 | 0 | 3.7595e-05 | 0.00011416 | 0 | 0.0206 | 0.0176 | 0 | 0 | 0.045297 | 0
4774 | 1 | 8.1282e-05 | 1.8079e-06 | 0 | 2.3497e-05 | 0.00011416 | 0 | 0.0196 | 0.0107 | 0 | 0 | 0.034002 | 0
4775 | 1 | 6.9862e-05 | 1.3264e-05 | 0 | 9.3987e-06 | 0.00011416 | 0 | 0.0337 | 0.019 | 0 | 0 | 0.014811 | 0
4776 | 1 | 5.8544e-05 | 2.3429e-05 | 0 | 5.8742e-06 | 0.00011416 | 0 | 0.0665 | 0.0525 | 0 | 0 | 0.0013373 | 0
4777 | 1 | 4.4956e-05 | 2.4739e-05 | 0 | 2.3497e-06 | 0.00011416 | 0 | 0.1029 | 0.1106 | 0 | 0 | 0.02158 | 0
4778 | 1 | 3.6441e-05 | 2.6178e-05 | 0 | 1.1748e-06 | 0.00011416 | 0 | 0.1179 | 0.1546 | 0 | 0 | 0.10201 | 0
4779 | 1 | 3.1776e-05 | 3.0089e-05 | 0 | 1.4098e-05 | 0.00011416 | 0 | 0.1212 | 0.1688 | 0 | 0 | 0.12781 | 0
4780 | 1 | 2.9345e-05 | 3.4941e-05 | 0 | 3.7595e-05 | 0.00011416 | 0 | 0.1195 | 0.1673 | 0 | 0 | 0.082233 | 0
4781 | 1 | 2.7124e-05 | 3.5808e-05 | 0 | 9.3987e-05 | 0.00011416 | 0 | 0.1162 | 0.169 | 0 | 0 | 0.024412 | 0
4782 | 1 | 2.4412e-05 | 2.841e-05 | 0 | 0.0001821 | 0.00011416 | 0.04 | 0.1133 | 0.1873 | 0 | 0 | 0.0011108 | 0
4783 | 1 | 3.2041e-05 | 1.2766e-05 | 0 | 0.0001586 | 0.00011416 | 0.02 | 0.1207 | 0.2142 | 0 | 0 | 0.0016988 | 0
4784 | 1 | 4.5764e-05 | 0 | 0 | 0.00014685 | 0.00011416 | 0.03 | 0.1318 | 0.2307 | 0 | 0 | 0.034824 | 0
4785 | 1 | 6.1757e-05 | 0 | 0 | 0.00016448 | 0.00011416 | 0.11 | 0.1278 | 0.23 | 0 | 0 | 0.057486 | 0
4786 | 1 | 7.5975e-05 | 0 | 0 | 0.00018797 | 0.00011416 | 0.09 | 0.1182 | 0.2428 | 0 | 0 | 0.041127 | 0
4787 | 1 | 8.811e-05 | 0 | 0 | 0.00020677 | 0.00011416 | 0.04 | 0.1173 | 0.1816 | 0 | 0 | 0.016678 | 0
4788 | 1 | 9.2276e-05 | 0 | 0 | 0.00018797 | 0.00011416 | 0.22 | 0.1406 | 0.2102 | 0 | 0 | 0.0013373 | 0.009048
4789 | 1 | 8.9207e-05 | 0 | 0 | 0.00019032 | 0.00011416 | 0.12 | 0.221 | 0.3413 | 0 | 0 | 0.029075 | 0
4790 | 1 | 8.1706e-05 | 0 | 0 | 0.00021382 | 0.00011416 | 0.3 | 0.323 | 0.4838 | 0 | 0 | 0.13256 | 0.017862
4791 | 1 | 7.3467e-05 | 0 | 0 | 0.00022322 | 0.00011416 | 0.14 | 0.3842 | 0.545 | 0 | 0 | 0.16727 | 0
4792 | 1 | 7.3867e-05 | 0 | 0 | 0.00022322 | 0.00011416 | 0.37 | 0.4231 | 0.5648 | 0 | 0 | 0.1064 | 0.26221
4793 | 1 | 8.3062e-05 | 0 | 0 | 0.00016448 | 0.00011416 | 0.31 | 0.4382 | 0.5653 | 0 | 0 | 0.031417 | 0.23809
4794 | 1 | 8.6803e-05 | 0 | 0 | 0.00011748 | 0.00011416 | 0.13 | 0.3865 | 0.4811 | 0 | 0 | 0.0012206 | 0.033228
4795 | 1 | 8.4017e-05 | 0 | 0 | 8.8113e-05 | 0.00011416 | 0.04 | 0.3207 | 0.3864 | 0 | 0 | 0.0030341 | 0
4796 | 1 | 8.3679e-05 | 0 | 0 | 5.8742e-05 | 0.00011416 | 0.01 | 0.3036 | 0.3271 | 0 | 0 | 0.048587 | 0
4797 | 1 | 8.1411e-05 | 0 | 0 | 3.7595e-05 | 0.00011416 | 0 | 0.267 | 0.2295 | 0 | 0 | 0.074782 | 0
4798 | 1 | 8.8234e-05 | 2.0109e-06 | 0 | 2.3497e-05 | 0.00011416 | 0 | 0.2136 | 0.1499 | 0 | 0 | 0.050911 | 0
4799 | 1 | 7.4122e-05 | 1.8762e-05 | 0 | 9.3987e-06 | 0.00011416 | 0 | 0.1677 | 0.1003 | 0 | 0 | 0.019119 | 0
4800 | 1 | 5.3842e-05 | 3.6066e-05 | 0 | 5.8742e-06 | 0.00011416 | 0 | 0.1268 | 0.0593 | 0 | 0 | 0.0013373 | 0
4801 | 1 | 4.0632e-05 | 4.3575e-05 | 0 | 2.3497e-06 | 0.00011416 | 0 | 0.0998 | 0.0352 | 0 | 0 | 0.038131 | 0
4802 | 1 | 3.5434e-05 | 4.5844e-05 | 0 | 1.1748e-06 | 0.00011416 | 0 | 0.0813 | 0.02 | 0 | 0 | 0.16868 | 0
4803 | 1 | 3.3159e-05 | 4.85e-05 | 0 | 1.4098e-05 | 0.00011416 | 0 | 0.0753 | 0.0133 | 0 | 0 | 0.21411 | 0
4804 | 1 | 3.3491e-05 | 5.3684e-05 | 0 | 3.7595e-05 | 0.00011416 | 0 | 0.07 | 0.0086 | 0 | 0 | 0.1349 | 0
4805 | 1 | 3.9279e-05 | 4.3538e-05 | 0 | 9.3987e-05 | 0.00011416 | 0 | 0.0587 | 0.007 | 0 | 0 | 0.039648 | 0
4806 | 1 | 6.2173e-05 | 1.2821e-05 | 0 | 0.0001821 | 0.00011416 | 0.04 | 0.0421 | 0.0124 | 0 | 0 | 0.0013373 | 0
4807 | 1 | 9.8463e-05 | 0 | 0 | 0.0001586 | 0.00011416 | 0.12 | 0.0352 | 0.0431 | 0 | 0 | 0.0049321 | 0.12695
4808 | 1 | 0.00013209 | 0 | 0 | 0.00014685 | 0.00011416 | 0.28 | 0.0414 | 0.0728 | 0 | 0 | 0.065567 | 0.32485
4809 | 1 | 0.00014925 | 0 | 0 | 0.00016448 | 0.00011416 | 0.46 | 0.0481 | 0.0853 | 0 | 0 | 0.09524 | 0.19967
4810 | 1 | 0.00015687 | 0 | 0 | 0.00018797 | 0.00011416 | 0.3 | 0.0519 | 0.0851 | 0 | 0 | 0.062136 | 0.50148
4811 | 1 | 0.00016036 | 0 | 0 | 0.00020677 | 0.00011416 | 0.09 | 0.0522 | 0.0795 | 0 | 0 | 0.021786 | 0.26027
4812 | 1 | 0.00016196 | 0 | 0 | 0.00018797 | 0.00011416 | 0.13 | 0.0493 | 0.0745 | 0 | 0 | 0.0013373 | 0.040181
4813 | 1 | 0.00016654 | 0 | 0 | 0.00019032 | 0.00011416 | 0.1 | 0.0491 | 0.0757 | 0 | 0 | 0.046976 | 0.057163
4814 | 1 | 0.00016637 | 0 | 0 | 0.00021382 | 0.00011416 | 0.12 | 0.0544 | 0.0805 | 0 | 0 | 0.20336 | 0.0012814
4815 | 1 | 0.0001657 | 0 | 0 | 0.00022322 | 0.00011416 | 0.07 | 0.0652 | 0.0852 | 0 | 0 | 0.25925 | 0
4816 | 1 | 0.00016488 | 0 | 0.00017487 | 0.00022322 | 0.00011416 | 0.06 | 0.0845 | 0.1068 | 0 | 0 | 0.1622 | 0
4817 | 1 | 0.00016475 | 0 | 0.00012773 | 0.00016448 | 0.00011416 | 0.07 | 0.1057 | 0.1466 | 0 | 0 | 0.047516 | 0.00098057
4818 | 1 | 0.00015034 | 0 | 0 | 0.00011748 | 0.00011416 | 0.13 | 0.1168 | 0.2001 | 0 | 0 | 0.0014402 | 0.00066857
4819 | 1 | 0.00013759 | 0 | 0 | 8.8113e-05 | 0.00011416 | 0.04 | 0.1224 | 0.2601 | 0 | 0 | 0.0070149 | 0
4820 | 1 | 0.0001253 | 0 | 0 | 5.8742e-05 | 0.00011416 | 0 | 0.1629 | 0.328 | 0 | 0 | 0.082421 | 0
4821 | 1 | 0.00011786 | 0 | 0 | 3.7595e-05 | 0.00011416 | 0 | 0.2241 | 0.4392 | 0 | 0 | 0.11489 | 0
4822 | 1 | 0.00011518 | 0 | 0 | 2.3497e-05 | 0.00011416 | 0 | 0.2991 | 0.5169 | 0 | 0 | 0.072661 | 0
4823 | 1 | 0.00010068 | 0 | 0 | 9.3987e-06 | 0.00011416 | 0 | 0.3758 | 0.5899 | 0 | 0 | 0.02419 | 0
4824 | 1 | 7.396e-05 | 0 | 0 | 5.8742e-06 | 0.00011416 | 0 | 0.4329 | 0.6391 | 0 | 0 | 0.0013373 | 0
4825 | 1 | 5.8626e-05 | 0 | 0 | 2.3497e-06 | 0.00011416 | 0 | 0.4707 | 0.6797 | 0 | 0 | 0.059277 | 0
4826 | 1 | 5.1268e-05 | 0 | 0 | 1.1748e-06 | 0.00011416 | 0 | 0.4656 | 0.6545 | 0 | 0 | 0.25088 | 0
4827 | 1 | 4.8519e-05 | 0 | 0 | 1.4098e-05 | 0.00011416 | 0 | 0.4639 | 0.621 | 0 | 0 | 0.32128 | 0
4828 | 1 | 4.8612e-05 | 0 | 0 | 3.7595e-05 | 0.00011416 | 0 | 0.4166 | 0.5376 | 0 | 0 | 0.19955 | 0
4829 | 1 | 5.311e-05 | 0 | 0 | 9.3987e-05 | 0.00011416 | 0 | 0.3349 | 0.4943 | 0 | 0 | 0.058253 | 0
4830 | 1 | 7.2801e-05 | 0 | 0 | 0.0001821 | 0.00011416 | 0.04 | 0.3162 | 0.4596 | 0 | 0 | 0.0015704 | 0
4831 | 1 | 0.00010696 | 0 | 0 | 0.0001586 | 0.00011416 | 0.1 | 0.3055 | 0.4034 | 0 | 0 | 0.010201 | 0.027835
4832 | 1 | 0.00013767 | 0 | 0 | 0.00014685 | 0.00011416 | 0.27 | 0.2759 | 0.3519 | 0 | 0 | 0.10618 | 0.27604
4833 | 1 | 0.0001519 | 0 | 0 | 0.00016448 | 0.00011416 | 0.49 | 0.255 | 0.3155 | 0 | 0 | 0.14184 | 0.527
4834 | 1 | 0.00015567 | 0 | 0 | 0.00018797 | 0.00011416 | 0.65 | 0.2385 | 0.284 | 0 | 0 | 0.086783 | 0.71352
4835 | 1 | 0.0001565 | 0 | 0 | 0.00020677 | 0.00011416 | 0.74 | 0.2291 | 0.2679 | 0 | 0 | 0.0273 | 0.84009
4836 | 1 | 0.0001468 | 0 | 0.00091845 | 0.00018797 | 0.00011416 | 0.78 | 0.2259 | 0.2685 | 0 | 0 | 0.0013373 | 0.91595
4837 | 1 | 0.00014365 | 0 | 0.0015708 | 0.00019032 | 0.00011416 | 0.75 | 0.2251 | 0.2753 | 0 | 0 | 0.071033 | 0.93645
4838 | 1 | 0.00014095 | 0 | 0.001922 | 0.00021382 | 0.00011416 | 0.68 | 0.227 | 0.285 | 0 | 0 | 0.29571 | 0.85307
4839 | 1 | 0.00014101 | 0 | 0.0019372 | 0.00022322 | 0.00011416 | 0.13 | 0.225 | 0.2879 | 0 | 0 | 0.37996 | 0.70919
4840 | 1 | 0.0001426 | 0 | 0.0016255 | 0.00022322 | 0.00011416 | 0.2 | 0.2181 | 0.2863 | 0 | 0 | 0.23473 | 0.60127
4841 | 1 | 0.00014713 | 0 | 0.00099904 | 0.00016448 | 0.00011416 | 0.27 | 0.2011 | 0.2742 | 0 | 0 | 0.068347 | 0.1412
4842 | 1 | 0.00013936 | 0 | 0 | 0.00011748 | 0.00011416 | 0.12 | 0.165 | 0.2414 | 0 | 0 | 0.0016847 | 0.0046911
4843 | 1 | 0.00012899 | 0 | 0 | 8.8113e-05 | 0.00011416 | 0.04 | 0.1246 | 0.21 | 0 | 0 | 0.013496 | 0
4844 | 1 | 0.00011847 | 0 | 0 | 5.8742e-05 | 0.00011416 | 0 | 0.1032 | 0.2001 | 0 | 0 | 0.12916 | 0
4845 | 1 | 0.00010894 | 0 | 0 | 3.7595e-05 | 0.00011416 | 0 | 0.0955 | 0.2065 | 0 | 0 | 0.16727 | 0
4846 | 1 | 0.00010977 | 0 | 0 | 2.3497e-05 | 0.00011416 | 0 | 0.1035 | 0.2369 | 0 | 0 | 0.099862 | 0
4847 | 1 | 9.6467e-05 | 0 | 0 | 9.3987e-06 | 0.00011416 | 0 | 0.125 | 0.2779 | 0 | 0 | 0.030087 | 0
4848 | 1 | 7.9332e-05 | 3.5789e-06 | 0 | 5.8742e-06 | 0.00011416 | 0 | 0.1496 | 0.3123 | 0 | 0 | 0.0013373 | 0
4849 | 1 | 6.2558e-05 | 1.1253e-05 | 0 | 2.3497e-06 | 0.00011416 | 0 | 0.1739 | 0.3234 | 0 | 0 | 0.081485 | 0
4850 | 1 | 5.4334e-05 | 1.6659e-05 | 0 | 1.1748e-06 | 0.00011416 | 0 | 0.1949 | 0.3199 | 0 | 0 | 0.3352 | 0
4851 | 1 | 5.0114e-05 | 1.9998e-05 | 0 | 1.4098e-05 | 0.00011416 | 0 | 0.2121 | 0.2959 | 0 | 0 | 0.43173 | 0
4852 | 1 | 4.9701e-05 | 2.3558e-05 | 0 | 3.7595e-05 | 0.00011416 | 0 | 0.2094 | 0.2507 | 0 | 0 | 0.26569 | 0
4853 | 1 | 5.4493e-05 | 8.1541e-06 | 0 | 9.3987e-05 | 0.00011416 | 0 | 0.1804 | 0.2033 | 0 | 0 | 0.077214 | 0
4854 | 1 | 7.4077e-05 | 0 | 0 | 0.0001821 | 0.00011416 | 0.03 | 0.1258 | 0.146 | 0 | 0 | 0.00178 | 0
4855 | 1 | 0.00010914 | 0 | 0 | 0.0001586 | 0.00011416 | 0.12 | 0.1195 | 0.1225 | 0 | 0 | 0.016592 | 0.11641
4856 | 1 | 0.00014207 | 0 | 0 | 0.00014685 | 0.00011416 | 0.31 | 0.1112 | 0.1113 | 0 | 0 | 0.14976 | 0.22221
4857 | 1 | 0.00015897 | 0 | 0 | 0.00016448 | 0.00011416 | 0.47 | 0.1179 | 0.1212 | 0 | 0 | 0.18967 | 0.46471
4858 | 1 | 0.00016365 | 0 | 0 | 0.00018797 | 0.00011416 | 0.45 | 0.1414 | 0.157 | 0 | 0 | 0.11122 | 0.41517
4859 | 1 | 0.0001643 | 0 | 0 | 0.00020677 | 0.00011416 | 0.65 | 0.1694 | 0.2014 | 0 | 0 | 0.032448 | 0.079125
4860 | 1 | 0.00016102 | 0 | 0.00030108 | 0.00018797 | 0.00011416 | 0.23 | 0.1946 | 0.2395 | 0 | 0 | 0.0013373 | 0.48455
4861 | 1 | 0.00016095 | 0 | 0.00052461 | 0.00019032 | 0.00011416 | 0.3 | 0.2157 | 0.2697 | 0 | 0 | 0.092915 | 0.26116
4862 | 1 | 0.00015922 | 0 | 0.00044706 | 0.00021382 | 0.00011416 | 0.43 | 0.2248 | 0.271 | 0 | 0 | 0.37805 | 0.14277
4863 | 1 | 0.00015884 | 0 | 0.00010492 | 0.00022322 | 0.00011416 | 0.6 | 0.2137 | 0.2441 | 0 | 0 | 0.48802 | 0.092931
4864 | 1 | 0.00015853 | 0 | 0 | 0.00022322 | 0.00011416 | 0.38 | 0.1926 | 0.2156 | 0 | 0 | 0.29924 | 0.072529
4865 | 1 | 0.00015664 | 0 | 0 | 0.00016448 | 0.00011416 | 0.32 | 0.1735 | 0.1957 | 0 | 0 | 0.086816 | 0.17946
4866 | 1 | 0.00014037 | 0 | 0 | 0.00011748 | 0.00011416 | 0.08 | 0.1531 | 0.1866 | 0 | 0 | 0.0018789 | 0.12335
4867 | 1 | 0.00013014 | 0 | 0 | 8.8113e-05 | 0.00011416 | 0.02 | 0.1267 | 0.1826 | 0 | 0 | 0.020128 | 0
4868 | 1 | 0.00012046 | 0 | 0 | 5.8742e-05 | 0.00011416 | 0 | 0.1085 | 0.1952 | 0 | 0 | 0.17244 | 0
4869 | 1 | 0.00011285 | 0 | 0 | 3.7595e-05 | 0.00011416 | 0 | 0.1066 | 0.2379 | 0 | 0 | 0.214 | 0
4870 | 1 | 0.00011288 | 0 | 0 | 2.3497e-05 | 0.00011416 | 0 | 0.1174 | 0.2729 | 0 | 0 | 0.12342 | 0
4871 | 1 | 9.9714e-05 | 0 | 0 | 9.3987e-06 | 0.00011416 | 0 | 0.1246 | 0.266 | 0 | 0 | 0.03493 | 0
4872 | 1 | 7.1939e-05 | 7.3977e-06 | 0 | 5.8742e-06 | 0.00011416 | 0 | 0.1284 | 0.2644 | 0 | 0 | 0.0013373 | 0
4873 | 1 | 5.5458e-05 | 1.5589e-05 | 0 | 2.3497e-06 | 0.00011416 | 0 | 0.1375 | 0.2666 | 0 | 0 | 0.099011 | 0
4874 | 1 | 4.6362e-05 | 2.3263e-05 | 0 | 1.1748e-06 | 0.00011416 | 0 | 0.1401 | 0.2542 | 0 | 0 | 0.40079 | 0
4875 | 1 | 4.1497e-05 | 2.9997e-05 | 0 | 1.4098e-05 | 0.00011416 | 0 | 0.1395 | 0.239 | 0 | 0 | 0.5179 | 0
4876 | 1 | 4.0859e-05 | 3.6324e-05 | 0 | 3.7595e-05 | 0.00011416 | 0 | 0.1418 | 0.2529 | 0 | 0 | 0.31703 | 0
4877 | 1 | 4.5208e-05 | 2.6916e-05 | 0 | 9.3987e-05 | 0.00011416 | 0 | 0.1204 | 0.1961 | 0 | 0 | 0.091902 | 0
4878 | 1 | 6.4828e-05 | 5.4238e-06 | 0 | 0.0001821 | 0.00011416 | 0.03 | 0.0969 | 0.1282 | 0 | 0 | 0.0019297 | 0
4879 | 1 | 9.9215e-05 | 0 | 0 | 0.0001586 | 0.00011416 | 0.12 | 0.0782 | 0.084 | 0 | 0 | 0.022071 | 0.10726
4880 | 1 | 0.00013028 | 0 | 0 | 0.00014685 | 0.00011416 | 0.29 | 0.0548 | 0.0594 | 0 | 0 | 0.18459 | 0.075939
4881 | 1 | 0.00014462 | 0 | 0 | 0.00016448 | 0.00011416 | 0.43 | 0.0528 | 0.0709 | 0 | 0 | 0.2269 | 0.5068
4882 | 1 | 0.00015101 | 0 | 0 | 0.00018797 | 0.00011416 | 0.56 | 0.0653 | 0.0964 | 0 | 0 | 0.12983 | 0.48009
4883 | 1 | 0.0001532 | 0 | 0 | 0.00020677 | 0.00011416 | 0.52 | 0.0828 | 0.1176 | 0 | 0 | 0.036217 | 0.45431
4884 | 1 | 0.00015044 | 0 | 0 | 0.00018797 | 0.00011416 | 0.45 | 0.0924 | 0.126 | 0 | 0 | 0.0013373 | 0.41138
4885 | 1 | 0.00015123 | 0 | 0 | 0.00019032 | 0.00011416 | 0.56 | 0.0943 | 0.1199 | 0 | 0 | 0.10537 | 0.17281
4886 | 1 | 0.00014977 | 0 | 0 | 0.00021382 | 0.00011416 | 0.67 | 0.0893 | 0.108 | 0 | 0 | 0.42441 | 0.12254
4887 | 1 | 0.00014807 | 0 | 0 | 0.00022322 | 0.00011416 | 0.5 | 0.0785 | 0.0909 | 0 | 0 | 0.54899 | 0.021127
4888 | 1 | 0.00014718 | 0 | 0 | 0.00022322 | 0.00011416 | 0.41 | 0.0624 | 0.0712 | 0 | 0 | 0.33552 | 0.46097
4889 | 1 | 0.00014716 | 0 | 0 | 0.00016448 | 0.00011416 | 0.31 | 0.0485 | 0.053 | 0 | 0 | 0.097183 | 0.16328
4890 | 1 | 0.00013488 | 0 | 0 | 0.00011748 | 0.00011416 | 0.13 | 0.035 | 0.0372 | 0 | 0 | 0.0019813 | 0.13613
4891 | 1 | 0.00012631 | 0 | 0 | 8.8113e-05 | 0.00011416 | 0.04 | 0.0266 | 0.0275 | 0 | 0 | 0.024135 | 0
4892 | 1 | 0.0001169 | 0 | 0 | 5.8742e-05 | 0.00011416 | 0 | 0.0205 | 0.0154 | 0 | 0 | 0.1973 | 0
4893 | 1 | 0.00010668 | 2.0293e-06 | 0 | 3.7595e-05 | 0.00011416 | 0 | 0.0104 | 0.0037 | 0 | 0 | 0.24031 | 0
4894 | 1 | 0.00010581 | 3.7081e-06 | 0 | 2.3497e-05 | 0.00011416 | 0 | 0.0057 | 0.0004 | 0 | 0 | 0.13647 | 0
4895 | 1 | 9.1653e-05 | 9.9251e-06 | 0 | 9.3987e-06 | 0.00011416 | 0 | 0.0079 | 0.0007 | 0 | 0 | 0.037535 | 0
4896 | 1 | 7.5141e-05 | 1.8393e-05 | 0 | 5.8742e-06 | 0.00011416 | 0 | 0.0128 | 0.005 | 0 | 0 | 0.0013373 | 0
4897 | 1 | 5.8229e-05 | 2.9646e-05 | 0 | 2.3497e-06 | 0.00011416 | 0 | 0.0195 | 0.0115 | 0 | 0 | 0.11199 | 0
4898 | 1 | 4.9311e-05 | 3.8741e-05 | 0 | 1.1748e-06 | 0.00011416 | 0 | 0.0283 | 0.0216 | 0 | 0 | 0.44895 | 0
4899 | 1 | 4.5528e-05 | 4.2007e-05 | 0 | 1.4098e-05 | 0.00011416 | 0 | 0.0315 | 0.0262 | 0 | 0 | 0.58129 | 0
4900 | 1 | 4.5294e-05 | 4.3058e-05 | 0 | 3.7595e-05 | 0.00011416 | 0 | 0.0304 | 0.0253 | 0 | 0 | 0.3547 | 0
4901 | 1 | 5.0088e-05 | 3.531e-05 | 0 | 9.3987e-05 | 0.00011416 | 0 | 0.0278 | 0.0254 | 0 | 0 | 0.10266 | 0
4902 | 1 | 6.7923e-05 | 1.3024e-05 | 0 | 0.0001821 | 0.00011416 | 0.03 | 0.0169 | 0.0161 | 0 | 0 | 0.0020339 | 0
4903 | 1 | 0.00010169 | 0 | 0 | 0.0001586 | 0.00011416 | 0.07 | 0.0102 | 0.009 | 0 | 0 | 0.026323 | 0.032292
4904 | 1 | 0.00013401 | 0 | 0 | 0.00014685 | 0.00011416 | 0.18 | 0.0132 | 0.0158 | 0 | 0 | 0.21058 | 0.078145
4905 | 1 | 0.00015205 | 0 | 0 | 0.00016448 | 0.00011416 | 0.29 | 0.0157 | 0.0234 | 0 | 0 | 0.25424 | 0.15143
4906 | 1 | 0.00015807 | 0 | 0.00011861 | 0.00018797 | 0.00011416 | 0.6 | 0.0169 | 0.0251 | 0 | 0 | 0.14333 | 0.3968
4907 | 1 | 0.00015054 | 0 | 0.001329 | 0.00020677 | 0.00011416 | 0.13 | 0.0168 | 0.0157 | 0 | 0 | 0.038885 | 0.34907
4908 | 1 | 0.00014419 | 0 | 0.0020802 | 0.00018797 | 0.00011416 | 0.36 | 0.0156 | 0.0064 | 0 | 0 | 0.0013373 | 0.060238
4909 | 1 | 0.00014435 | 0 | 0.0021699 | 0.00019032 | 0.00011416 | 0.55 | 0.0148 | 0.0035 | 0 | 0 | 0.11199 | 0.18511
4910 | 1 | 0.00014448 | 0 | 0.0019068 | 0.00021382 | 0.00011416 | 0.23 | 0.0152 | 0.0216 | 0 | 0 | 0.44895 | 0.032337
4911 | 1 | 0.00014423 | 0 | 0.001735 | 0.00022322 | 0.00011416 | 0.14 | 0.0187 | 0.0678 | 0 | 0 | 0.58129 | 0
4912 | 1 | 0.00014369 | 0 | 0.0015191 | 0.00022322 | 0.00011416 | 0.14 | 0.0276 | 0.1059 | 0 | 0 | 0.3547 | 0
4913 | 1 | 0.00014575 | 0 | 0.00098535 | 0.00016448 | 0.00011416 | 0.1 | 0.0415 | 0.1338 | 0 | 0 | 0.10266 | 0
4914 | 1 | 0.00014035 | 0 | 0 | 0.00011748 | 0.00011416 | 0.01 | 0.0758 | 0.1958 | 0 | 0 | 0.0020339 | 0
4915 | 1 | 0.0001283 | 0 | 0 | 8.8113e-05 | 0.00011416 | 0.02 | 0.1453 | 0.2825 | 0 | 0 | 0.026323 | 0
4916 | 1 | 0.00011804 | 0 | 0 | 5.8742e-05 | 0.00011416 | 0 | 0.2087 | 0.3172 | 0 | 0 | 0.21058 | 0
4917 | 1 | 0.00010916 | 0 | 0 | 3.7595e-05 | 0.00011416 | 0 | 0.2409 | 0.332 | 0 | 0 | 0.25424 | 0
4918 | 1 | 0.00010479 | 0 | 0 | 2.3497e-05 | 0.00011416 | 0 | 0.2512 | 0.3476 | 0 | 0 | 0.14333 | 0
4919 | 1 | 9.2331e-05 | 0 | 0 | 9.3987e-06 | 0.00011416 | 0 | 0.2639 | 0.3412 | 0 | 0 | 0.038885 | 0
4920 | 1 | 7.1803e-05 | 0 | 0 | 5.8742e-06 | 0.00011416 | 0 | 0.252 | 0.3065 | 0 | 0 | 0.0013373 | 0
4921 | 1 | 5.6451e-05 | 0 | 0 | 2.3497e-06 | 0.00011416 | 0 | 0.2352 | 0.3213 | 0 | 0 | 0.10864 | 0
4922 | 1 | 4.6972e-05 | 0 | 0 | 1.1748e-06 | 0.00011416 | 0 | 0.2445 | 0.2929 | 0 | 0 | 0.43657 | 0
4923 | 1 | 4.2603e-05 | 0 | 0 | 1.4098e-05 | 0.00011416 | 0 | 0.2389 | 0.2371 | 0 | 0 | 0.56498 | 0
4924 | 1 | 4.0809e-05 | 0 | 0 | 3.7595e-05 | 0.00011416 | 0 | 0.2243 | 0.1993 | 0 | 0 | 0.34502 | 0
4925 | 1 | 3.8813e-05 | 0 | 0 | 9.3987e-05 | 0.00011416 | 0 | 0.2032 | 0.1875 | 0 | 0 | 0.099898 | 0
4926 | 1 | 3.9792e-05 | 0 | 0 | 0.0001821 | 0.00011416 | 0.02 | 0.2189 | 0.1999 | 0 | 0 | 0.0020075 | 0
4927 | 1 | 5.4152e-05 | 0 | 0 | 0.0001586 | 0.00011416 | 0.03 | 0.2854 | 0.234 | 0 | 0 | 0.025213 | 0
4928 | 1 | 7.5383e-05 | 0 | 0 | 0.00014685 | 0.00011416 | 0.12 | 0.3622 | 0.252 | 0 | 0 | 0.20387 | 0.021049
4929 | 1 | 9.8241e-05 | 0 | 0 | 0.00016448 | 0.00011416 | 0.03 | 0.4215 | 0.2241 | 0 | 0 | 0.24721 | 0
4930 | 1 | 0.00010963 | 0 | 0 | 0.00018797 | 0.00011416 | 0.16 | 0.466 | 0.3155 | 0 | 0 | 0.13987 | 0
4931 | 1 | 0.00011488 | 0 | 0 | 0.00020677 | 0.00011416 | 0.07 | 0.4728 | 0.6036 | 0 | 0 | 0.038206 | 0
4932 | 1 | 0.00011423 | 0 | 0 | 0.00018797 | 0.00011416 | 0.07 | 0.4904 | 0.7033 | 0 | 0 | 0.0013373 | 0
4933 | 1 | 0.00011219 | 0 | 0 | 0.00019032 | 0.00011416 | 0.07 | 0.5989 | 0.7591 | 0 | 0 | 0.10216 | 0
4934 | 1 | 0.00010889 | 1.5183e-05 | 0 | 0.00021382 | 0.00011416 | 0.05 | 0.7247 | 0.9062 | 0 | 0 | 0.41249 | 0
4935 | 1 | 0.00010227 | 2.9628e-05 | 0 | 0.00022322 | 0.00011416 | 0.1 | 0.7746 | 0.9708 | 0 | 0 | 0.53329 | 0
4936 | 1 | 9.8797e-05 | 3.6251e-05 | 0 | 0.00022322 | 0.00011416 | 0.24 | 0.7979 | 0.9808 | 0 | 0 | 0.32619 | 0
4937 | 1 | 0.00010139 | 3.8169e-05 | 0 | 0.00016448 | 0.00011416 | 0.08 | 0.8365 | 0.9568 | 0 | 0 | 0.094518 | 0
4938 | 1 | 9.6108e-05 | 3.9553e-05 | 0 | 0.00011748 | 0.00011416 | 0.09 | 0.8038 | 0.9151 | 0 | 0 | 0.0019554 | 0
4939 | 1 | 8.8869e-05 | 4.3372e-05 | 0 | 8.8113e-05 | 0.00011416 | 0.04 | 0.7131 | 0.8583 | 0 | 0 | 0.023087 | 0
4940 | 1 | 8.057e-05 | 5.1858e-05 | 0 | 5.8742e-05 | 0.00011416 | 0 | 0.6087 | 0.7791 | 0 | 0 | 0.19088 | 0
4941 | 1 | 7.4283e-05 | 5.9625e-05 | 0 | 3.7595e-05 | 0.00011416 | 0 | 0.5087 | 0.6727 | 0 | 0 | 0.23354 | 0
4942 | 1 | 7.6527e-05 | 6.6395e-05 | 0 | 2.3497e-05 | 0.00011416 | 0 | 0.4407 | 0.5589 | 0 | 0 | 0.13312 | 0
4943 | 1 | 6.4149e-05 | 7.3129e-05 | 0 | 9.3987e-06 | 0.00011416 | 0 | 0.3782 | 0.4417 | 0 | 0 | 0.036872 | 0
4944 | 1 | 3.9787e-05 | 7.9973e-05 | 0 | 5.8742e-06 | 0.00011416 | 0 | 0.3284 | 0.3384 | 0 | 0 | 0.0013373 | 0
4945 | 1 | 2.5306e-05 | 8.6799e-05 | 0 | 2.3497e-06 | 0.00011416 | 0 | 0.2778 | 0.2476 | 0 | 0 | 0.092915 | 0
4946 | 1 | 1.6138e-05 | 9.2149e-05 | 0 | 1.1748e-06 | 0.00011416 | 0 | 0.2342 | 0.1802 | 0 | 0 | 0.37805 | 0
4947 | 1 | 1.1066e-05 | 9.606e-05 | 0 | 1.4098e-05 | 0.00011416 | 0 | 0.214 | 0.147 | 0 | 0 | 0.48802 | 0
4948 | 1 | 8.7542e-06 | 9.8587e-05 | 0 | 3.7595e-05 | 0.00011416 | 0 | 0.2078 | 0.141 | 0 | 0 | 0.29924 | 0
4949 | 1 | 6.7651e-06 | 8.3201e-05 | 0 | 9.3987e-05 | 0.00011416 | 0 | 0.1868 | 0.1236 | 0 | 0 | 0.086816 | 0
4950 | 1 | 5.3924e-06 | 5.4053e-05 | 0 | 0.0001821 | 0.00011416 | 0.04 | 0.1373 | 0.0975 | 0 | 0 | 0.0018789 | 0
4951 | 1 | 1.4236e-05 | 2.5625e-05 | 0 | 0.0001586 | 0.00011416 | 0.12 | 0.1261 | 0.1301 | 0 | 0 | 0.020128 | 0.10853
4952 | 1 | 2.7941e-05 | 0 | 0 | 0.00014685 | 0.00011416 | 0.32 | 0.1497 | 0.2062 | 0 | 0 | 0.17244 | 0.30757
4953 | 1 | 3.994e-05 | 0 | 0 | 0.00016448 | 0.00011416 | 0.49 | 0.1765 | 0.252 | 0 | 0 | 0.214 | 0.49634
4954 | 1 | 4.8082e-05 | 0 | 0 | 0.00018797 | 0.00011416 | 0.64 | 0.1699 | 0.2357 | 0 | 0 | 0.12342 | 0.63921
4955 | 1 | 5.3382e-05 | 0 | 0 | 0.00020677 | 0.00011416 | 0.65 | 0.1556 | 0.2243 | 0 | 0 | 0.03493 | 0.16266
4956 | 1 | 5.9619e-05 | 0 | 0 | 0.00018797 | 0.00011416 | 0.61 | 0.1628 | 0.2459 | 0 | 0 | 0.0013373 | 0.27525
4957 | 1 | 5.9397e-05 | 0 | 0 | 0.00019032 | 0.00011416 | 0.69 | 0.1836 | 0.2818 | 0 | 0 | 0.078782 | 0.54395
4958 | 1 | 6.0561e-05 | 0 | 0 | 0.00021382 | 0.00011416 | 0.24 | 0.1676 | 0.2611 | 0 | 0 | 0.32501 | 0.072863
4959 | 1 | 6.3982e-05 | 0 | 0 | 0.00022322 | 0.00011416 | 0.07 | 0.135 | 0.203 | 0 | 0 | 0.41838 | 0
4960 | 1 | 7.065e-05 | 0 | 0 | 0.00022322 | 0.00011416 | 0.06 | 0.1139 | 0.1707 | 0 | 0 | 0.25771 | 0
4961 | 1 | 8.2415e-05 | 0 | 0 | 0.00016448 | 0.00011416 | 0.03 | 0.1215 | 0.1862 | 0 | 0 | 0.074929 | 0
4962 | 1 | 8.393e-05 | 4.1324e-06 | 0 | 0.00011748 | 0.00011416 | 0.01 | 0.147 | 0.264 | 0 | 0 | 0.0017558 | 0
4963 | 1 | 7.8441e-05 | 1.6271e-05 | 0 | 8.8113e-05 | 0.00011416 | 0.03 | 0.1883 | 0.3691 | 0 | 0 | 0.015778 | 0
4964 | 1 | 7.5153e-05 | 3.0624e-05 | 0 | 5.8742e-05 | 0.00011416 | 0 | 0.2544 | 0.4802 | 0 | 0 | 0.14442 | 0
4965 | 1 | 7.4704e-05 | 3.8649e-05 | 0 | 3.7595e-05 | 0.00011416 | 0 | 0.3185 | 0.5714 | 0 | 0 | 0.1839 | 0
4966 | 1 | 7.3307e-05 | 4.1693e-05 | 0 | 2.3497e-05 | 0.00011416 | 0 | 0.3626 | 0.6207 | 0 | 0 | 0.10831 | 0
4967 | 1 | 5.7388e-05 | 4.2191e-05 | 0 | 9.3987e-06 | 0.00011416 | 0 | 0.3824 | 0.6269 | 0 | 0 | 0.031847 | 0
4968 | 1 | 4.6429e-05 | 4.1859e-05 | 0 | 5.8742e-06 | 0.00011416 | 0 | 0.3962 | 0.6222 | 0 | 0 | 0.0013373 | 0
4969 | 1 | 3.4924e-05 | 4.2117e-05 | 0 | 2.3497e-06 | 0.00011416 | 0 | 0.4044 | 0.5851 | 0 | 0 | 0.06616 | 0
4970 | 1 | 2.9579e-05 | 4.1656e-05 | 0 | 1.1748e-06 | 0.00011416 | 0 | 0.4076 | 0.5778 | 0 | 0 | 0.27718 | 0
4971 | 1 | 2.7869e-05 | 3.994e-05 | 0 | 1.4098e-05 | 0.00011416 | 0 | 0.4219 | 0.5688 | 0 | 0 | 0.3557 | 0
4972 | 1 | 2.9101e-05 | 3.7708e-05 | 0 | 3.7595e-05 | 0.00011416 | 0 | 0.4371 | 0.5711 | 0 | 0 | 0.2202 | 0
4973 | 1 | 3.7857e-05 | 3.2838e-05 | 0 | 9.3987e-05 | 0.00011416 | 0 | 0.4283 | 0.5874 | 0 | 0 | 0.06418 | 0
4974 | 1 | 5.7767e-05 | 2.2249e-05 | 0 | 0.0001821 | 0.00011416 | 0.02 | 0.413 | 0.5853 | 0 | 0 | 0.0016383 | 0
4975 | 1 | 9.3142e-05 | 7.8589e-06 | 0 | 0.0001586 | 0.00011416 | 0.05 | 0.4812 | 0.6368 | 0 | 0 | 0.012104 | 0
4976 | 1 | 0.00012715 | 0 | 0 | 0.00014685 | 0.00011416 | 0.04 | 0.5757 | 0.6933 | 0 | 0 | 0.11961 | 0.097511
4977 | 1 | 0.00014546 | 0 | 0 | 0.00016448 | 0.00011416 | 0.17 | 0.6286 | 0.7552 | 0 | 0 | 0.15676 | 0.0045686
4978 | 1 | 0.00015182 | 0 | 0 | 0.00018797 | 0.00011416 | 0.11 | 0.6465 | 0.7931 | 0 | 0 | 0.094484 | 0.24191
4979 | 1 | 0.00015779 | 0 | 0 | 0.00020677 | 0.00011416 | 0.04 | 0.65 | 0.7967 | 0 | 0 | 0.02895 | 0.071225
4980 | 1 | 0.00015803 | 0 | 0 | 0.00018797 | 0.00011416 | 0.04 | 0.6516 | 0.7909 | 0 | 0 | 0.0013373 | 0
4981 | 1 | 0.00015871 | 0 | 0 | 0.00019032 | 0.00011416 | 0.49 | 0.6676 | 0.7854 | 0 | 0 | 0.052888 | 0.0052929
4982 | 1 | 0.00015548 | 0 | 0 | 0.00021382 | 0.00011416 | 0.21 | 0.685 | 0.7859 | 0 | 0 | 0.22628 | 0.0091371
4983 | 1 | 0.00015154 | 0 | 0 | 0.00022322 | 0.00011416 | 0.33 | 0.6938 | 0.7852 | 0 | 0 | 0.28916 | 0
4984 | 1 | 0.00014716 | 0 | 0 | 0.00022322 | 0.00011416 | 0.1 | 0.6892 | 0.7627 | 0 | 0 | 0.18023 | 0
4985 | 1 | 0.00014833 | 0 | 0 | 0.00016448 | 0.00011416 | 0.17 | 0.6407 | 0.7197 | 0 | 0 | 0.052702 | 0.024314
4986 | 1 | 0.00013529 | 0 | 0 | 0.00011748 | 0.00011416 | 0.08 | 0.5895 | 0.6794 | 0 | 0 | 0.0015043 | 0.0013817
4987 | 1 | 0.0001244 | 0 | 0 | 8.8113e-05 | 0.00011416 | 0.04 | 0.5661 | 0.6602 | 0 | 0 | 0.0085089 | 0
4988 | 1 | 0.00011293 | 0 | 0 | 5.8742e-05 | 0.00011416 | 0 | 0.5656 | 0.6639 | 0 | 0 | 0.0938 | 0
4989 | 1 | 0.0001062 | 7.4162e-06 | 0 | 3.7595e-05 | 0.00011416 | 0 | 0.5592 | 0.678 | 0 | 0 | 0.12789 | 0
4990 | 1 | 0.00010137 | 1.7157e-05 | 0 | 2.3497e-05 | 0.00011416 | 0 | 0.5525 | 0.7031 | 0 | 0 | 0.079513 | 0
4991 | 1 | 8.4379e-05 | 2.3429e-05 | 0 | 9.3987e-06 | 0.00011416 | 0 | 0.5408 | 0.7136 | 0 | 0 | 0.025714 | 0
4992 | 1 | 6.2641e-05 | 2.7838e-05 | 0 | 5.8742e-06 | 0.00011416 | 0 | 0.5115 | 0.6937 | 0 | 0 | 0.0013373 | 0
4993 | 1 | 4.6976e-05 | 3.1177e-05 | 0 | 2.3497e-06 | 0.00011416 | 0 | 0.4902 | 0.659 | 0 | 0 | 0.041522 | 0
4994 | 1 | 3.943e-05 | 3.4074e-05 | 0 | 1.1748e-06 | 0.00011416 | 0 | 0.4807 | 0.6426 | 0 | 0 | 0.18203 | 0
4995 | 1 | 3.591e-05 | 3.7026e-05 | 0 | 1.4098e-05 | 0.00011416 | 0 | 0.4622 | 0.6235 | 0 | 0 | 0.23148 | 0
4996 | 1 | 3.5921e-05 | 3.9553e-05 | 0 | 3.7595e-05 | 0.00011416 | 0 | 0.4447 | 0.6035 | 0 | 0 | 0.14542 | 0
4997 | 1 | 4.2185e-05 | 3.7985e-05 | 0 | 9.3987e-05 | 0.00011416 | 0 | 0.42 | 0.5772 | 0 | 0 | 0.042682 | 0
4998 | 1 | 6.0137e-05 | 2.8632e-05 | 0 | 0.0001821 | 0.00011416 | 0.02 | 0.4157 | 0.5608 | 0 | 0 | 0.0013779 | 0
4999 | 1 | 9.4335e-05 | 1.557e-05 | 0 | 0.0001586 | 0.00011416 | 0.02 | 0.4819 | 0.598 | 0 | 0 | 0.0057069 | 0.006084
5000 | 1 | 0.00012733 | 1.8448e-06 | 0 | 0.00014685 | 0.00011416 | 0.09 | 0.558 | 0.6379 | 0 | 0 | 0.072001 | 0.00096943
5001 | 1 | 0.00014462 | 0 | 0 | 0.00016448 | 0.00011416 | 0.29 | 0.5828 | 0.6491 | 0 | 0 | 0.10281 | 0.0045909
5002 | 1 | 0.00015099 | 0 | 0 | 0.00018797 | 0.00011416 | 0.41 | 0.5839 | 0.6523 | 0 | 0 | 0.066214 | 0.024893
5003 | 1 | 0.00015167 | 0 | 0 | 0.00020677 | 0.00011416 | 0.36 | 0.5919 | 0.6777 | 0 | 0 | 0.022727 | 0
5004 | 1 | 0.0001491 | 0 | 0 | 0.00018797 | 0.00011416 | 0.74 | 0.6156 | 0.7067 | 0 | 0 | 0.0013373 | 0.042399
5005 | 1 | 0.0001479 | 0 | 0 | 0.00019032 | 0.00011416 | 0.64 | 0.6307 | 0.7204 | 0 | 0 | 0.031913 | 0.034532
5006 | 1 | 0.0001443 | 0 | 0 | 0.00021382 | 0.00011416 | 0.52 | 0.6302 | 0.728 | 0 | 0 | 0.14396 | 0.12307
5007 | 1 | 0.0001414 | 0 | 0 | 0.00022322 | 0.00011416 | 0.32 | 0.6236 | 0.7369 | 0 | 0 | 0.18203 | 0.17561
5008 | 1 | 0.00014101 | 0 | 0 | 0.00022322 | 0.00011416 | 0.17 | 0.6001 | 0.7107 | 0 | 0 | 0.1154 | 0.27308
5009 | 1 | 0.00014269 | 0 | 0 | 0.00016448 | 0.00011416 | 0.05 | 0.5406 | 0.645 | 0 | 0 | 0.03402 | 0.040716
5010 | 1 | 0.00012829 | 0 | 0 | 0.00011748 | 0.00011416 | 0.11 | 0.4851 | 0.6097 | 0 | 0 | 0.0012587 | 0.056238
5011 | 1 | 0.00011799 | 1.6972e-06 | 0 | 8.8113e-05 | 0.00011416 | 0.01 | 0.4504 | 0.599 | 0 | 0 | 0.0035994 | 0
5012 | 1 | 0.00010685 | 2.0016e-05 | 0 | 5.8742e-05 | 0.00011416 | 0 | 0.4419 | 0.6111 | 0 | 0 | 0.053873 | 0
5013 | 1 | 0.00010166 | 3.1325e-05 | 0 | 3.7595e-05 | 0.00011416 | 0 | 0.4326 | 0.5993 | 0 | 0 | 0.081237 | 0
5014 | 1 | 9.7805e-05 | 3.7782e-05 | 0 | 2.3497e-05 | 0.00011416 | 0 | 0.4314 | 0.5357 | 0 | 0 | 0.054488 | 0
5015 | 1 | 8.1004e-05 | 4.3519e-05 | 0 | 9.3987e-06 | 0.00011416 | 0 | 0.3907 | 0.4513 | 0 | 0 | 0.019982 | 0
5016 | 1 | 5.9603e-05 | 4.9423e-05 | 0 | 5.8742e-06 | 0.00011416 | 0 | 0.3493 | 0.3791 | 0 | 0 | 0.0013373 | 0
5017 | 1 | 4.3938e-05 | 5.3813e-05 | 0 | 2.3497e-06 | 0.00011416 | 0 | 0.3233 | 0.3615 | 0 | 0 | 0.023914 | 0
5018 | 1 | 3.6923e-05 | 6.0049e-05 | 0 | 1.1748e-06 | 0.00011416 | 0 | 0.2976 | 0.3795 | 0 | 0 | 0.11161 | 0
5019 | 1 | 3.3934e-05 | 6.4513e-05 | 0 | 1.4098e-05 | 0.00011416 | 0 | 0.287 | 0.4036 | 0 | 0 | 0.14018 | 0
5020 | 1 | 3.3631e-05 | 6.8369e-05 | 0 | 3.7595e-05 | 0.00011416 | 0 | 0.29 | 0.4311 | 0 | 0 | 0.089831 | 0
5021 | 1 | 3.8643e-05 | 6.6118e-05 | 0 | 9.3987e-05 | 0.00011416 | 0 | 0.2978 | 0.4525 | 0 | 0 | 0.026617 | 0
5022 | 1 | 5.6225e-05 | 5.481e-05 | 0 | 0.0001821 | 0.00011416 | 0 | 0.3047 | 0.4635 | 0 | 0 | 0.0011466 | 0
5023 | 1 | 8.9423e-05 | 3.911e-05 | 0 | 0.0001586 | 0.00011416 | 0.12 | 0.3571 | 0.5193 | 0 | 0 | 0.0020875 | 0.1138
5024 | 1 | 0.00012139 | 2.6215e-05 | 0 | 0.00014685 | 0.00011416 | 0.15 | 0.4381 | 0.5998 | 0 | 0 | 0.039075 | 0.13647
5025 | 1 | 0.00013901 | 1.7766e-05 | 0 | 0.00016448 | 0.00011416 | 0.03 | 0.4992 | 0.6645 | 0 | 0 | 0.062917 | 0.0034543
5026 | 1 | 0.0001468 | 9.4639e-06 | 0 | 0.00018797 | 0.00011416 | 0.04 | 0.5444 | 0.7208 | 0 | 0 | 0.044234 | 0
5027 | 1 | 0.00014969 | 1.2176e-06 | 0 | 0.00020677 | 0.00011416 | 0.35 | 0.5925 | 0.766 | 0 | 0 | 0.017467 | 0
5028 | 1 | 0.00014503 | 0 | 0 | 0.00018797 | 0.00011416 | 0.1 | 0.6413 | 0.7907 | 0 | 0 | 0.0013373 | 0.26049
5029 | 1 | 0.00014443 | 0 | 0 | 0.00019032 | 0.00011416 | 0.67 | 0.671 | 0.7994 | 0 | 0 | 0.018372 | 0.18386
5030 | 1 | 0.00014076 | 8.3017e-07 | 0 | 0.00021382 | 0.00011416 | 0.67 | 0.6771 | 0.7995 | 0 | 0 | 0.088676 | 0.0039446
5031 | 1 | 0.00013775 | 2.0846e-06 | 0 | 0.00022322 | 0.00011416 | 0.11 | 0.6701 | 0.8005 | 0 | 0 | 0.11065 | 0.01648
5032 | 1 | 0.00013826 | 3.7081e-06 | 0 | 0.00022322 | 0.00011416 | 0.5 | 0.6524 | 0.7921 | 0 | 0 | 0.071659 | 0
5033 | 1 | 0.00014052 | 7.9512e-06 | 0 | 0.00016448 | 0.00011416 | 0.11 | 0.6213 | 0.7679 | 0 | 0 | 0.021338 | 0.050109
5034 | 1 | 0.00012645 | 1.5847e-05 | 0 | 0.00011748 | 0.00011416 | 0.13 | 0.569 | 0.7293 | 0 | 0 | 0.0010584 | 0.021639
5035 | 1 | 0.00011544 | 2.8724e-05 | 0 | 8.8113e-05 | 0.00011416 | 0.03 | 0.4981 | 0.6793 | 0 | 0 | 0.0012111 | 0
5036 | 1 | 0.00010428 | 4.9718e-05 | 0 | 5.8742e-05 | 0.00011416 | 0 | 0.445 | 0.6333 | 0 | 0 | 0.029044 | 0
5037 | 1 | 9.9112e-05 | 5.9569e-05 | 0 | 3.7595e-05 | 0.00011416 | 0 | 0.4215 | 0.6016 | 0 | 0 | 0.049941 | 0
5038 | 1 | 9.6495e-05 | 6.444e-05 | 0 | 2.3497e-05 | 0.00011416 | 0 | 0.4014 | 0.5705 | 0 | 0 | 0.036744 | 0
5039 | 1 | 8.1411e-05 | 6.8941e-05 | 0 | 9.3987e-06 | 0.00011416 | 0 | 0.3824 | 0.5421 | 0 | 0 | 0.01554 | 0
5040 | 1 | 5.9665e-05 | 7.3239e-05 | 0 | 5.8742e-06 | 0.00011416 | 0 | 0.3613 | 0.5118 | 0 | 0 | 0.0013373 | 0
5041 | 1 | 4.3405e-05 | 7.7667e-05 | 0 | 2.3497e-06 | 0.00011416 | 0 | 0.3453 | 0.4888 | 0 | 0 | 0.015499 | 0
5042 | 1 | 3.5811e-05 | 8.215e-05 | 0 | 1.1748e-06 | 0.00011416 | 0 | 0.3302 | 0.4641 | 0 | 0 | 0.076556 | 0
5043 | 1 | 3.1962e-05 | 8.6098e-05 | 0 | 1.4098e-05 | 0.00011416 | 0 | 0.3131 | 0.4336 | 0 | 0 | 0.095102 | 0
5044 | 1 | 3.1787e-05 | 8.9972e-05 | 0 | 3.7595e-05 | 0.00011416 | 0 | 0.2931 | 0.3972 | 0 | 0 | 0.062032 | 0
5045 | 1 | 3.7901e-05 | 8.1725e-05 | 0 | 9.3987e-05 | 0.00011416 | 0 | 0.2661 | 0.3538 | 0 | 0 | 0.018534 | 0
5046 | 1 | 5.6734e-05 | 5.4625e-05 | 0 | 0.0001821 | 0.00011416 | 0.03 | 0.2335 | 0.3024 | 0 | 0 | 0.0010078 | 0
5047 | 1 | 8.8514e-05 | 3.6214e-05 | 0 | 0.0001586 | 0.00011416 | 0.11 | 0.2526 | 0.2901 | 0 | 0 | 0.00082711 | 0.076284
5048 | 1 | 0.0001189 | 2.5182e-05 | 0 | 0.00014685 | 0.00011416 | 0.28 | 0.2469 | 0.2607 | 0 | 0 | 0.023942 | 0.032337
5049 | 1 | 0.00013596 | 1.8171e-05 | 0 | 0.00016448 | 0.00011416 | 0.4 | 0.2398 | 0.2406 | 0 | 0 | 0.043087 | 0.41069
5050 | 1 | 0.00014478 | 1.0995e-05 | 0 | 0.00018797 | 0.00011416 | 0.06 | 0.2354 | 0.2307 | 0 | 0 | 0.032684 | 0.41253
5051 | 1 | 0.00014926 | 3.7265e-06 | 0 | 0.00020677 | 0.00011416 | 0.11 | 0.2353 | 0.2315 | 0 | 0 | 0.014455 | 0.11639
5052 | 1 | 0.0001475 | 0 | 0 | 0.00018797 | 0.00011416 | 0.13 | 0.2383 | 0.2409 | 0 | 0 | 0.0013373 | 0.24532
5053 | 1 | 0.0001452 | 0 | 0 | 0.00019032 | 0.00011416 | 0.34 | 0.2445 | 0.2539 | 0 | 0 | 0.014612 | 0.086881
5054 | 1 | 0.00014273 | 0 | 0 | 0.00021382 | 0.00011416 | 0.13 | 0.2483 | 0.2631 | 0 | 0 | 0.072776 | 0.56011
5055 | 1 | 0.00013947 | 0 | 0 | 0.00022322 | 0.00011416 | 0.16 | 0.2465 | 0.2622 | 0 | 0 | 0.090263 | 0.46314
5056 | 1 | 0.00013798 | 1.6972e-06 | 0 | 0.00022322 | 0.00011416 | 0.28 | 0.2386 | 0.2511 | 0 | 0 | 0.059026 | 0.16731
5057 | 1 | 0.00013654 | 9.6484e-06 | 0 | 0.00016448 | 0.00011416 | 0.24 | 0.2258 | 0.2364 | 0 | 0 | 0.017657 | 0.041106
5058 | 1 | 0.00012548 | 1.9629e-05 | 0 | 0.00011748 | 0.00011416 | 0.13 | 0.2065 | 0.217 | 0 | 0 | 0.00099127 | 0.10874
5059 | 1 | 0.00011415 | 3.7302e-05 | 0 | 8.8113e-05 | 0.00011416 | 0.03 | 0.1847 | 0.2009 | 0 | 0 | 0.00071998 | 0
5060 | 1 | 0.0001028 | 6.848e-05 | 0 | 5.8742e-05 | 0.00011416 | 0 | 0.1816 | 0.2017 | 0 | 0 | 0.022384 | 0
5061 | 1 | 9.4679e-05 | 8.1246e-05 | 0 | 3.7595e-05 | 0.00011416 | 0 | 0.1802 | 0.2046 | 0 | 0 | 0.04095 | 0
5062 | 1 | 9.3018e-05 | 8.9732e-05 | 0 | 2.3497e-05 | 0.00011416 | 0 | 0.1766 | 0.2072 | 0 | 0 | 0.0314 | 0
5063 | 1 | 7.6599e-05 | 9.7148e-05 | 0 | 9.3987e-06 | 0.00011416 | 0 | 0.1688 | 0.2051 | 0 | 0 | 0.014105 | 0
5064 | 1 | 5.0177e-05 | 0.00010373 | 0 | 5.8742e-06 | 0.00011416 | 0 | 0.1597 | 0.196 | 0 | 0 | 0.0013373 | 0
5065 | 1 | 3.3782e-05 | 0.00010927 | 0 | 2.3497e-06 | 0.00011416 | 0 | 0.1467 | 0.1805 | 0 | 0 | 0.016421 | 0
5066 | 1 | 2.514e-05 | 0.00011362 | 0 | 1.1748e-06 | 0.00011416 | 0 | 0.1336 | 0.1585 | 0 | 0 | 0.080465 | 0
5067 | 1 | 2.1003e-05 | 0.00011637 | 0 | 1.4098e-05 | 0.00011416 | 0 | 0.1194 | 0.1378 | 0 | 0 | 0.10011 | 0
5068 | 1 | 2.1331e-05 | 0.00011823 | 0 | 3.7595e-05 | 0.00011416 | 0 | 0.1043 | 0.1122 | 0 | 0 | 0.065138 | 0
5069 | 1 | 2.7795e-05 | 0.00010665 | 0 | 9.3987e-05 | 0.00011416 | 0 | 0.0878 | 0.0804 | 0 | 0 | 0.019439 | 0
5070 | 1 | 4.7641e-05 | 7.0103e-05 | 0 | 0.0001821 | 0.00011416 | 0.03 | 0.0684 | 0.0481 | 0 | 0 | 0.0010245 | 0
5071 | 1 | 7.9899e-05 | 4.0678e-05 | 0 | 0.0001586 | 0.00011416 | 0.11 | 0.0549 | 0.0252 | 0 | 0 | 0.00094438 | 0.11386
5072 | 1 | 0.00010926 | 2.1345e-05 | 0 | 0.00014685 | 0.00011416 | 0.32 | 0.0444 | 0.0133 | 0 | 0 | 0.02557 | 0.30828
5073 | 1 | 0.00012627 | 4.28e-06 | 0 | 0.00016448 | 0.00011416 | 0.5 | 0.0343 | 0.0075 | 0 | 0 | 0.045297 | 0.16266
5074 | 1 | 0.00013127 | 0 | 0 | 0.00018797 | 0.00011416 | 0.62 | 0.0256 | 0.0045 | 0 | 0 | 0.034002 | 0.022653
5075 | 1 | 0.00013238 | 0 | 0 | 0.00020677 | 0.00011416 | 0.57 | 0.0193 | 0.0028 | 0 | 0 | 0.014811 | 0.5511
5076 | 1 | 0.00012906 | 0 | 0 | 0.00018797 | 0.00011416 | 0.55 | 0.015 | 0.0014 | 0 | 0 | 0.0013373 | 0.089622
5077 | 1 | 0.00012739 | 0 | 0 | 0.00019032 | 0.00011416 | 0.58 | 0.0119 | 0.0007 | 0 | 0 | 0.020473 | 0.50821
5078 | 1 | 0.0001231 | 0 | 0 | 0.00021382 | 0.00011416 | 0.58 | 0.0091 | 0.0002 | 0 | 0 | 0.097428 | 0.58316
5079 | 1 | 0.00011822 | 0 | 0 | 0.00022322 | 0.00011416 | 0.55 | 0.0068 | 0 | 0 | 0 | 0.12191 | 0.68067
5080 | 1 | 0.00011704 | 0 | 0 | 0.00022322 | 0.00011416 | 0.43 | 0.0051 | 0 | 0 | 0 | 0.0786 | 0.49928
5081 | 1 | 0.00012021 | 0 | 0 | 0.00016448 | 0.00011416 | 0.29 | 0.0035 | 0 | 0 | 0 | 0.023356 | 0.30158
5082 | 1 | 0.00011217 | 0 | 0 | 0.00011748 | 0.00011416 | 0.13 | 0.005 | 0.0012 | 0 | 0 | 0.0010931 | 0.10156
5083 | 1 | 0.00010382 | 0 | 0 | 8.8113e-05 | 0.00011416 | 0.04 | 0.0161 | 0.0142 | 0 | 0 | 0.0015239 | 0
5084 | 1 | 9.258e-05 | 3.0366e-05 | 0 | 5.8742e-05 | 0.00011416 | 0 | 0.0426 | 0.0464 | 0 | 0 | 0.032819 | 0
5085 | 1 | 8.3883e-05 | 4.4276e-05 | 0 | 3.7595e-05 | 0.00011416 | 0 | 0.0748 | 0.089 | 0 | 0 | 0.054893 | 0
5086 | 1 | 8.3558e-05 | 5.278e-05 | 0 | 2.3497e-05 | 0.00011416 | 0 | 0.1085 | 0.1409 | 0 | 0 | 0.039629 | 0
5087 | 1 | 6.9275e-05 | 6.0362e-05 | 0 | 9.3987e-06 | 0.00011416 | 0 | 0.1353 | 0.1912 | 0 | 0 | 0.016293 | 0
5088 | 1 | 4.8722e-05 | 6.979e-05 | 0 | 5.8742e-06 | 0.00011416 | 0 | 0.1444 | 0.2179 | 0 | 0 | 0.0013373 | 0
5089 | 1 | 3.2004e-05 | 8.06e-05 | 0 | 2.3497e-06 | 0.00011416 | 0 | 0.1418 | 0.2294 | 0 | 0 | 0.026411 | 0
5090 | 1 | 2.2031e-05 | 9.2979e-05 | 0 | 1.1748e-06 | 0.00011416 | 0 | 0.1397 | 0.23 | 0 | 0 | 0.12178 | 0
5091 | 1 | 1.6998e-05 | 0.00010587 | 0 | 1.4098e-05 | 0.00011416 | 0 | 0.1338 | 0.2092 | 0 | 0 | 0.15333 | 0
5092 | 1 | 1.4155e-05 | 0.00011722 | 0 | 3.7595e-05 | 0.00011416 | 0 | 0.1217 | 0.1848 | 0 | 0 | 0.097883 | 0
5093 | 1 | 1.4358e-05 | 0.00011073 | 0 | 9.3987e-05 | 0.00011416 | 0 | 0.1036 | 0.1503 | 0 | 0 | 0.02895 | 0
5094 | 1 | 1.8185e-05 | 7.6634e-05 | 0 | 0.0001821 | 0.00011416 | 0.03 | 0.058 | 0.0834 | 0 | 0 | 0.0011832 | 0
5095 | 1 | 3.3704e-05 | 4.7357e-05 | 0 | 0.0001586 | 0.00011416 | 0.11 | 0.0274 | 0.036 | 0 | 0 | 0.0025314 | 0.090279
5096 | 1 | 5.5126e-05 | 0 | 0 | 0.00014685 | 0.00011416 | 0.31 | 0.02 | 0.0155 | 0 | 0 | 0.043658 | 0.17329
5097 | 1 | 7.3787e-05 | 0 | 0 | 0.00016448 | 0.00011416 | 0.47 | 0.0127 | 0.0075 | 0 | 0 | 0.068679 | 0.49719
5098 | 1 | 8.0973e-05 | 0 | 0 | 0.00018797 | 0.00011416 | 0.61 | 0.0079 | 0.0041 | 0 | 0 | 0.047495 | 0.633
5099 | 1 | 8.0924e-05 | 0 | 0 | 0.00020677 | 0.00011416 | 0.7 | 0.004 | 0.0038 | 0 | 0 | 0.01828 | 0.70711
5100 | 1 | 7.7713e-05 | 0 | 0 | 0.00018797 | 0.00011416 | 0.69 | 0.0033 | 0.0063 | 0 | 0 | 0.0013373 | 0.68852
5101 | 1 | 7.2986e-05 | 0 | 0 | 0.00019032 | 0.00011416 | 0.74 | 0.0057 | 0.0096 | 0 | 0 | 0.03493 | 0.46147
5102 | 1 | 6.9892e-05 | 0 | 0 | 0.00021382 | 0.00011416 | 0.69 | 0.0099 | 0.0124 | 0 | 0 | 0.15599 | 0.62898
5103 | 1 | 6.8869e-05 | 0 | 0 | 0.00022322 | 0.00011416 | 0.35 | 0.0139 | 0.0146 | 0 | 0 | 0.19764 | 0.18587
5104 | 1 | 7.0379e-05 | 0 | 0 | 0.00022322 | 0.00011416 | 0.45 | 0.019 | 0.0175 | 0 | 0 | 0.1249 | 0.35063
5105 | 1 | 7.3984e-05 | 0 | 0 | 0.00016448 | 0.00011416 | 0.31 | 0.0222 | 0.0176 | 0 | 0 | 0.036762 | 0.29377
5106 | 1 | 7.6567e-05 | 0 | 0 | 0.00011748 | 0.00011416 | 0.11 | 0.0187 | 0.0128 | 0 | 0 | 0.0012976 | 0.11416
5107 | 1 | 7.4163e-05 | 0 | 0 | 8.8113e-05 | 0.00011416 | 0.04 | 0.0168 | 0.0124 | 0 | 0 | 0.0042308 | 0
5108 | 1 | 6.9986e-05 | 5.9219e-06 | 0 | 5.8742e-05 | 0.00011416 | 0 | 0.0155 | 0.0146 | 0 | 0 | 0.059529 | 0
5109 | 1 | 6.9844e-05 | 1.7028e-05 | 0 | 3.7595e-05 | 0.00011416 | 0 | 0.0108 | 0.0246 | 0 | 0 | 0.088053 | 0
5110 | 1 | 7.2653e-05 | 2.389e-05 | 0 | 2.3497e-05 | 0.00011416 | 0 | 0.0081 | 0.0412 | 0 | 0 | 0.058228 | 0
5111 | 1 | 5.8203e-05 | 2.8687e-05 | 0 | 9.3987e-06 | 0.00011416 | 0 | 0.0091 | 0.0593 | 0 | 0 | 0.020871 | 0
5112 | 1 | 4.2225e-05 | 3.1731e-05 | 0 | 5.8742e-06 | 0.00011416 | 0 | 0.0136 | 0.0766 | 0 | 0 | 0.0013373 | 0
5113 | 1 | 2.715e-05 | 4.2154e-05 | 0 | 2.3497e-06 | 0.00011416 | 0 | 0.0238 | 0.0989 | 0 | 0 | 0.04329 | 0
5114 | 1 | 1.7666e-05 | 5.8702e-05 | 0 | 1.1748e-06 | 0.00011416 | 0 | 0.0425 | 0.1247 | 0 | 0 | 0.18897 | 0
5115 | 1 | 1.2459e-05 | 7.2594e-05 | 0 | 1.4098e-05 | 0.00011416 | 0 | 0.0652 | 0.1457 | 0 | 0 | 0.2405 | 0
5116 | 1 | 9.9374e-06 | 8.1264e-05 | 0 | 3.7595e-05 | 0.00011416 | 0 | 0.0791 | 0.1434 | 0 | 0 | 0.15088 | 0
5117 | 1 | 8.4513e-06 | 7.4568e-05 | 0 | 9.3987e-05 | 0.00011416 | 0 | 0.0825 | 0.1292 | 0 | 0 | 0.044255 | 0
5118 | 1 | 6.6257e-06 | 4.0143e-05 | 0 | 0.0001821 | 0.00011416 | 0.03 | 0.0725 | 0.1051 | 0 | 0 | 0.0013984 | 0
5119 | 1 | 1.5754e-05 | 1.3449e-05 | 0 | 0.0001586 | 0.00011416 | 0.11 | 0.0414 | 0.0612 | 0 | 0 | 0.006123 | 0.089622
5120 | 1 | 2.947e-05 | 0 | 0 | 0.00014685 | 0.00011416 | 0.3 | 0.0311 | 0.0443 | 0 | 0 | 0.07537 | 0.20515
5121 | 1 | 4.182e-05 | 0 | 0 | 0.00016448 | 0.00011416 | 0.48 | 0.031 | 0.0429 | 0 | 0 | 0.10674 | 0.50534
5122 | 1 | 4.9832e-05 | 0 | 0 | 0.00018797 | 0.00011416 | 0.61 | 0.0267 | 0.0427 | 0 | 0 | 0.068319 | 0.71544
5123 | 1 | 5.316e-05 | 0 | 0 | 0.00020677 | 0.00011416 | 0.69 | 0.0213 | 0.0414 | 0 | 0 | 0.023208 | 0.77442
5124 | 1 | 5.4249e-05 | 0 | 0.0001627 | 0.00018797 | 0.00011416 | 0.75 | 0.0147 | 0.0326 | 0 | 0 | 0.0013373 | 0.7434
5125 | 1 | 4.6957e-05 | 0 | 0.0010507 | 0.00019032 | 0.00011416 | 0.73 | 0.0077 | 0.0169 | 0 | 0 | 0.054964 | 0.57644
5126 | 1 | 3.9615e-05 | 0 | 0.0017791 | 0.00021382 | 0.00011416 | 0.6 | 0.0031 | 0.0067 | 0 | 0 | 0.23429 | 0.43811
5127 | 1 | 3.6249e-05 | 0 | 0.0021197 | 0.00022322 | 0.00011416 | 0.43 | 0.0033 | 0.0082 | 0 | 0 | 0.29961 | 0.24707
5128 | 1 | 4.0281e-05 | 0 | 0.0020711 | 0.00022322 | 0.00011416 | 0.47 | 0.0103 | 0.0176 | 0 | 0 | 0.18653 | 0.46875
5129 | 1 | 5.5507e-05 | 0 | 0.0016316 | 0.00016448 | 0.00011416 | 0.3 | 0.0211 | 0.0281 | 0 | 0 | 0.054511 | 0.22329
5130 | 1 | 7.1519e-05 | 0 | 0.00039688 | 0.00011748 | 0.00011416 | 0.12 | 0.0347 | 0.042 | 0 | 0 | 0.0015261 | 0.13475
5131 | 1 | 7.441e-05 | 0 | 0 | 8.8113e-05 | 0.00011416 | 0.03 | 0.0639 | 0.0849 | 0 | 0 | 0.0090503 | 0
5132 | 1 | 7.3239e-05 | 0 | 0 | 5.8742e-05 | 0.00011416 | 0 | 0.1288 | 0.1755 | 0 | 0 | 0.097813 | 0
5133 | 1 | 7.4403e-05 | 0 | 0 | 3.7595e-05 | 0.00011416 | 0 | 0.2135 | 0.285 | 0 | 0 | 0.13243 | 0
5134 | 1 | 7.9919e-05 | 0 | 0 | 2.3497e-05 | 0.00011416 | 0 | 0.2753 | 0.3504 | 0 | 0 | 0.08189 | 0
5135 | 1 | 6.3581e-05 | 0 | 0 | 9.3987e-06 | 0.00011416 | 0 | 0.2929 | 0.3618 | 0 | 0 | 0.026235 | 0
5136 | 1 | 4.6885e-05 | 6.0879e-06 | 0 | 5.8742e-06 | 0.00011416 | 0 | 0.2892 | 0.3609 | 0 | 0 | 0.0013373 | 0
5137 | 1 | 3.4017e-05 | 1.6216e-05 | 0 | 2.3497e-06 | 0.00011416 | 0 | 0.2844 | 0.3696 | 0 | 0 | 0.06616 | 0
5138 | 1 | 2.7353e-05 | 2.5034e-05 | 0 | 1.1748e-06 | 0.00011416 | 0 | 0.2813 | 0.3722 | 0 | 0 | 0.27718 | 0
5139 | 1 | 2.4869e-05 | 3.2026e-05 | 0 | 1.4098e-05 | 0.00011416 | 0 | 0.2814 | 0.3609 | 0 | 0 | 0.3557 | 0
5140 | 1 | 2.5372e-05 | 3.6527e-05 | 0 | 3.7595e-05 | 0.00011416 | 0 | 0.2802 | 0.3542 | 0 | 0 | 0.2202 | 0
5141 | 1 | 3.2191e-05 | 2.9997e-05 | 0 | 9.3987e-05 | 0.00011416 | 0 | 0.2767 | 0.3544 | 0 | 0 | 0.06418 | 0
5142 | 1 | 5.1356e-05 | 1.5128e-06 | 0 | 0.0001821 | 0.00011416 | 0.02 | 0.2191 | 0.3011 | 0 | 0 | 0.0016383 | 0
5143 | 1 | 8.3617e-05 | 0 | 0 | 0.0001586 | 0.00011416 | 0.11 | 0.164 | 0.2612 | 0 | 0 | 0.012104 | 0.10665
5144 | 1 | 0.00011551 | 0 | 0 | 0.00014685 | 0.00011416 | 0.31 | 0.152 | 0.2476 | 0 | 0 | 0.11961 | 0.3035
5145 | 1 | 0.0001211 | 0 | 0.0016742 | 0.00016448 | 0.00011416 | 0.47 | 0.1781 | 0.2572 | 0 | 0 | 0.15676 | 0.46179
5146 | 1 | 0.0001068 | 0 | 0.0047306 | 0.00018797 | 0.00011416 | 0.62 | 0.1967 | 0.2805 | 0 | 0 | 0.094484 | 0.72726
5147 | 1 | 9.8398e-05 | 0 | 0.0065523 | 0.00020677 | 0.00011416 | 0.72 | 0.199 | 0.2942 | 0 | 0 | 0.02895 | 0.87542
5148 | 1 | 9.0375e-05 | 0 | 0.0076289 | 0.00018797 | 0.00011416 | 0.77 | 0.1945 | 0.297 | 0 | 0 | 0.0013373 | 0.94061
5149 | 1 | 8.8065e-05 | 0 | 0.0081489 | 0.00019032 | 0.00011416 | 0.77 | 0.1889 | 0.286 | 0 | 0 | 0.07614 | 0.94421
5150 | 1 | 8.5472e-05 | 0 | 0.0081778 | 0.00021382 | 0.00011416 | 0.73 | 0.1748 | 0.256 | 0 | 0 | 0.31504 | 0.93552
5151 | 1 | 8.7581e-05 | 0 | 0.0077231 | 0.00022322 | 0.00011416 | 0.63 | 0.1516 | 0.2189 | 0 | 0 | 0.40529 | 0.71182
5152 | 1 | 9.4195e-05 | 0 | 0.006826 | 0.00022322 | 0.00011416 | 0.44 | 0.1258 | 0.1849 | 0 | 0 | 0.24989 | 0.54932
5153 | 1 | 0.00010529 | 0 | 0.0055989 | 0.00016448 | 0.00011416 | 0.28 | 0.0983 | 0.1621 | 0 | 0 | 0.07269 | 0.13531
5154 | 1 | 0.00010791 | 0 | 0.0035217 | 0.00011748 | 0.00011416 | 0.11 | 0.0693 | 0.1333 | 0 | 0 | 0.0017319 | 0.096063
5155 | 1 | 0.00012087 | 0 | 0.00022353 | 8.8113e-05 | 0.00011416 | 0.03 | 0.0502 | 0.0883 | 0 | 0 | 0.014991 | 0
5156 | 1 | 0.00011269 | 0 | 0 | 5.8742e-05 | 0.00011416 | 0 | 0.0432 | 0.051 | 0 | 0 | 0.1392 | 0
5157 | 1 | 0.0001105 | 0 | 0 | 3.7595e-05 | 0.00011416 | 0 | 0.0413 | 0.0176 | 0 | 0 | 0.17824 | 0
5158 | 1 | 0.0001067 | 0 | 0 | 2.3497e-05 | 0.00011416 | 0 | 0.0447 | 0.0026 | 0 | 0 | 0.10544 | 0
5159 | 1 | 9.0279e-05 | 0 | 0 | 9.3987e-06 | 0.00011416 | 0 | 0.0543 | 0.0046 | 0 | 0 | 0.031253 | 0
5160 | 1 | 6.8475e-05 | 0 | 0 | 5.8742e-06 | 0.00011416 | 0 | 0.0682 | 0.0212 | 0 | 0 | 0.0013373 | 0
5161 | 1 | 5.3351e-05 | 0 | 0 | 2.3497e-06 | 0.00011416 | 0 | 0.0791 | 0.0454 | 0 | 0 | 0.084249 | 0
5162 | 1 | 4.5407e-05 | 0 | 0 | 1.1748e-06 | 0.00011416 | 0 | 0.0766 | 0.0503 | 0 | 0 | 0.34559 | 0
5163 | 1 | 4.1783e-05 | 0 | 0 | 1.4098e-05 | 0.00011416 | 0 | 0.078 | 0.0458 | 0 | 0 | 0.44538 | 0
5164 | 1 | 4.2036e-05 | 0 | 0 | 3.7595e-05 | 0.00011416 | 0 | 0.0745 | 0.0414 | 0 | 0 | 0.27383 | 0
5165 | 1 | 4.9548e-05 | 0 | 0 | 9.3987e-05 | 0.00011416 | 0 | 0.0576 | 0.0033 | 0 | 0 | 0.079544 | 0
5166 | 1 | 6.7717e-05 | 0 | 0 | 0.0001821 | 0.00011416 | 0 | 0.0161 | 0.0035 | 0 | 0 | 0.0018044 | 0
5167 | 1 | 0.00010016 | 0 | 0 | 0.0001586 | 0.00011416 | 0.01 | 0.024 | 0.0007 | 0 | 0 | 0.017434 | 0
5168 | 1 | 0.00013143 | 0 | 0 | 0.00014685 | 0.00011416 | 0.02 | 0.0629 | 0.0451 | 0 | 0 | 0.15523 | 0
5169 | 1 | 0.00015172 | 0 | 0 | 0.00016448 | 0.00011416 | 0.06 | 0.1202 | 0.1466 | 0 | 0 | 0.19557 | 0
5170 | 1 | 0.00016045 | 0 | 0 | 0.00018797 | 0.00011416 | 0.04 | 0.163 | 0.2396 | 0 | 0 | 0.11419 | 0
5171 | 1 | 0.00016449 | 0 | 0 | 0.00020677 | 0.00011416 | 0.07 | 0.1844 | 0.274 | 0 | 0 | 0.033057 | 0
5172 | 1 | 0.00016118 | 0 | 0 | 0.00018797 | 0.00011416 | 0.07 | 0.2142 | 0.2959 | 0 | 0 | 0.0013373 | 0
5173 | 1 | 0.00015793 | 0 | 0 | 0.00019032 | 0.00011416 | 0.09 | 0.2319 | 0.3225 | 0 | 0 | 0.092915 | 0
5174 | 1 | 0.0001513 | 0 | 0 | 0.00021382 | 0.00011416 | 0.08 | 0.2218 | 0.3162 | 0 | 0 | 0.37805 | 0
5175 | 1 | 0.00014372 | 0 | 0 | 0.00022322 | 0.00011416 | 0.57 | 0.2231 | 0.2971 | 0 | 0 | 0.48802 | 0.019455
5176 | 1 | 0.00013781 | 0 | 0 | 0.00022322 | 0.00011416 | 0.42 | 0.2444 | 0.2932 | 0 | 0 | 0.29924 | 0.52878
5177 | 1 | 0.00013665 | 0 | 0 | 0.00016448 | 0.00011416 | 0.31 | 0.26 | 0.3407 | 0 | 0 | 0.086816 | 0.34591
5178 | 1 | 0.00012247 | 0 | 0 | 0.00011748 | 0.00011416 | 0.12 | 0.2419 | 0.373 | 0 | 0 | 0.0018789 | 0.12977
5179 | 1 | 0.00011256 | 0 | 0 | 8.8113e-05 | 0.00011416 | 0.03 | 0.2103 | 0.3984 | 0 | 0 | 0.020128 | 0
5180 | 1 | 0.00010306 | 5.9957e-06 | 0 | 5.8742e-05 | 0.00011416 | 0 | 0.1941 | 0.4406 | 0 | 0 | 0.17244 | 0
5181 | 1 | 9.9113e-05 | 1.2619e-05 | 0 | 3.7595e-05 | 0.00011416 | 0 | 0.1936 | 0.4809 | 0 | 0 | 0.214 | 0
5182 | 1 | 9.5776e-05 | 1.7323e-05 | 0 | 2.3497e-05 | 0.00011416 | 0 | 0.1953 | 0.4719 | 0 | 0 | 0.12342 | 0
5183 | 1 | 7.955e-05 | 2.1437e-05 | 0 | 9.3987e-06 | 0.00011416 | 0 | 0.1901 | 0.4337 | 0 | 0 | 0.03493 | 0
5184 | 1 | 5.814e-05 | 2.5422e-05 | 0 | 5.8742e-06 | 0.00011416 | 0 | 0.1931 | 0.4081 | 0 | 0 | 0.0013373 | 0
5185 | 1 | 4.2192e-05 | 3.162e-05 | 0 | 2.3497e-06 | 0.00011416 | 0 | 0.2062 | 0.3914 | 0 | 0 | 0.095931 | 0
5186 | 1 | 3.3313e-05 | 4.5918e-05 | 0 | 1.1748e-06 | 0.00011416 | 0 | 0.2187 | 0.3667 | 0 | 0 | 0.38931 | 0
5187 | 1 | 2.9005e-05 | 5.7374e-05 | 0 | 1.4098e-05 | 0.00011416 | 0 | 0.2189 | 0.3269 | 0 | 0 | 0.50281 | 0
5188 | 1 | 2.7507e-05 | 6.5694e-05 | 0 | 3.7595e-05 | 0.00011416 | 0 | 0.2089 | 0.2971 | 0 | 0 | 0.30805 | 0
5189 | 1 | 3.3691e-05 | 6.0289e-05 | 0 | 9.3987e-05 | 0.00011416 | 0 | 0.1926 | 0.2831 | 0 | 0 | 0.089335 | 0
5190 | 1 | 5.1203e-05 | 3.3631e-05 | 0 | 0.0001821 | 0.00011416 | 0 | 0.1316 | 0.2325 | 0 | 0 | 0.0019042 | 0
5191 | 1 | 8.4723e-05 | 2.3429e-06 | 0 | 0.0001586 | 0.00011416 | 0.1 | 0.1176 | 0.2054 | 0 | 0 | 0.021085 | 0.00897
5192 | 1 | 0.00011421 | 0 | 0 | 0.00014685 | 0.00011416 | 0.31 | 0.1144 | 0.1763 | 0 | 0 | 0.17845 | 0.04563
5193 | 1 | 0.0001308 | 0 | 0 | 0.00016448 | 0.00011416 | 0.49 | 0.0993 | 0.1485 | 0 | 0 | 0.22038 | 0.17963
5194 | 1 | 0.00013561 | 0 | 0 | 0.00018797 | 0.00011416 | 0.59 | 0.0928 | 0.1222 | 0 | 0 | 0.1266 | 0.4534
5195 | 1 | 0.00013665 | 0 | 0 | 0.00020677 | 0.00011416 | 0.68 | 0.093 | 0.0994 | 0 | 0 | 0.03557 | 0.26463
5196 | 1 | 0.00012719 | 0 | 0.00094886 | 0.00018797 | 0.00011416 | 0.77 | 0.092 | 0.0809 | 0 | 0 | 0.0013373 | 0.77183
5197 | 1 | 0.00012141 | 0 | 0.0019418 | 0.00019032 | 0.00011416 | 0.69 | 0.0907 | 0.0718 | 0 | 0 | 0.099011 | 0.88006
5198 | 1 | 0.00011704 | 0 | 0.0026154 | 0.00021382 | 0.00011416 | 0.7 | 0.0905 | 0.0766 | 0 | 0 | 0.40079 | 0.63957
5199 | 1 | 0.0001145 | 0 | 0.002953 | 0.00022322 | 0.00011416 | 0.58 | 0.0908 | 0.1021 | 0 | 0 | 0.5179 | 0.67331
5200 | 1 | 0.00011708 | 0 | 0.0027721 | 0.00022322 | 0.00011416 | 0.45 | 0.0872 | 0.1356 | 0 | 0 | 0.31703 | 0.31923
5201 | 1 | 0.00012787 | 0 | 0.0017913 | 0.00016448 | 0.00011416 | 0.17 | 0.0842 | 0.182 | 0 | 0 | 0.091902 | 0.14421
5202 | 1 | 0.00012777 | 0 | 3.8015e-05 | 0.00011748 | 0.00011416 | 0.11 | 0.1062 | 0.2608 | 0 | 0 | 0.0019297 | 0.0079783
5203 | 1 | 0.00011834 | 0 | 0 | 8.8113e-05 | 0.00011416 | 0.03 | 0.1663 | 0.3607 | 0 | 0 | 0.022071 | 0
5204 | 1 | 0.00010925 | 0 | 0 | 5.8742e-05 | 0.00011416 | 0 | 0.2354 | 0.423 | 0 | 0 | 0.18459 | 0
5205 | 1 | 0.00010881 | 0 | 0 | 3.7595e-05 | 0.00011416 | 0 | 0.2699 | 0.4246 | 0 | 0 | 0.2269 | 0
5206 | 1 | 0.00010477 | 0 | 0 | 2.3497e-05 | 0.00011416 | 0 | 0.2662 | 0.3812 | 0 | 0 | 0.12983 | 0
5207 | 1 | 8.8843e-05 | 0 | 0 | 9.3987e-06 | 0.00011416 | 0 | 0.2441 | 0.3231 | 0 | 0 | 0.036217 | 0
5208 | 1 | 6.7396e-05 | 0 | 0 | 5.8742e-06 | 0.00011416 | 0 | 0.2189 | 0.2755 | 0 | 0 | 0.0013373 | 0
5209 | 1 | 5.1379e-05 | 0 | 0 | 2.3497e-06 | 0.00011416 | 0 | 0.2041 | 0.2356 | 0 | 0 | 0.095931 | 0
5210 | 1 | 4.3724e-05 | 0 | 0 | 1.1748e-06 | 0.00011416 | 0 | 0.1881 | 0.1946 | 0 | 0 | 0.38931 | 0
5211 | 1 | 4.0438e-05 | 2.2138e-07 | 0 | 1.4098e-05 | 0.00011416 | 0 | 0.1722 | 0.1614 | 0 | 0 | 0.50281 | 0
5212 | 1 | 3.9926e-05 | 2.3245e-06 | 0 | 3.7595e-05 | 0.00011416 | 0 | 0.1483 | 0.1284 | 0 | 0 | 0.30805 | 0
5213 | 1 | 4.4396e-05 | 0 | 0 | 9.3987e-05 | 0.00011416 | 0 | 0.1195 | 0.0934 | 0 | 0 | 0.089335 | 0
5214 | 1 | 5.936e-05 | 0 | 0 | 0.0001821 | 0.00011416 | 0.02 | 0.0792 | 0.054 | 0 | 0 | 0.0019042 | 0
5215 | 1 | 9.1154e-05 | 0 | 0 | 0.0001586 | 0.00011416 | 0.1 | 0.0372 | 0.0166 | 0 | 0 | 0.021085 | 0.069721
5216 | 1 | 0.00012374 | 0 | 0 | 0.00014685 | 0.00011416 | 0.13 | 0.0247 | 0.0091 | 0 | 0 | 0.17845 | 0.076529
5217 | 1 | 0.00013334 | 0 | 0.0014674 | 0.00016448 | 0.00011416 | 0.43 | 0.0366 | 0.0134 | 0 | 0 | 0.22038 | 0.33721
5218 | 1 | 0.00012183 | 0 | 0.004244 | 0.00018797 | 0.00011416 | 0.6 | 0.0582 | 0.0341 | 0 | 0 | 0.1266 | 0.53278
5219 | 1 | 0.00011301 | 0 | 0.0059395 | 0.00020677 | 0.00011416 | 0.67 | 0.0948 | 0.0836 | 0 | 0 | 0.03557 | 0.54611
5220 | 1 | 0.00010777 | 0 | 0.0065052 | 0.00018797 | 0.00011416 | 0.74 | 0.1282 | 0.1626 | 0 | 0 | 0.0013373 | 0.62168
5221 | 1 | 0.00010977 | 0 | 0.0061432 | 0.00019032 | 0.00011416 | 0.75 | 0.1496 | 0.235 | 0 | 0 | 0.092915 | 0.57518
5222 | 1 | 0.00011136 | 0 | 0.0053769 | 0.00021382 | 0.00011416 | 0.72 | 0.1598 | 0.2567 | 0 | 0 | 0.37805 | 0.47713
5223 | 1 | 0.00011322 | 0 | 0.004536 | 0.00022322 | 0.00011416 | 0.64 | 0.1605 | 0.2515 | 0 | 0 | 0.48802 | 0.74674
5224 | 1 | 0.00011873 | 0 | 0.0036312 | 0.00022322 | 0.00011416 | 0.48 | 0.1585 | 0.2439 | 0 | 0 | 0.29924 | 0.49949
5225 | 1 | 0.00012864 | 0 | 0.0024254 | 0.00016448 | 0.00011416 | 0.31 | 0.1538 | 0.2356 | 0 | 0 | 0.086816 | 0.31884
5226 | 1 | 0.0001309 | 0 | 0.0006128 | 0.00011748 | 0.00011416 | 0.11 | 0.1498 | 0.2154 | 0 | 0 | 0.0018789 | 0.11011
5227 | 1 | 0.00012636 | 0 | 0 | 8.8113e-05 | 0.00011416 | 0.02 | 0.1387 | 0.1847 | 0 | 0 | 0.020128 | 0
5228 | 1 | 0.00011812 | 0 | 0 | 5.8742e-05 | 0.00011416 | 0 | 0.1282 | 0.1679 | 0 | 0 | 0.17244 | 0
5229 | 1 | 0.00011372 | 0 | 0 | 3.7595e-05 | 0.00011416 | 0 | 0.1091 | 0.1509 | 0 | 0 | 0.214 | 0
5230 | 1 | 0.0001099 | 0 | 0 | 2.3497e-05 | 0.00011416 | 0 | 0.0882 | 0.1342 | 0 | 0 | 0.12342 | 0
5231 | 1 | 9.3471e-05 | 0 | 0 | 9.3987e-06 | 0.00011416 | 0 | 0.0657 | 0.1114 | 0 | 0 | 0.03493 | 0
5232 | 1 | 7.0052e-05 | 6.5676e-06 | 0 | 5.8742e-06 | 0.00011416 | 0 | 0.0414 | 0.0819 | 0 | 0 | 0.0013373 | 0
5233 | 1 | 5.3443e-05 | 7.6191e-06 | 0 | 2.3497e-06 | 0.00011416 | 0 | 0.0225 | 0.0584 | 0 | 0 | 0.087075 | 0
5234 | 1 | 4.66e-05 | 6.1064e-06 | 0 | 1.1748e-06 | 0.00011416 | 0 | 0.0132 | 0.0391 | 0 | 0 | 0.3562 | 0
5235 | 1 | 4.2751e-05 | 7.121e-06 | 0 | 1.4098e-05 | 0.00011416 | 0 | 0.0103 | 0.0269 | 0 | 0 | 0.4593 | 0
5236 | 1 | 4.1499e-05 | 1.1253e-05 | 0 | 3.7595e-05 | 0.00011416 | 0 | 0.0099 | 0.0173 | 0 | 0 | 0.28213 | 0
5237 | 1 | 4.7387e-05 | 1.0386e-05 | 0 | 9.3987e-05 | 0.00011416 | 0 | 0.0086 | 0.0115 | 0 | 0 | 0.081921 | 0
5238 | 1 | 6.3822e-05 | 0 | 0 | 0.0001821 | 0.00011416 | 0.02 | 0.0058 | 0.0085 | 0 | 0 | 0.001829 | 0
5239 | 1 | 9.2676e-05 | 0 | 0 | 0.0001586 | 0.00011416 | 0.1 | 0.0035 | 0.0073 | 0 | 0 | 0.018303 | 0.046221
5240 | 1 | 0.00012214 | 0 | 0 | 0.00014685 | 0.00011416 | 0.3 | 0.0026 | 0.0069 | 0 | 0 | 0.16083 | 0.33894
5241 | 1 | 0.00014054 | 0 | 0 | 0.00016448 | 0.00011416 | 0.47 | 0.0019 | 0.0061 | 0 | 0 | 0.20159 | 0.51086
5242 | 1 | 0.00013816 | 0 | 0.0013609 | 0.00018797 | 0.00011416 | 0.62 | 0.0021 | 0.0057 | 0 | 0 | 0.11721 | 0.72563
5243 | 1 | 0.00012554 | 0 | 0.0036464 | 0.00020677 | 0.00011416 | 0.71 | 0.0036 | 0.0075 | 0 | 0 | 0.033674 | 0.8878
5244 | 1 | 0.00011429 | 0 | 0.0049465 | 0.00018797 | 0.00011416 | 0.75 | 0.0051 | 0.0088 | 0 | 0 | 0.0013373 | 0.97104
5245 | 1 | 0.00010847 | 0 | 0.0057023 | 0.00019032 | 0.00011416 | 0.74 | 0.0066 | 0.0084 | 0 | 0 | 0.07614 | 0.94302
5246 | 1 | 0.00010362 | 0 | 0.0060535 | 0.00021382 | 0.00011416 | 0.71 | 0.0092 | 0.0089 | 0 | 0 | 0.31504 | 0.901
5247 | 1 | 0.0001015 | 0 | 0.0059091 | 0.00022322 | 0.00011416 | 0.6 | 0.0155 | 0.0149 | 0 | 0 | 0.40529 | 0.73284
5248 | 1 | 0.00010648 | 0 | 0.005167 | 0.00022322 | 0.00011416 | 0.46 | 0.0277 | 0.0277 | 0 | 0 | 0.24989 | 0.5339
5249 | 1 | 0.00011866 | 0 | 0.0037285 | 0.00016448 | 0.00011416 | 0.1 | 0.0546 | 0.0541 | 0 | 0 | 0.07269 | 0.30137
5250 | 1 | 0.00012441 | 0 | 0.0015252 | 0.00011748 | 0.00011416 | 0.1 | 0.0981 | 0.0975 | 0 | 0 | 0.0017319 | 0.023478
5251 | 1 | 0.00012529 | 0 | 0 | 8.8113e-05 | 0.00011416 | 0.01 | 0.1341 | 0.132 | 0 | 0 | 0.014991 | 0
5252 | 1 | 0.00011677 | 0 | 0 | 5.8742e-05 | 0.00011416 | 0 | 0.1391 | 0.148 | 0 | 0 | 0.1392 | 0
5253 | 1 | 0.00011138 | 0 | 0 | 3.7595e-05 | 0.00011416 | 0 | 0.1303 | 0.166 | 0 | 0 | 0.17824 | 0
5254 | 1 | 0.00010248 | 0 | 0 | 2.3497e-05 | 0.00011416 | 0 | 0.1217 | 0.1878 | 0 | 0 | 0.10544 | 0
5255 | 1 | 8.8695e-05 | 0 | 0 | 9.3987e-06 | 0.00011416 | 0 | 0.1202 | 0.2034 | 0 | 0 | 0.031253 | 0
5256 | 1 | 6.8863e-05 | 0 | 0 | 5.8742e-06 | 0.00011416 | 0 | 0.1171 | 0.1908 | 0 | 0 | 0.0013373 | 0
5257 | 1 | 5.3184e-05 | 0 | 0 | 2.3497e-06 | 0.00011416 | 0 | 0.1144 | 0.1658 | 0 | 0 | 0.068568 | 0
5258 | 1 | 4.3373e-05 | 0 | 0 | 1.1748e-06 | 0.00011416 | 0 | 0.1181 | 0.1577 | 0 | 0 | 0.28635 | 0
5259 | 1 | 3.8387e-05 | 0 | 0 | 1.4098e-05 | 0.00011416 | 0 | 0.1294 | 0.1723 | 0 | 0 | 0.36769 | 0
5260 | 1 | 3.5934e-05 | 0 | 0 | 3.7595e-05 | 0.00011416 | 0 | 0.1402 | 0.1905 | 0 | 0 | 0.22739 | 0
5261 | 1 | 3.4579e-05 | 0 | 0 | 9.3987e-05 | 0.00011416 | 0 | 0.1406 | 0.1897 | 0 | 0 | 0.066242 | 0
5262 | 1 | 3.5546e-05 | 0 | 0 | 0.0001821 | 0.00011416 | 0.01 | 0.1238 | 0.1709 | 0 | 0 | 0.0016614 | 0
5263 | 1 | 4.7743e-05 | 0 | 0 | 0.0001586 | 0.00011416 | 0.09 | 0.1043 | 0.1487 | 0 | 0 | 0.012788 | 0.03481
5264 | 1 | 6.5572e-05 | 0 | 0 | 0.00014685 | 0.00011416 | 0.25 | 0.0917 | 0.1379 | 0 | 0 | 0.12432 | 0.22232
5265 | 1 | 8.5669e-05 | 0 | 0 | 0.00016448 | 0.00011416 | 0.42 | 0.0861 | 0.1368 | 0 | 0 | 0.16196 | 0.17885
5266 | 1 | 9.4624e-05 | 0 | 0 | 0.00018797 | 0.00011416 | 0.4 | 0.0791 | 0.1267 | 0 | 0 | 0.097148 | 0.098926
5267 | 1 | 9.4698e-05 | 0 | 0 | 0.00020677 | 0.00011416 | 0.56 | 0.0655 | 0.0967 | 0 | 0 | 0.029515 | 0.75887
5268 | 1 | 8.887e-05 | 0 | 0.00016118 | 0.00018797 | 0.00011416 | 0.78 | 0.054 | 0.0735 | 0 | 0 | 0.0013373 | 0.84402
5269 | 1 | 8.0006e-05 | 0 | 0.00065234 | 0.00019032 | 0.00011416 | 0.65 | 0.0502 | 0.061 | 0 | 0 | 0.057093 | 0.89421
5270 | 1 | 7.4992e-05 | 0 | 0.0008044 | 0.00021382 | 0.00011416 | 0.39 | 0.0516 | 0.0585 | 0 | 0 | 0.24249 | 0.82557
5271 | 1 | 7.3703e-05 | 0 | 0.00058999 | 0.00022322 | 0.00011416 | 0.59 | 0.0605 | 0.0678 | 0 | 0 | 0.31032 | 0.74394
5272 | 1 | 7.8298e-05 | 0 | 0 | 0.00022322 | 0.00011416 | 0.48 | 0.0772 | 0.0817 | 0 | 0 | 0.19297 | 0.55137
5273 | 1 | 8.337e-05 | 0 | 0 | 0.00016448 | 0.00011416 | 0.31 | 0.0881 | 0.0999 | 0 | 0 | 0.056361 | 0.34953
5274 | 1 | 8.6162e-05 | 0 | 0 | 0.00011748 | 0.00011416 | 0.09 | 0.0822 | 0.0967 | 0 | 0 | 0.0015481 | 0.12324
5275 | 1 | 8.382e-05 | 0 | 0 | 8.8113e-05 | 0.00011416 | 0.03 | 0.0909 | 0.1018 | 0 | 0 | 0.0096143 | 0
5276 | 1 | 7.9864e-05 | 0 | 0 | 5.8742e-05 | 0.00011416 | 0 | 0.12 | 0.122 | 0 | 0 | 0.10194 | 0
5277 | 1 | 8.1772e-05 | 1.07e-06 | 0 | 3.7595e-05 | 0.00011416 | 0 | 0.1296 | 0.136 | 0 | 0 | 0.13708 | 0
5278 | 1 | 8.139e-05 | 1.5183e-05 | 0 | 2.3497e-05 | 0.00011416 | 0 | 0.1227 | 0.1388 | 0 | 0 | 0.084313 | 0
5279 | 1 | 6.579e-05 | 2.7912e-05 | 0 | 9.3987e-06 | 0.00011416 | 0 | 0.111 | 0.1345 | 0 | 0 | 0.026764 | 0
5280 | 1 | 4.8714e-05 | 3.9498e-05 | 0 | 5.8742e-06 | 0.00011416 | 0 | 0.101 | 0.1338 | 0 | 0 | 0.0013373 | 0
5281 | 1 | 3.3189e-05 | 4.9773e-05 | 0 | 2.3497e-06 | 0.00011416 | 0 | 0.0953 | 0.1364 | 0 | 0 | 0.048895 | 0
5282 | 1 | 2.397e-05 | 5.8702e-05 | 0 | 1.1748e-06 | 0.00011416 | 0 | 0.0938 | 0.1382 | 0 | 0 | 0.21082 | 0
5283 | 1 | 1.8467e-05 | 6.6727e-05 | 0 | 1.4098e-05 | 0.00011416 | 0 | 0.0921 | 0.132 | 0 | 0 | 0.26898 | 0
5284 | 1 | 1.56e-05 | 7.4568e-05 | 0 | 3.7595e-05 | 0.00011416 | 0 | 0.0838 | 0.1138 | 0 | 0 | 0.16807 | 0
5285 | 1 | 1.4218e-05 | 7.3885e-05 | 0 | 9.3987e-05 | 0.00011416 | 0 | 0.0704 | 0.0923 | 0 | 0 | 0.049205 | 0
5286 | 1 | 1.1747e-05 | 4.0217e-05 | 0 | 0.0001821 | 0.00011416 | 0.02 | 0.0371 | 0.0626 | 0 | 0 | 0.0014614 | 0
5287 | 1 | 1.9987e-05 | 7.1026e-06 | 0 | 0.0001586 | 0.00011416 | 0.1 | 0.0186 | 0.0416 | 0 | 0 | 0.0074916 | 0.1067
5288 | 1 | 3.2576e-05 | 0 | 0 | 0.00014685 | 0.00011416 | 0.3 | 0.011 | 0.0304 | 0 | 0 | 0.086105 | 0.30718
5289 | 1 | 4.6713e-05 | 0 | 0 | 0.00016448 | 0.00011416 | 0.47 | 0.0063 | 0.0195 | 0 | 0 | 0.11912 | 0.52614
5290 | 1 | 5.5976e-05 | 0 | 0 | 0.00018797 | 0.00011416 | 0.53 | 0.0051 | 0.0117 | 0 | 0 | 0.0749 | 0.72318
5291 | 1 | 6.0888e-05 | 0 | 0 | 0.00020677 | 0.00011416 | 0.27 | 0.0042 | 0.005 | 0 | 0 | 0.024691 | 0.87207
5292 | 1 | 5.7072e-05 | 0 | 0.00086066 | 0.00018797 | 0.00011416 | 0.62 | 0.0031 | 0.002 | 0 | 0 | 0.0013373 | 0.88882
5293 | 1 | 5.2442e-05 | 0 | 0.0014111 | 0.00019032 | 0.00011416 | 0.31 | 0.002 | 0.0007 | 0 | 0 | 0.038131 | 0.67606
5294 | 1 | 5.0563e-05 | 0 | 0.0016073 | 0.00021382 | 0.00011416 | 0.27 | 0.0013 | 0 | 0 | 0 | 0.16868 | 0.90006
5295 | 1 | 5.0861e-05 | 0 | 0.0016362 | 0.00022322 | 0.00011416 | 0.07 | 0.0012 | 0 | 0 | 0 | 0.21411 | 0.063592
5296 | 1 | 5.9755e-05 | 0 | 0.0011496 | 0.00022322 | 0.00011416 | 0.06 | 0.0012 | 0 | 0 | 0 | 0.1349 | 0
5297 | 1 | 7.5569e-05 | 0 | 0.00064778 | 0.00016448 | 0.00011416 | 0.04 | 0.0014 | 0 | 0 | 0 | 0.039648 | 0.019533
5298 | 1 | 8.4936e-05 | 0 | 0 | 0.00011748 | 0.00011416 | 0.08 | 0.0032 | 0.001 | 0 | 0 | 0.0013373 | 0.001482
5299 | 1 | 8.3266e-05 | 0 | 0 | 8.8113e-05 | 0.00011416 | 0.03 | 0.0101 | 0.0041 | 0 | 0 | 0.0049321 | 0
5300 | 1 | 8.2008e-05 | 0 | 0 | 5.8742e-05 | 0.00011416 | 0 | 0.0185 | 0.0073 | 0 | 0 | 0.065567 | 0
5301 | 1 | 8.7617e-05 | 0 | 0 | 3.7595e-05 | 0.00011416 | 0 | 0.0222 | 0.0102 | 0 | 0 | 0.09524 | 0
5302 | 1 | 8.6618e-05 | 0 | 0 | 2.3497e-05 | 0.00011416 | 0 | 0.0196 | 0.0123 | 0 | 0 | 0.062136 | 0
5303 | 1 | 7.0625e-05 | 0 | 0 | 9.3987e-06 | 0.00011416 | 0 | 0.013 | 0.0148 | 0 | 0 | 0.021786 | 0
5304 | 1 | 5.9421e-05 | 0 | 0 | 5.8742e-06 | 0.00011416 | 0 | 0.0105 | 0.022 | 0 | 0 | 0.0013373 | 0
5305 | 1 | 4.7755e-05 | 0 | 0 | 2.3497e-06 | 0.00011416 | 0 | 0.0143 | 0.0297 | 0 | 0 | 0.030472 | 0
5306 | 1 | 4.2405e-05 | 0 | 0 | 1.1748e-06 | 0.00011416 | 0 | 0.021 | 0.0289 | 0 | 0 | 0.13818 | 0
5307 | 1 | 4.0162e-05 | 0 | 0 | 1.4098e-05 | 0.00011416 | 0 | 0.0287 | 0.0284 | 0 | 0 | 0.17455 | 0
5308 | 1 | 4.0785e-05 | 0 | 0 | 3.7595e-05 | 0.00011416 | 0 | 0.031 | 0.0285 | 0 | 0 | 0.11084 | 0
5309 | 1 | 4.9456e-05 | 0 | 0 | 9.3987e-05 | 0.00011416 | 0 | 0.0268 | 0.0278 | 0 | 0 | 0.032701 | 0
5310 | 1 | 6.7273e-05 | 0 | 0 | 0.0001821 | 0.00011416 | 0 | 0.0185 | 0.027 | 0 | 0 | 0.0012395 | 0
5311 | 1 | 0.00010059 | 0 | 0 | 0.0001586 | 0.00011416 | 0.01 | 0.0096 | 0.0272 | 0 | 0 | 0.0033087 | 0
5312 | 1 | 0.00013616 | 0 | 0 | 0.00014685 | 0.00011416 | 0.11 | 0.0056 | 0.0257 | 0 | 0 | 0.051184 | 0
5313 | 1 | 0.00015426 | 0 | 0 | 0.00016448 | 0.00011416 | 0.13 | 0.0041 | 0.0258 | 0 | 0 | 0.077965 | 0
5314 | 1 | 0.00016102 | 0 | 0 | 0.00018797 | 0.00011416 | 0.34 | 0.0041 | 0.0266 | 0 | 0 | 0.052679 | 0
5315 | 1 | 0.00016569 | 0 | 0 | 0.00020677 | 0.00011416 | 0.23 | 0.005 | 0.0306 | 0 | 0 | 0.019547 | 0.010909
5316 | 1 | 0.0001635 | 0 | 0.00014294 | 0.00018797 | 0.00011416 | 0.31 | 0.0066 | 0.0346 | 0 | 0 | 0.0013373 | 0.054132
5317 | 1 | 0.00016153 | 0 | 0.00045922 | 0.00019032 | 0.00011416 | 0.49 | 0.0088 | 0.0373 | 0 | 0 | 0.022727 | 0.32408
5318 | 1 | 0.00015754 | 0 | 0.00061585 | 0.00021382 | 0.00011416 | 0.2 | 0.0106 | 0.0371 | 0 | 0 | 0.10674 | 0.16208
5319 | 1 | 0.00015557 | 0 | 0.00051853 | 0.00022322 | 0.00011416 | 0.56 | 0.0115 | 0.0355 | 0 | 0 | 0.1339 | 0.23822
5320 | 1 | 0.00015724 | 0 | 1.3685e-05 | 0.00022322 | 0.00011416 | 0.4 | 0.0115 | 0.0331 | 0 | 0 | 0.085976 | 0.10117
5321 | 1 | 0.00015798 | 0 | 0 | 0.00016448 | 0.00011416 | 0.28 | 0.0115 | 0.0303 | 0 | 0 | 0.025498 | 0.25551
5322 | 1 | 0.00014265 | 0 | 0 | 0.00011748 | 0.00011416 | 0.11 | 0.0144 | 0.0306 | 0 | 0 | 0.0011286 | 0.052293
5323 | 1 | 0.00013238 | 0 | 0 | 8.8113e-05 | 0.00011416 | 0.02 | 0.0194 | 0.0315 | 0 | 0 | 0.0018864 | 0
5324 | 1 | 0.00012278 | 0 | 0 | 5.8742e-05 | 0.00011416 | 0 | 0.025 | 0.0378 | 0 | 0 | 0.036909 | 0
5325 | 1 | 0.0001247 | 0 | 0 | 3.7595e-05 | 0.00011416 | 0 | 0.0304 | 0.05 | 0 | 0 | 0.060161 | 0
5326 | 1 | 0.0001165 | 0 | 0 | 2.3497e-05 | 0.00011416 | 0 | 0.0356 | 0.0695 | 0 | 0 | 0.042662 | 0
5327 | 1 | 9.9369e-05 | 0 | 0 | 9.3987e-06 | 0.00011416 | 0 | 0.0426 | 0.0938 | 0 | 0 | 0.01707 | 0
5328 | 1 | 7.7312e-05 | 0 | 0 | 5.8742e-06 | 0.00011416 | 0 | 0.0485 | 0.1128 | 0 | 0 | 0.0013373 | 0
5329 | 1 | 6.1979e-05 | 0 | 0 | 2.3497e-06 | 0.00011416 | 0 | 0.0529 | 0.1269 | 0 | 0 | 0.016421 | 0
5330 | 1 | 5.3891e-05 | 4.0033e-06 | 0 | 1.1748e-06 | 0.00011416 | 0 | 0.0487 | 0.1195 | 0 | 0 | 0.080465 | 0
5331 | 1 | 5.0504e-05 | 6.42e-06 | 0 | 1.4098e-05 | 0.00011416 | 0 | 0.0412 | 0.0992 | 0 | 0 | 0.10011 | 0
5332 | 1 | 5.0308e-05 | 9.4824e-06 | 0 | 3.7595e-05 | 0.00011416 | 0 | 0.0382 | 0.0794 | 0 | 0 | 0.065138 | 0
5333 | 1 | 5.7359e-05 | 7.8036e-06 | 0 | 9.3987e-05 | 0.00011416 | 0 | 0.0377 | 0.0611 | 0 | 0 | 0.019439 | 0
5334 | 1 | 7.4009e-05 | 0 | 0 | 0.0001821 | 0.00011416 | 0.02 | 0.0297 | 0.0448 | 0 | 0 | 0.0010245 | 0
5335 | 1 | 0.00010693 | 0 | 0 | 0.0001586 | 0.00011416 | 0.1 | 0.0148 | 0.0266 | 0 | 0 | 0.00094438 | 0.035813
5336 | 1 | 0.00013934 | 0 | 0 | 0.00014685 | 0.00011416 | 0.12 | 0.0085 | 0.0148 | 0 | 0 | 0.02557 | 0
5337 | 1 | 0.0001589 | 0 | 0 | 0.00016448 | 0.00011416 | 0.12 | 0.0078 | 0.0145 | 0 | 0 | 0.045297 | 0
5338 | 1 | 0.00016593 | 0 | 0 | 0.00018797 | 0.00011416 | 0.25 | 0.0111 | 0.0229 | 0 | 0 | 0.034002 | 0.0039557
5339 | 1 | 0.00016082 | 0 | 0.0010371 | 0.00020677 | 0.00011416 | 0.27 | 0.0194 | 0.0375 | 0 | 0 | 0.014811 | 0.13427
5340 | 1 | 0.00015232 | 0 | 0.0018369 | 0.00018797 | 0.00011416 | 0.46 | 0.0271 | 0.0531 | 0 | 0 | 0.0013373 | 0.24946
5341 | 1 | 0.00014862 | 0 | 0.0022383 | 0.00019032 | 0.00011416 | 0.56 | 0.0334 | 0.0624 | 0 | 0 | 0.011404 | 0.22903
5342 | 1 | 0.00014607 | 0 | 0.0024208 | 0.00021382 | 0.00011416 | 0.62 | 0.0406 | 0.0726 | 0 | 0 | 0.058901 | 0.19862
5343 | 1 | 0.00014695 | 0 | 0.0021243 | 0.00022322 | 0.00011416 | 0.49 | 0.0508 | 0.0952 | 0 | 0 | 0.072546 | 0.31552
5344 | 1 | 0.000151 | 0 | 0.0015069 | 0.00022322 | 0.00011416 | 0.29 | 0.0631 | 0.118 | 0 | 0 | 0.047973 | 0.10797
5345 | 1 | 0.00015927 | 0 | 0.00054286 | 0.00016448 | 0.00011416 | 0.21 | 0.0772 | 0.1317 | 0 | 0 | 0.014425 | 0.0065966
5346 | 1 | 0.0001483 | 0 | 0 | 0.00011748 | 0.00011416 | 0.06 | 0.0907 | 0.1333 | 0 | 0 | 0.00092699 | 0
5347 | 1 | 0.00013649 | 0 | 0 | 8.8113e-05 | 0.00011416 | 0.02 | 0.1062 | 0.1365 | 0 | 0 | 0.00038361 | 0
5348 | 1 | 0.00012738 | 0 | 0 | 5.8742e-05 | 0.00011416 | 0 | 0.1191 | 0.1447 | 0 | 0 | 0.01683 | 0
5349 | 1 | 0.00013017 | 0 | 0 | 3.7595e-05 | 0.00011416 | 0 | 0.1181 | 0.1432 | 0 | 0 | 0.033108 | 0
5350 | 1 | 0.00011821 | 0 | 0 | 2.3497e-05 | 0.00011416 | 0 | 0.1177 | 0.1409 | 0 | 0 | 0.026602 | 0
5351 | 1 | 0.00010116 | 0 | 0 | 9.3987e-06 | 0.00011416 | 0 | 0.1244 | 0.1583 | 0 | 0 | 0.01276 | 0
5352 | 1 | 7.3916e-05 | 0 | 0 | 5.8742e-06 | 0.00011416 | 0 | 0.1265 | 0.1709 | 0 | 0 | 0.0013373 | 0
5353 | 1 | 5.8879e-05 | 0 | 0 | 2.3497e-06 | 0.00011416 | 0 | 0.1238 | 0.1698 | 0 | 0 | 0.0081022 | 0
5354 | 1 | 5.1514e-05 | 0 | 0 | 1.1748e-06 | 0.00011416 | 0 | 0.1215 | 0.1574 | 0 | 0 | 0.044193 | 0
5355 | 1 | 4.7927e-05 | 0 | 0 | 1.4098e-05 | 0.00011416 | 0 | 0.1188 | 0.1453 | 0 | 0 | 0.053873 | 0
5356 | 1 | 4.7706e-05 | 0 | 0 | 3.7595e-05 | 0.00011416 | 0 | 0.1185 | 0.1448 | 0 | 0 | 0.036217 | 0
5357 | 1 | 5.5002e-05 | 0 | 0 | 9.3987e-05 | 0.00011416 | 0 | 0.1264 | 0.1581 | 0 | 0 | 0.010974 | 0
5358 | 1 | 7.2456e-05 | 0 | 0 | 0.0001821 | 0.00011416 | 0 | 0.1252 | 0.1712 | 0 | 0 | 0.00085063 | 0
5359 | 1 | 0.00010518 | 0 | 0 | 0.0001586 | 0.00011416 | 0.02 | 0.1409 | 0.1894 | 0 | 0 | 0.00013621 | 0
5360 | 1 | 0.00013869 | 0 | 0 | 0.00014685 | 0.00011416 | 0.06 | 0.1589 | 0.2057 | 0 | 0 | 0.011287 | 0
5361 | 1 | 0.0001558 | 0 | 0 | 0.00016448 | 0.00011416 | 0.29 | 0.1702 | 0.218 | 0 | 0 | 0.024803 | 0
5362 | 1 | 0.00016174 | 0 | 0 | 0.00018797 | 0.00011416 | 0.44 | 0.1686 | 0.2191 | 0 | 0 | 0.021325 | 0.027868
5363 | 1 | 0.00015769 | 0 | 0.00068579 | 0.00020677 | 0.00011416 | 0.54 | 0.1504 | 0.1978 | 0 | 0 | 0.011204 | 0.63853
5364 | 1 | 0.00014945 | 0 | 0.0013305 | 0.00018797 | 0.00011416 | 0.41 | 0.1281 | 0.1714 | 0 | 0 | 0.0013373 | 0.034989
5365 | 1 | 0.00015035 | 0 | 0.001443 | 0.00019032 | 0.00011416 | 0.55 | 0.1131 | 0.1572 | 0 | 0 | 0.0055087 | 0.011221
5366 | 1 | 0.00015109 | 0 | 0.0011298 | 0.00021382 | 0.00011416 | 0.47 | 0.1108 | 0.1571 | 0 | 0 | 0.032163 | 0.047101
5367 | 1 | 0.00015241 | 0 | 0.0004425 | 0.00022322 | 0.00011416 | 0.58 | 0.1203 | 0.1657 | 0 | 0 | 0.038714 | 0.0094046
5368 | 1 | 0.00015464 | 0 | 0 | 0.00022322 | 0.00011416 | 0.47 | 0.1362 | 0.1812 | 0 | 0 | 0.026558 | 0.0037886
5369 | 1 | 0.00015586 | 0 | 0 | 0.00016448 | 0.00011416 | 0.22 | 0.1509 | 0.201 | 0 | 0 | 0.0081223 | 0.014374
5370 | 1 | 0.00014014 | 0 | 0 | 0.00011748 | 0.00011416 | 0.1 | 0.1663 | 0.2237 | 0 | 0 | 0.00077858 | 0.10443
5371 | 1 | 0.00012891 | 0 | 0 | 8.8113e-05 | 0.00011416 | 0.02 | 0.1862 | 0.2501 | 0 | 0 | 2.7661e-05 | 0
5372 | 1 | 0.00011889 | 0 | 0 | 5.8742e-05 | 0.00011416 | 0 | 0.2043 | 0.2785 | 0 | 0 | 0.0071183 | 0
5373 | 1 | 0.00012159 | 0 | 0 | 3.7595e-05 | 0.00011416 | 0 | 0.2073 | 0.292 | 0 | 0 | 0.018018 | 0
5374 | 1 | 0.00011245 | 0 | 0 | 2.3497e-05 | 0.00011416 | 0 | 0.2125 | 0.3101 | 0 | 0 | 0.016797 | 0
5375 | 1 | 9.5487e-05 | 0 | 0 | 9.3987e-06 | 0.00011416 | 0 | 0.2146 | 0.3272 | 0 | 0 | 0.0097796 | 0
5376 | 1 | 7.2764e-05 | 0 | 0 | 5.8742e-06 | 0.00011416 | 0 | 0.2157 | 0.3377 | 0 | 0 | 0.0013373 | 0
5377 | 1 | 5.6531e-05 | 0 | 0 | 2.3497e-06 | 0.00011416 | 0 | 0.2211 | 0.3454 | 0 | 0 | 0.0038861 | 0
5378 | 1 | 4.906e-05 | 3.6896e-07 | 0 | 1.1748e-06 | 0.00011416 | 0 | 0.2324 | 0.3656 | 0 | 0 | 0.024287 | 0
5379 | 1 | 4.5179e-05 | 3.6343e-06 | 0 | 1.4098e-05 | 0.00011416 | 0 | 0.2447 | 0.3866 | 0 | 0 | 0.028873 | 0
5380 | 1 | 4.4042e-05 | 7.7851e-06 | 0 | 3.7595e-05 | 0.00011416 | 0 | 0.2491 | 0.401 | 0 | 0 | 0.020202 | 0
5381 | 1 | 5.0395e-05 | 1.094e-05 | 0 | 9.3987e-05 | 0.00011416 | 0 | 0.2406 | 0.393 | 0 | 0 | 0.0062342 | 0
5382 | 1 | 6.768e-05 | 0 | 0 | 0.0001821 | 0.00011416 | 0.02 | 0.1955 | 0.3348 | 0 | 0 | 0.00072397 | 0
5383 | 1 | 9.9622e-05 | 0 | 0 | 0.0001586 | 0.00011416 | 0.1 | 0.2008 | 0.3181 | 0 | 0 | 2.3399e-06 | 0.082825
5384 | 1 | 0.00013222 | 0 | 0 | 0.00014685 | 0.00011416 | 0.28 | 0.2362 | 0.3424 | 0 | 0 | 0.0046411 | 0.2778
5385 | 1 | 0.00015007 | 0 | 0 | 0.00016448 | 0.00011416 | 0.45 | 0.2581 | 0.3782 | 0 | 0 | 0.013581 | 0.49618
5386 | 1 | 0.00014617 | 0 | 0.0015571 | 0.00018797 | 0.00011416 | 0.61 | 0.2798 | 0.4165 | 0 | 0 | 0.013675 | 0.68409
5387 | 1 | 0.00013517 | 0 | 0.0036069 | 0.00020677 | 0.00011416 | 0.73 | 0.2866 | 0.4266 | 0 | 0 | 0.0087312 | 0.82526
5388 | 1 | 0.00012255 | 0 | 0.0052917 | 0.00018797 | 0.00011416 | 0.76 | 0.2794 | 0.4168 | 0 | 0 | 0.0013373 | 0.90224
5389 | 1 | 0.00011665 | 0 | 0.0065933 | 0.00019032 | 0.00011416 | 0.77 | 0.2669 | 0.4083 | 0 | 0 | 0.0032106 | 0.89001
5390 | 1 | 0.00011158 | 0 | 0.007416 | 0.00021382 | 0.00011416 | 0.63 | 0.2561 | 0.407 | 0 | 0 | 0.020884 | 0.86541
5391 | 1 | 0.00011071 | 0 | 0.0076669 | 0.00022322 | 0.00011416 | 0.61 | 0.2513 | 0.4013 | 0 | 0 | 0.024649 | 0.74902
5392 | 1 | 0.00011336 | 0 | 0.0073901 | 0.00022322 | 0.00011416 | 0.46 | 0.2598 | 0.4009 | 0 | 0 | 0.017445 | 0.50508
5393 | 1 | 0.00012175 | 0 | 0.0064215 | 0.00016448 | 0.00011416 | 0.25 | 0.2687 | 0.4088 | 0 | 0 | 0.0054113 | 0.28492
5394 | 1 | 0.00012341 | 0 | 0.0045922 | 0.00011748 | 0.00011416 | 0.08 | 0.288 | 0.4318 | 0 | 0 | 0.00069764 | 0.10284
5395 | 1 | 0.00013007 | 0 | 0.0024466 | 8.8113e-05 | 0.00011416 | 0.02 | 0.3314 | 0.4657 | 0 | 0 | 1.1008e-07 | 0
5396 | 1 | 0.00013332 | 0 | 0.00090324 | 5.8742e-05 | 0.00011416 | 0 | 0.3496 | 0.5008 | 0 | 0 | 0.003654 | 0
5397 | 1 | 0.00013863 | 0 | 0 | 3.7595e-05 | 0.00011416 | 0 | 0.3296 | 0.5015 | 0 | 0 | 0.011665 | 0
5398 | 1 | 0.00012312 | 0 | 0 | 2.3497e-05 | 0.00011416 | 0 | 0.29 | 0.4566 | 0 | 0 | 0.012271 | 0
5399 | 1 | 0.00010394 | 0 | 0 | 9.3987e-06 | 0.00011416 | 0 | 0.2516 | 0.393 | 0 | 0 | 0.0082363 | 0
5400 | 1 | 8.146e-05 | 0 | 0 | 5.8742e-06 | 0.00011416 | 0 | 0.2261 | 0.3406 | 0 | 0 | 0.0013373 | 0
5401 | 1 | 6.5794e-05 | 0 | 0 | 2.3497e-06 | 0.00011416 | 0 | 0.1994 | 0.273 | 0 | 0 | 0.0035376 | 0
5402 | 1 | 5.7831e-05 | 0 | 0 | 1.1748e-06 | 0.00011416 | 0 | 0.1719 | 0.2031 | 0 | 0 | 0.022542 | 0
5403 | 1 | 5.5046e-05 | 0 | 0 | 1.4098e-05 | 0.00011416 | 0 | 0.141 | 0.1472 | 0 | 0 | 0.026705 | 0
5404 | 1 | 5.5076e-05 | 0 | 0 | 3.7595e-05 | 0.00011416 | 0 | 0.1218 | 0.1255 | 0 | 0 | 0.01879 | 0
5405 | 1 | 6.2725e-05 | 0 | 0 | 9.3987e-05 | 0.00011416 | 0 | 0.1262 | 0.1265 | 0 | 0 | 0.0058131 | 0
5406 | 1 | 8.1491e-05 | 0 | 0 | 0.0001821 | 0.00011416 | 0 | 0.1136 | 0.1298 | 0 | 0 | 0.00071072 | 0
5407 | 1 | 0.00011255 | 0 | 0 | 0.0001586 | 0.00011416 | 0.09 | 0.0714 | 0.0694 | 0 | 0 | 7.3737e-07 | 0.023734
5408 | 1 | 0.00014607 | 0 | 0 | 0.00014685 | 0.00011416 | 0.24 | 0.0711 | 0.0494 | 0 | 0 | 0.0041279 | 0.16649
5409 | 1 | 0.00016595 | 0 | 0 | 0.00016448 | 0.00011416 | 0.31 | 0.0908 | 0.0931 | 0 | 0 | 0.012599 | 0.32655
5410 | 1 | 0.0001681 | 0 | 0.00097623 | 0.00018797 | 0.00011416 | 0.18 | 0.1257 | 0.1594 | 0 | 0 | 0.01296 | 0.27075
5411 | 1 | 0.00016188 | 0 | 0.0023037 | 0.00020677 | 0.00011416 | 0.2 | 0.1508 | 0.2044 | 0 | 0 | 0.0084813 | 0.1236
5412 | 1 | 0.00015197 | 0 | 0.0031674 | 0.00018797 | 0.00011416 | 0.34 | 0.1516 | 0.212 | 0 | 0 | 0.0013373 | 0.28793
5413 | 1 | 0.00014807 | 0 | 0.003429 | 0.00019032 | 0.00011416 | 0.48 | 0.138 | 0.1886 | 0 | 0 | 0.0055087 | 0.36771
5414 | 1 | 0.00014747 | 0 | 0.0029956 | 0.00021382 | 0.00011416 | 0.58 | 0.1137 | 0.1615 | 0 | 0 | 0.032163 | 0.12997
5415 | 1 | 0.00014984 | 0 | 0.0021547 | 0.00022322 | 0.00011416 | 0.16 | 0.0855 | 0.1291 | 0 | 0 | 0.038714 | 0.26173
5416 | 1 | 0.00015255 | 0 | 0.0014248 | 0.00022322 | 0.00011416 | 0.17 | 0.0587 | 0.0787 | 0 | 0 | 0.026558 | 0
5417 | 1 | 0.00015559 | 0 | 0.00093973 | 0.00016448 | 0.00011416 | 0.15 | 0.04 | 0.0418 | 0 | 0 | 0.0081223 | 0.0033651
5418 | 1 | 0.00014746 | 0 | 0.00023873 | 0.00011748 | 0.00011416 | 0.01 | 0.0288 | 0.0351 | 0 | 0 | 0.00077858 | 0
5419 | 1 | 0.00013672 | 0 | 0 | 8.8113e-05 | 0.00011416 | 0.01 | 0.0191 | 0.0378 | 0 | 0 | 2.7661e-05 | 0
5420 | 1 | 0.00012557 | 0 | 0 | 5.8742e-05 | 0.00011416 | 0 | 0.0133 | 0.0393 | 0 | 0 | 0.0071183 | 0
5421 | 1 | 0.00012242 | 0 | 0 | 3.7595e-05 | 0.00011416 | 0 | 0.0139 | 0.0377 | 0 | 0 | 0.018018 | 0
5422 | 1 | 0.00011133 | 0 | 0 | 2.3497e-05 | 0.00011416 | 0 | 0.0187 | 0.0368 | 0 | 0 | 0.016797 | 0
5423 | 1 | 9.6202e-05 | 0 | 0 | 9.3987e-06 | 0.00011416 | 0 | 0.0258 | 0.0343 | 0 | 0 | 0.0097796 | 0
5424 | 1 | 7.9858e-05 | 0 | 0 | 5.8742e-06 | 0.00011416 | 0 | 0.0321 | 0.0332 | 0 | 0 | 0.0013373 | 0
5425 | 1 | 6.4838e-05 | 0 | 0 | 2.3497e-06 | 0.00011416 | 0 | 0.0304 | 0.0284 | 0 | 0 | 0.0081022 | 0
5426 | 1 | 5.6007e-05 | 0 | 0 | 1.1748e-06 | 0.00011416 | 0 | 0.0231 | 0.0168 | 0 | 0 | 0.044193 | 0
5427 | 1 | 5.0843e-05 | 0 | 0 | 1.4098e-05 | 0.00011416 | 0 | 0.0192 | 0.0083 | 0 | 0 | 0.053873 | 0
5428 | 1 | 4.7995e-05 | 0 | 0 | 3.7595e-05 | 0.00011416 | 0 | 0.0182 | 0.0082 | 0 | 0 | 0.036217 | 0
5429 | 1 | 4.8125e-05 | 0 | 0 | 9.3987e-05 | 0.00011416 | 0 | 0.0179 | 0.0107 | 0 | 0 | 0.010974 | 0
5430 | 1 | 4.9832e-05 | 0 | 0 | 0.0001821 | 0.00011416 | 0.02 | 0.0151 | 0.0195 | 0 | 0 | 0.00085063 | 0
5431 | 1 | 6.0962e-05 | 0 | 0 | 0.0001586 | 0.00011416 | 0.09 | 0.0097 | 0.025 | 0 | 0 | 0.00013621 | 0.031066
5432 | 1 | 8.2335e-05 | 0 | 0 | 0.00014685 | 0.00011416 | 0.25 | 0.0096 | 0.0307 | 0 | 0 | 0.011287 | 0.30625
5433 | 1 | 0.00010507 | 0 | 0 | 0.00016448 | 0.00011416 | 0.35 | 0.0157 | 0.0496 | 0 | 0 | 0.024803 | 0.25054
5434 | 1 | 0.0001159 | 0 | 0 | 0.00018797 | 0.00011416 | 0.47 | 0.0287 | 0.0887 | 0 | 0 | 0.021325 | 0.060628
5435 | 1 | 0.00011875 | 0 | 0 | 0.00020677 | 0.00011416 | 0.28 | 0.0502 | 0.1459 | 0 | 0 | 0.011204 | 0.096263
5436 | 1 | 0.00011661 | 0 | 0 | 0.00018797 | 0.00011416 | 0.3 | 0.0858 | 0.2117 | 0 | 0 | 0.0013373 | 0.0056717
5437 | 1 | 0.00011374 | 0 | 0 | 0.00019032 | 0.00011416 | 0.05 | 0.1313 | 0.2746 | 0 | 0 | 0.01376 | 0.15767
5438 | 1 | 0.00010974 | 0 | 0 | 0.00021382 | 0.00011416 | 0.06 | 0.1783 | 0.3231 | 0 | 0 | 0.069123 | 0
5439 | 1 | 0.00010681 | 0 | 0 | 0.00022322 | 0.00011416 | 0.08 | 0.2175 | 0.3549 | 0 | 0 | 0.08559 | 0
5440 | 1 | 0.000108 | 0 | 0 | 0.00022322 | 0.00011416 | 0.1 | 0.2317 | 0.3565 | 0 | 0 | 0.056119 | 0
5441 | 1 | 0.00011359 | 0 | 0 | 0.00016448 | 0.00011416 | 0.09 | 0.2257 | 0.3466 | 0 | 0 | 0.016808 | 0
5442 | 1 | 0.00011258 | 0 | 0 | 0.00011748 | 0.00011416 | 0.03 | 0.2001 | 0.3207 | 0 | 0 | 0.00097493 | 0
5443 | 1 | 0.00010605 | 0 | 0 | 8.8113e-05 | 0.00011416 | 0.02 | 0.1795 | 0.2903 | 0 | 0 | 0.00062252 | 0
5444 | 1 | 0.00010145 | 0 | 0 | 5.8742e-05 | 0.00011416 | 0 | 0.1746 | 0.2651 | 0 | 0 | 0.020896 | 0
5445 | 1 | 0.00010232 | 2.0662e-06 | 0 | 3.7595e-05 | 0.00011416 | 0 | 0.1791 | 0.254 | 0 | 0 | 0.038885 | 0
5446 | 1 | 9.2989e-05 | 6.6598e-06 | 0 | 2.3497e-05 | 0.00011416 | 0 | 0.1868 | 0.2571 | 0 | 0 | 0.030151 | 0
5447 | 1 | 7.762e-05 | 9.9251e-06 | 0 | 9.3987e-06 | 0.00011416 | 0 | 0.1939 | 0.2613 | 0 | 0 | 0.01376 | 0
5448 | 1 | 5.5053e-05 | 1.3117e-05 | 0 | 5.8742e-06 | 0.00011416 | 0 | 0.2014 | 0.2534 | 0 | 0 | 0.0013373 | 0
5449 | 1 | 4.0392e-05 | 1.7378e-05 | 0 | 2.3497e-06 | 0.00011416 | 0 | 0.2129 | 0.2599 | 0 | 0 | 0.020473 | 0
5450 | 1 | 3.191e-05 | 2.0883e-05 | 0 | 1.1748e-06 | 0.00011416 | 0 | 0.2187 | 0.2601 | 0 | 0 | 0.097428 | 0
5451 | 1 | 2.7129e-05 | 2.3042e-05 | 0 | 1.4098e-05 | 0.00011416 | 0 | 0.2231 | 0.2564 | 0 | 0 | 0.12191 | 0
5452 | 1 | 2.4506e-05 | 2.5311e-05 | 0 | 3.7595e-05 | 0.00011416 | 0 | 0.2243 | 0.2433 | 0 | 0 | 0.0786 | 0
5453 | 1 | 2.3752e-05 | 2.7156e-05 | 0 | 9.3987e-05 | 0.00011416 | 0 | 0.2195 | 0.23 | 0 | 0 | 0.023356 | 0
5454 | 1 | 2.151e-05 | 1.8762e-05 | 0 | 0.0001821 | 0.00011416 | 0 | 0.2089 | 0.2143 | 0 | 0 | 0.0010931 | 0
5455 | 1 | 2.7322e-05 | 9.3901e-06 | 0 | 0.0001586 | 0.00011416 | 0.03 | 0.1886 | 0.1922 | 0 | 0 | 0.0015239 | 0
5456 | 1 | 4.3552e-05 | 0 | 0 | 0.00014685 | 0.00011416 | 0.04 | 0.1881 | 0.1791 | 0 | 0 | 0.032819 | 0.0076886
5457 | 1 | 6.0549e-05 | 0 | 0 | 0.00016448 | 0.00011416 | 0.13 | 0.1899 | 0.1688 | 0 | 0 | 0.054893 | 0
5458 | 1 | 7.3762e-05 | 0 | 0 | 0.00018797 | 0.00011416 | 0.09 | 0.1837 | 0.1601 | 0 | 0 | 0.039629 | 0
5459 | 1 | 8.133e-05 | 0 | 0 | 0.00020677 | 0.00011416 | 0.14 | 0.185 | 0.1633 | 0 | 0 | 0.016293 | 0
5460 | 1 | 8.5651e-05 | 0 | 0 | 0.00018797 | 0.00011416 | 0.15 | 0.1937 | 0.1743 | 0 | 0 | 0.0013373 | 0
5461 | 1 | 8.419e-05 | 0 | 0 | 0.00019032 | 0.00011416 | 0.15 | 0.2057 | 0.1879 | 0 | 0 | 0.030472 | 0
5462 | 1 | 8.0579e-05 | 0 | 0 | 0.00021382 | 0.00011416 | 0.13 | 0.2166 | 0.1996 | 0 | 0 | 0.13818 | 0
5463 | 1 | 7.6979e-05 | 0 | 0 | 0.00022322 | 0.00011416 | 0.07 | 0.2214 | 0.2016 | 0 | 0 | 0.17455 | 0
5464 | 1 | 7.8828e-05 | 0 | 0 | 0.00022322 | 0.00011416 | 0.04 | 0.2132 | 0.1911 | 0 | 0 | 0.11084 | 0
5465 | 1 | 9.1586e-05 | 0 | 0 | 0.00016448 | 0.00011416 | 0.03 | 0.1994 | 0.183 | 0 | 0 | 0.032701 | 0
5466 | 1 | 9.5062e-05 | 2.509e-06 | 0 | 0.00011748 | 0.00011416 | 0.01 | 0.1878 | 0.1778 | 0 | 0 | 0.0012395 | 0
5467 | 1 | 9.1417e-05 | 1.4482e-05 | 0 | 8.8113e-05 | 0.00011416 | 0 | 0.1975 | 0.1952 | 0 | 0 | 0.0033087 | 0
5468 | 1 | 9.0409e-05 | 2.1787e-05 | 0 | 5.8742e-05 | 0.00011416 | 0 | 0.2079 | 0.209 | 0 | 0 | 0.051184 | 0
5469 | 1 | 9.4667e-05 | 2.5292e-05 | 0 | 3.7595e-05 | 0.00011416 | 0 | 0.2118 | 0.2215 | 0 | 0 | 0.077965 | 0
5470 | 1 | 8.5229e-05 | 2.8392e-05 | 0 | 2.3497e-05 | 0.00011416 | 0 | 0.2107 | 0.2199 | 0 | 0 | 0.052679 | 0
5471 | 1 | 6.6192e-05 | 3.1251e-05 | 0 | 9.3987e-06 | 0.00011416 | 0 | 0.23 | 0.2598 | 0 | 0 | 0.019547 | 0
5472 | 1 | 5.5263e-05 | 3.3447e-05 | 0 | 5.8742e-06 | 0.00011416 | 0 | 0.2527 | 0.3054 | 0 | 0 | 0.0013373 | 0
5473 | 1 | 4.3007e-05 | 3.4959e-05 | 0 | 2.3497e-06 | 0.00011416 | 0 | 0.2561 | 0.333 | 0 | 0 | 0.04329 | 0
5474 | 1 | 3.8221e-05 | 3.5623e-05 | 0 | 1.1748e-06 | 0.00011416 | 0 | 0.2449 | 0.3392 | 0 | 0 | 0.18897 | 0
5475 | 1 | 3.6359e-05 | 3.5144e-05 | 0 | 1.4098e-05 | 0.00011416 | 0 | 0.2417 | 0.3533 | 0 | 0 | 0.2405 | 0
5476 | 1 | 3.8197e-05 | 3.4849e-05 | 0 | 3.7595e-05 | 0.00011416 | 0 | 0.233 | 0.3639 | 0 | 0 | 0.15088 | 0
5477 | 1 | 4.8065e-05 | 3.4553e-05 | 0 | 9.3987e-05 | 0.00011416 | 0 | 0.2317 | 0.382 | 0 | 0 | 0.044255 | 0
5478 | 1 | 7.2637e-05 | 3.1343e-05 | 0 | 0.0001821 | 0.00011416 | 0 | 0.2317 | 0.4055 | 0 | 0 | 0.0013984 | 0
5479 | 1 | 0.00010934 | 2.651e-05 | 0 | 0.0001586 | 0.00011416 | 0.03 | 0.2321 | 0.4237 | 0 | 0 | 0.006123 | 0
5480 | 1 | 0.00014395 | 2.0976e-05 | 0 | 0.00014685 | 0.00011416 | 0.04 | 0.242 | 0.4405 | 0 | 0 | 0.07537 | 0
5481 | 1 | 0.0001638 | 1.5294e-05 | 0 | 0.00016448 | 0.00011416 | 0.08 | 0.2599 | 0.4498 | 0 | 0 | 0.10674 | 0
5482 | 1 | 0.00017304 | 9.3717e-06 | 0 | 0.00018797 | 0.00011416 | 0.07 | 0.2684 | 0.4552 | 0 | 0 | 0.068319 | 0
5483 | 1 | 0.00018042 | 1.8448e-06 | 0 | 0.00020677 | 0.00011416 | 0.08 | 0.2675 | 0.4563 | 0 | 0 | 0.023208 | 0
5484 | 1 | 0.00017901 | 0 | 0 | 0.00018797 | 0.00011416 | 0.09 | 0.2626 | 0.4595 | 0 | 0 | 0.0013373 | 0
5485 | 1 | 0.0001805 | 0 | 0 | 0.00019032 | 0.00011416 | 0.07 | 0.2589 | 0.4774 | 0 | 0 | 0.059277 | 0
5486 | 1 | 0.00017731 | 0 | 0 | 0.00021382 | 0.00011416 | 0.07 | 0.2518 | 0.4954 | 0 | 0 | 0.25088 | 0
5487 | 1 | 0.00017422 | 0 | 0 | 0.00022322 | 0.00011416 | 0.08 | 0.2362 | 0.4938 | 0 | 0 | 0.32128 | 0
5488 | 1 | 0.00017225 | 0 | 0 | 0.00022322 | 0.00011416 | 0.05 | 0.2119 | 0.4702 | 0 | 0 | 0.19955 | 0
5489 | 1 | 0.00018938 | 1.0884e-06 | 0 | 0.00016448 | 0.00011416 | 0.03 | 0.1837 | 0.4421 | 0 | 0 | 0.058253 | 0
5490 | 1 | 0.00015736 | 6.4015e-06 | 0 | 0.00011748 | 0.00011416 | 0.01 | 0.1647 | 0.424 | 0 | 0 | 0.0015704 | 0
5491 | 1 | 0.00014667 | 1.1327e-05 | 0 | 8.8113e-05 | 0.00011416 | 0.01 | 0.1647 | 0.4245 | 0 | 0 | 0.010201 | 0
5492 | 1 | 0.00014012 | 1.426e-05 | 0 | 5.8742e-05 | 0.00011416 | 0 | 0.1672 | 0.4255 | 0 | 0 | 0.10618 | 0
5493 | 1 | 0.00013676 | 1.581e-05 | 0 | 3.7595e-05 | 0.00011416 | 0 | 0.1657 | 0.4225 | 0 | 0 | 0.14184 | 0
5494 | 1 | 0.00011698 | 1.6493e-05 | 0 | 2.3497e-05 | 0.00011416 | 0 | 0.1671 | 0.4153 | 0 | 0 | 0.086783 | 0
5495 | 1 | 9.6946e-05 | 1.7544e-05 | 0 | 9.3987e-06 | 0.00011416 | 0 | 0.162 | 0.4031 | 0 | 0 | 0.0273 | 0
5496 | 1 | 7.4377e-05 | 1.902e-05 | 0 | 5.8742e-06 | 0.00011416 | 0 | 0.1629 | 0.3964 | 0 | 0 | 0.0013373 | 0
5497 | 1 | 5.9013e-05 | 2.0072e-05 | 0 | 2.3497e-06 | 0.00011416 | 0 | 0.1663 | 0.3866 | 0 | 0 | 0.07614 | 0
5498 | 1 | 5.1546e-05 | 2.1363e-05 | 0 | 1.1748e-06 | 0.00011416 | 0 | 0.1732 | 0.3726 | 0 | 0 | 0.31504 | 0
5499 | 1 | 4.837e-05 | 2.3134e-05 | 0 | 1.4098e-05 | 0.00011416 | 0 | 0.1857 | 0.3737 | 0 | 0 | 0.40529 | 0
5500 | 1 | 4.8233e-05 | 2.6086e-05 | 0 | 3.7595e-05 | 0.00011416 | 0 | 0.1929 | 0.3851 | 0 | 0 | 0.24989 | 0
5501 | 1 | 5.609e-05 | 2.9517e-05 | 0 | 9.3987e-05 | 0.00011416 | 0 | 0.1959 | 0.3959 | 0 | 0 | 0.07269 | 0
5502 | 1 | 8.0055e-05 | 2.9757e-05 | 0 | 0.0001821 | 0.00011416 | 0.01 | 0.1952 | 0.4095 | 0 | 0 | 0.0017319 | 0
5503 | 1 | 0.00011703 | 2.5569e-05 | 0 | 0.0001586 | 0.00011416 | 0.01 | 0.2047 | 0.4239 | 0 | 0 | 0.014991 | 0.007332
5504 | 1 | 0.0001507 | 1.7987e-05 | 0 | 0.00014685 | 0.00011416 | 0.12 | 0.2398 | 0.4595 | 0 | 0 | 0.1392 | 0
5505 | 1 | 0.00016933 | 7.5638e-06 | 0 | 0.00016448 | 0.00011416 | 0.19 | 0.256 | 0.4876 | 0 | 0 | 0.17824 | 0
5506 | 1 | 0.0001761 | 0 | 0 | 0.00018797 | 0.00011416 | 0.16 | 0.26 | 0.4933 | 0 | 0 | 0.10544 | 0
5507 | 1 | 0.00017894 | 0 | 0 | 0.00020677 | 0.00011416 | 0.08 | 0.2547 | 0.4776 | 0 | 0 | 0.031253 | 0
5508 | 1 | 0.00017454 | 0 | 0 | 0.00018797 | 0.00011416 | 0.07 | 0.2422 | 0.4524 | 0 | 0 | 0.0013373 | 0
5509 | 1 | 0.00017349 | 0 | 0 | 0.00019032 | 0.00011416 | 0.1 | 0.2248 | 0.4141 | 0 | 0 | 0.092915 | 0.053263
5510 | 1 | 0.00017108 | 0 | 0 | 0.00021382 | 0.00011416 | 0.17 | 0.2061 | 0.375 | 0 | 0 | 0.37805 | 0
5511 | 1 | 0.0001677 | 0 | 0 | 0.00022322 | 0.00011416 | 0.2 | 0.1886 | 0.3442 | 0 | 0 | 0.48802 | 0.026297
5512 | 1 | 0.00016536 | 0 | 0 | 0.00022322 | 0.00011416 | 0.18 | 0.174 | 0.319 | 0 | 0 | 0.29924 | 0.005226
5513 | 1 | 0.00016593 | 0 | 0 | 0.00016448 | 0.00011416 | 0.04 | 0.1597 | 0.3068 | 0 | 0 | 0.086816 | 0
5514 | 1 | 0.00015086 | 0 | 0 | 0.00011748 | 0.00011416 | 0.08 | 0.1399 | 0.3006 | 0 | 0 | 0.0018789 | 0
5515 | 1 | 0.00013752 | 1.6327e-05 | 0 | 8.8113e-05 | 0.00011416 | 0.02 | 0.1318 | 0.2959 | 0 | 0 | 0.020128 | 0
5516 | 1 | 0.00012825 | 3.7228e-05 | 0 | 5.8742e-05 | 0.00011416 | 0 | 0.1404 | 0.3014 | 0 | 0 | 0.17244 | 0
5517 | 1 | 0.00013005 | 4.5309e-05 | 0 | 3.7595e-05 | 0.00011416 | 0 | 0.1483 | 0.304 | 0 | 0 | 0.214 | 0
5518 | 1 | 0.00011174 | 5.0345e-05 | 0 | 2.3497e-05 | 0.00011416 | 0 | 0.1544 | 0.308 | 0 | 0 | 0.12342 | 0
5519 | 1 | 9.0993e-05 | 5.4219e-05 | 0 | 9.3987e-06 | 0.00011416 | 0 | 0.1548 | 0.3018 | 0 | 0 | 0.03493 | 0
5520 | 1 | 6.7433e-05 | 5.8056e-05 | 0 | 5.8742e-06 | 0.00011416 | 0 | 0.1487 | 0.2873 | 0 | 0 | 0.0013373 | 0
5521 | 1 | 5.1743e-05 | 6.1396e-05 | 0 | 2.3497e-06 | 0.00011416 | 0 | 0.1408 | 0.2641 | 0 | 0 | 0.11199 | 0
5522 | 1 | 4.4171e-05 | 6.2207e-05 | 0 | 1.1748e-06 | 0.00011416 | 0 | 0.1383 | 0.241 | 0 | 0 | 0.44895 | 0
5523 | 1 | 4.0716e-05 | 6.2041e-05 | 0 | 1.4098e-05 | 0.00011416 | 0 | 0.1348 | 0.22 | 0 | 0 | 0.58129 | 0
5524 | 1 | 4.107e-05 | 6.4181e-05 | 0 | 3.7595e-05 | 0.00011416 | 0 | 0.1275 | 0.1993 | 0 | 0 | 0.3547 | 0
5525 | 1 | 4.9879e-05 | 6.562e-05 | 0 | 9.3987e-05 | 0.00011416 | 0 | 0.1213 | 0.1779 | 0 | 0 | 0.10266 | 0
5526 | 1 | 7.4263e-05 | 5.0419e-05 | 0 | 0.0001821 | 0.00011416 | 0.01 | 0.1013 | 0.1589 | 0 | 0 | 0.0020339 | 0
5527 | 1 | 0.00011022 | 3.2746e-05 | 0 | 0.0001586 | 0.00011416 | 0.05 | 0.0766 | 0.145 | 0 | 0 | 0.026323 | 0
5528 | 1 | 0.00014571 | 1.6234e-06 | 0 | 0.00014685 | 0.00011416 | 0.16 | 0.0791 | 0.1508 | 0 | 0 | 0.21058 | 0.011277
5529 | 1 | 0.00016099 | 0 | 0 | 0.00016448 | 0.00011416 | 0.34 | 0.0807 | 0.1466 | 0 | 0 | 0.25424 | 0.027133
5530 | 1 | 0.00016497 | 0 | 0 | 0.00018797 | 0.00011416 | 0.45 | 0.0726 | 0.1369 | 0 | 0 | 0.14333 | 0.012391
5531 | 1 | 0.00016557 | 0 | 0 | 0.00020677 | 0.00011416 | 0.56 | 0.0592 | 0.1229 | 0 | 0 | 0.038885 | 0.36843
5532 | 1 | 0.00015986 | 0 | 0 | 0.00018797 | 0.00011416 | 0.73 | 0.0461 | 0.1033 | 0 | 0 | 0.0013373 | 0.92834
5533 | 1 | 0.00016057 | 0 | 0 | 0.00019032 | 0.00011416 | 0.23 | 0.0356 | 0.0838 | 0 | 0 | 0.12975 | 0.43391
5534 | 1 | 0.00015968 | 0 | 0 | 0.00021382 | 0.00011416 | 0.46 | 0.0281 | 0.0672 | 0 | 0 | 0.51439 | 0.1545
5535 | 1 | 0.00015915 | 0 | 0 | 0.00022322 | 0.00011416 | 0.1 | 0.0221 | 0.0531 | 0 | 0 | 0.66754 | 0.23928
5536 | 1 | 0.00015983 | 0 | 0 | 0.00022322 | 0.00011416 | 0.05 | 0.018 | 0.0414 | 0 | 0 | 0.40584 | 0.11434
5537 | 1 | 0.00016158 | 0 | 0 | 0.00016448 | 0.00011416 | 0.08 | 0.0145 | 0.0307 | 0 | 0 | 0.11725 | 0.19156
5538 | 1 | 0.00014554 | 0 | 0 | 0.00011748 | 0.00011416 | 0.05 | 0.0118 | 0.0219 | 0 | 0 | 0.0021695 | 0.060461
5539 | 1 | 0.0001341 | 0 | 0 | 8.8113e-05 | 0.00011416 | 0.01 | 0.0121 | 0.0182 | 0 | 0 | 0.032364 | 0
5540 | 1 | 0.00012601 | 0 | 0 | 5.8742e-05 | 0.00011416 | 0 | 0.0191 | 0.0264 | 0 | 0 | 0.24637 | 0
5541 | 1 | 0.00013332 | 0 | 0 | 3.7595e-05 | 0.00011416 | 0 | 0.0345 | 0.0456 | 0 | 0 | 0.2914 | 0
5542 | 1 | 0.00011531 | 9.2241e-06 | 0 | 2.3497e-05 | 0.00011416 | 0 | 0.0539 | 0.0689 | 0 | 0 | 0.16147 | 0
5543 | 1 | 9.4743e-05 | 1.961e-05 | 0 | 9.3987e-06 | 0.00011416 | 0 | 0.0748 | 0.0907 | 0 | 0 | 0.0424 | 0
5544 | 1 | 7.1768e-05 | 2.8613e-05 | 0 | 5.8742e-06 | 0.00011416 | 0 | 0.0966 | 0.1153 | 0 | 0 | 0.0013373 | 0
5545 | 1 | 5.531e-05 | 3.6896e-05 | 0 | 2.3497e-06 | 0.00011416 | 0 | 0.1165 | 0.1412 | 0 | 0 | 0.14125 | 0
5546 | 1 | 4.6779e-05 | 4.5014e-05 | 0 | 1.1748e-06 | 0.00011416 | 0 | 0.1294 | 0.1637 | 0 | 0 | 0.55656 | 0
5547 | 1 | 4.2549e-05 | 5.3075e-05 | 0 | 1.4098e-05 | 0.00011416 | 0 | 0.1316 | 0.1802 | 0 | 0 | 0.72317 | 0
5548 | 1 | 4.2629e-05 | 6.0971e-05 | 0 | 3.7595e-05 | 0.00011416 | 0 | 0.1214 | 0.1751 | 0 | 0 | 0.43876 | 0
5549 | 1 | 5.0508e-05 | 6.7078e-05 | 0 | 9.3987e-05 | 0.00011416 | 0 | 0.106 | 0.1588 | 0 | 0 | 0.12664 | 0
5550 | 1 | 7.3467e-05 | 4.1767e-05 | 0 | 0.0001821 | 0.00011416 | 0.01 | 0.0858 | 0.1419 | 0 | 0 | 0.0022536 | 0
5551 | 1 | 0.00011188 | 1.3117e-05 | 0 | 0.0001586 | 0.00011416 | 0.09 | 0.0492 | 0.1095 | 0 | 0 | 0.036398 | 0.073799
5552 | 1 | 0.00014478 | 0 | 0 | 0.00014685 | 0.00011416 | 0.3 | 0.0333 | 0.0899 | 0 | 0 | 0.26967 | 0.24811
5553 | 1 | 0.00016045 | 0 | 0 | 0.00016448 | 0.00011416 | 0.47 | 0.0513 | 0.1081 | 0 | 0 | 0.31535 | 0.48142
5554 | 1 | 0.00016557 | 0 | 0 | 0.00018797 | 0.00011416 | 0.62 | 0.0682 | 0.1436 | 0 | 0 | 0.17305 | 0.67857
5555 | 1 | 0.0001651 | 0 | 0.00037407 | 0.00020677 | 0.00011416 | 0.72 | 0.0708 | 0.1576 | 0 | 0 | 0.044607 | 0.83493
5556 | 1 | 0.00015543 | 0 | 0.0013457 | 0.00018797 | 0.00011416 | 0.77 | 0.0657 | 0.14 | 0 | 0 | 0.0013373 | 0.8965
5557 | 1 | 0.00015268 | 0 | 0.0019783 | 0.00019032 | 0.00011416 | 0.77 | 0.0571 | 0.11 | 0 | 0 | 0.15342 | 0.57837
5558 | 1 | 0.00014988 | 0 | 0.0022991 | 0.00021382 | 0.00011416 | 0.68 | 0.0485 | 0.0847 | 0 | 0 | 0.60096 | 0.72738
5559 | 1 | 0.00014983 | 0 | 0.0022779 | 0.00022322 | 0.00011416 | 0.54 | 0.0408 | 0.0691 | 0 | 0 | 0.7818 | 0.33148
5560 | 1 | 0.00015381 | 0 | 0.0018247 | 0.00022322 | 0.00011416 | 0.17 | 0.0338 | 0.0613 | 0 | 0 | 0.47341 | 0.45622
5561 | 1 | 0.00016076 | 0 | 0.0010568 | 0.00016448 | 0.00011416 | 0.1 | 0.0289 | 0.0522 | 0 | 0 | 0.13651 | 0.26438
5562 | 1 | 0.00015622 | 0 | 0 | 0.00011748 | 0.00011416 | 0.02 | 0.0261 | 0.0378 | 0 | 0 | 0.0023399 | 0.073766
5563 | 1 | 0.00014613 | 0 | 0 | 8.8113e-05 | 0.00011416 | 0.01 | 0.0288 | 0.0241 | 0 | 0 | 0.040754 | 0
5564 | 1 | 0.00013963 | 0 | 0 | 5.8742e-05 | 0.00011416 | 0 | 0.0361 | 0.0221 | 0 | 0 | 0.29439 | 0
5565 | 1 | 0.0001421 | 0 | 0 | 3.7595e-05 | 0.00011416 | 0 | 0.0455 | 0.0342 | 0 | 0 | 0.34057 | 0
5566 | 1 | 0.00012176 | 0 | 0 | 2.3497e-05 | 0.00011416 | 0 | 0.0557 | 0.0507 | 0 | 0 | 0.18518 | 0
5567 | 1 | 0.00010254 | 0 | 0 | 9.3987e-06 | 0.00011416 | 0 | 0.0626 | 0.0648 | 0 | 0 | 0.04689 | 0
5568 | 1 | 7.5852e-05 | 0 | 0 | 5.8742e-06 | 0.00011416 | 0 | 0.0642 | 0.0767 | 0 | 0 | 0.0013373 | 0
5569 | 1 | 6.0024e-05 | 1.8264e-06 | 0 | 2.3497e-06 | 0.00011416 | 0 | 0.0614 | 0.0829 | 0 | 0 | 0.15763 | 0
5570 | 1 | 5.1441e-05 | 9.9805e-06 | 0 | 1.1748e-06 | 0.00011416 | 0 | 0.0555 | 0.0831 | 0 | 0 | 0.61627 | 0
5571 | 1 | 4.7084e-05 | 1.6124e-05 | 0 | 1.4098e-05 | 0.00011416 | 0 | 0.0506 | 0.0824 | 0 | 0 | 0.80203 | 0
5572 | 1 | 4.6293e-05 | 1.9924e-05 | 0 | 3.7595e-05 | 0.00011416 | 0 | 0.0454 | 0.0798 | 0 | 0 | 0.48536 | 0
5573 | 1 | 5.4533e-05 | 2.2784e-05 | 0 | 9.3987e-05 | 0.00011416 | 0 | 0.0427 | 0.0766 | 0 | 0 | 0.13991 | 0
5574 | 1 | 7.7578e-05 | 1.7341e-06 | 0 | 0.0001821 | 0.00011416 | 0.01 | 0.0429 | 0.0768 | 0 | 0 | 0.0023692 | 0
5575 | 1 | 0.00011226 | 0 | 0 | 0.0001586 | 0.00011416 | 0.09 | 0.0328 | 0.0698 | 0 | 0 | 0.04228 | 0.05499
5576 | 1 | 0.00014657 | 0 | 0 | 0.00014685 | 0.00011416 | 0.29 | 0.0316 | 0.0667 | 0 | 0 | 0.30296 | 0.24696
5577 | 1 | 0.00016412 | 0 | 0 | 0.00016448 | 0.00011416 | 0.47 | 0.0473 | 0.0835 | 0 | 0 | 0.34926 | 0.46381
5578 | 1 | 0.00016532 | 0 | 0.00075574 | 0.00018797 | 0.00011416 | 0.61 | 0.0568 | 0.0929 | 0 | 0 | 0.18935 | 0.65463
5579 | 1 | 0.00015938 | 0 | 0.0019829 | 0.00020677 | 0.00011416 | 0.64 | 0.0575 | 0.0913 | 0 | 0 | 0.047668 | 0.86221
5580 | 1 | 0.0001502 | 0 | 0.0029013 | 0.00018797 | 0.00011416 | 0.72 | 0.0531 | 0.0803 | 0 | 0 | 0.0013373 | 0.56557
5581 | 1 | 0.00014507 | 0 | 0.0035673 | 0.00019032 | 0.00011416 | 0.7 | 0.046 | 0.0658 | 0 | 0 | 0.15342 | 0.1504
5582 | 1 | 0.00013951 | 0 | 0.0039749 | 0.00021382 | 0.00011416 | 0.56 | 0.0377 | 0.0519 | 0 | 0 | 0.60096 | 0.070791
5583 | 1 | 0.00013531 | 0 | 0.0040539 | 0.00022322 | 0.00011416 | 0.57 | 0.0313 | 0.0428 | 0 | 0 | 0.7818 | 0.33047
5584 | 1 | 0.0001346 | 0 | 0.0037939 | 0.00022322 | 0.00011416 | 0.41 | 0.0294 | 0.0413 | 0 | 0 | 0.47341 | 0.027946
5585 | 1 | 0.00014016 | 0 | 0.0031157 | 0.00016448 | 0.00011416 | 0.27 | 0.0302 | 0.0424 | 0 | 0 | 0.13651 | 0.040081
5586 | 1 | 0.00014089 | 0 | 0.0012454 | 0.00011748 | 0.00011416 | 0.09 | 0.0358 | 0.0485 | 0 | 0 | 0.0023399 | 0.055781
5587 | 1 | 0.00013819 | 0 | 0 | 8.8113e-05 | 0.00011416 | 0.01 | 0.0559 | 0.078 | 0 | 0 | 0.040754 | 0
5588 | 1 | 0.00012915 | 0 | 0 | 5.8742e-05 | 0.00011416 | 0 | 0.0911 | 0.1401 | 0 | 0 | 0.29439 | 0
5589 | 1 | 0.0001301 | 0 | 0 | 3.7595e-05 | 0.00011416 | 0 | 0.1312 | 0.2172 | 0 | 0 | 0.34057 | 0
5590 | 1 | 0.00011362 | 0 | 0 | 2.3497e-05 | 0.00011416 | 0 | 0.1648 | 0.275 | 0 | 0 | 0.18518 | 0
5591 | 1 | 9.7286e-05 | 0 | 0 | 9.3987e-06 | 0.00011416 | 0 | 0.1847 | 0.2936 | 0 | 0 | 0.04689 | 0
5592 | 1 | 7.6314e-05 | 0 | 0 | 5.8742e-06 | 0.00011416 | 0 | 0.1858 | 0.2803 | 0 | 0 | 0.0013373 | 0
5593 | 1 | 5.9193e-05 | 0 | 0 | 2.3497e-06 | 0.00011416 | 0 | 0.175 | 0.2549 | 0 | 0 | 0.14524 | 0
5594 | 1 | 4.8833e-05 | 0 | 0 | 1.1748e-06 | 0.00011416 | 0 | 0.1601 | 0.23 | 0 | 0 | 0.57111 | 0
5595 | 1 | 4.3159e-05 | 4.9441e-06 | 0 | 1.4098e-05 | 0.00011416 | 0 | 0.1471 | 0.2069 | 0 | 0 | 0.74237 | 0
5596 | 1 | 3.971e-05 | 1.3928e-05 | 0 | 3.7595e-05 | 0.00011416 | 0 | 0.1366 | 0.1865 | 0 | 0 | 0.45011 | 0
5597 | 1 | 3.9935e-05 | 2.2138e-05 | 0 | 9.3987e-05 | 0.00011416 | 0 | 0.128 | 0.1718 | 0 | 0 | 0.12988 | 0
5598 | 1 | 4.4861e-05 | 5.4238e-06 | 0 | 0.0001821 | 0.00011416 | 0.01 | 0.1099 | 0.1573 | 0 | 0 | 0.0022822 | 0
5599 | 1 | 5.7646e-05 | 0 | 0 | 0.0001586 | 0.00011416 | 0.09 | 0.0686 | 0.1199 | 0 | 0 | 0.037814 | 0.04651
5600 | 1 | 7.9112e-05 | 0 | 0 | 0.00014685 | 0.00011416 | 0.29 | 0.0489 | 0.0968 | 0 | 0 | 0.27775 | 0.13798
5601 | 1 | 0.00010007 | 0 | 0 | 0.00016448 | 0.00011416 | 0.48 | 0.0582 | 0.1039 | 0 | 0 | 0.32361 | 0.4803
5602 | 1 | 9.7886e-05 | 0 | 0.0015465 | 0.00018797 | 0.00011416 | 0.61 | 0.0925 | 0.1376 | 0 | 0 | 0.17704 | 0.46513
5603 | 1 | 8.6687e-05 | 0 | 0.0032647 | 0.00020677 | 0.00011416 | 0.71 | 0.1287 | 0.1858 | 0 | 0 | 0.04536 | 0.31635
5604 | 1 | 7.7748e-05 | 0 | 0.0041056 | 0.00018797 | 0.00011416 | 0.74 | 0.1445 | 0.2159 | 0 | 0 | 0.0013373 | 0.32665
5605 | 1 | 6.9636e-05 | 0 | 0.0045284 | 0.00019032 | 0.00011416 | 0.75 | 0.1398 | 0.2156 | 0 | 0 | 0.12975 | 0.78937
5606 | 1 | 6.4412e-05 | 0 | 0.0046394 | 0.00021382 | 0.00011416 | 0.72 | 0.1304 | 0.2027 | 0 | 0 | 0.51439 | 0.7652
5607 | 1 | 6.23e-05 | 0 | 0.0044128 | 0.00022322 | 0.00011416 | 0.61 | 0.1257 | 0.1991 | 0 | 0 | 0.66754 | 0.58969
5608 | 1 | 6.8503e-05 | 0 | 0.0037635 | 0.00022322 | 0.00011416 | 0.45 | 0.1299 | 0.2099 | 0 | 0 | 0.40584 | 0.24377
5609 | 1 | 8.1947e-05 | 0 | 0.0025348 | 0.00016448 | 0.00011416 | 0.27 | 0.1427 | 0.2338 | 0 | 0 | 0.11725 | 0.19847
5610 | 1 | 9.9904e-05 | 0 | 0.00019464 | 0.00011748 | 0.00011416 | 0.08 | 0.1817 | 0.2792 | 0 | 0 | 0.0021695 | 0.063592
5611 | 1 | 9.7416e-05 | 0 | 0 | 8.8113e-05 | 0.00011416 | 0.01 | 0.2586 | 0.3493 | 0 | 0 | 0.032364 | 0
5612 | 1 | 9.4199e-05 | 0 | 0 | 5.8742e-05 | 0.00011416 | 0 | 0.3334 | 0.4129 | 0 | 0 | 0.24637 | 0
5613 | 1 | 0.00010253 | 0 | 0 | 3.7595e-05 | 0.00011416 | 0 | 0.361 | 0.4448 | 0 | 0 | 0.2914 | 0
5614 | 1 | 9.3588e-05 | 0 | 0 | 2.3497e-05 | 0.00011416 | 0 | 0.3643 | 0.4599 | 0 | 0 | 0.16147 | 0
5615 | 1 | 7.7885e-05 | 0 | 0 | 9.3987e-06 | 0.00011416 | 0 | 0.3576 | 0.4653 | 0 | 0 | 0.0424 | 0
5616 | 1 | 6.5972e-05 | 0 | 0 | 5.8742e-06 | 0.00011416 | 0 | 0.3457 | 0.4644 | 0 | 0 | 0.0013373 | 0
5617 | 1 | 5.1274e-05 | 0 | 0 | 2.3497e-06 | 0.00011416 | 0 | 0.3353 | 0.4525 | 0 | 0 | 0.11199 | 0
5618 | 1 | 4.1553e-05 | 7.3608e-06 | 0 | 1.1748e-06 | 0.00011416 | 0 | 0.3292 | 0.444 | 0 | 0 | 0.44895 | 0
5619 | 1 | 3.5788e-05 | 1.8282e-05 | 0 | 1.4098e-05 | 0.00011416 | 0 | 0.3364 | 0.4637 | 0 | 0 | 0.58129 | 0
5620 | 1 | 3.196e-05 | 2.8355e-05 | 0 | 3.7595e-05 | 0.00011416 | 0 | 0.337 | 0.4729 | 0 | 0 | 0.3547 | 0
5621 | 1 | 3.0746e-05 | 3.7228e-05 | 0 | 9.3987e-05 | 0.00011416 | 0 | 0.3387 | 0.4853 | 0 | 0 | 0.10266 | 0
5622 | 1 | 2.9009e-05 | 3.0366e-05 | 0 | 0.0001821 | 0.00011416 | 0.01 | 0.3232 | 0.507 | 0 | 0 | 0.0020339 | 0
5623 | 1 | 3.5196e-05 | 3.0624e-06 | 0 | 0.0001586 | 0.00011416 | 0.09 | 0.2957 | 0.5359 | 0 | 0 | 0.026323 | 0.029907
5624 | 1 | 4.8895e-05 | 0 | 0 | 0.00014685 | 0.00011416 | 0.28 | 0.3112 | 0.5247 | 0 | 0 | 0.21058 | 0.2365
5625 | 1 | 6.2725e-05 | 0 | 0 | 0.00016448 | 0.00011416 | 0.47 | 0.3987 | 0.5599 | 0 | 0 | 0.25424 | 0.45453
5626 | 1 | 7.0159e-05 | 0 | 0.00033453 | 0.00018797 | 0.00011416 | 0.63 | 0.5038 | 0.6487 | 0 | 0 | 0.14333 | 0.60743
5627 | 1 | 6.1468e-05 | 0 | 0.0023022 | 0.00020677 | 0.00011416 | 0.73 | 0.5768 | 0.7122 | 0 | 0 | 0.038885 | 0.80303
5628 | 1 | 5.7062e-05 | 0 | 0.0035202 | 0.00018797 | 0.00011416 | 0.79 | 0.6115 | 0.7545 | 0 | 0 | 0.0013373 | 0.87736
5629 | 1 | 5.0797e-05 | 0 | 0.0041467 | 0.00019032 | 0.00011416 | 0.75 | 0.6151 | 0.7771 | 0 | 0 | 0.092915 | 0.87731
5630 | 1 | 4.7012e-05 | 0 | 0.0043185 | 0.00021382 | 0.00011416 | 0.68 | 0.594 | 0.7801 | 0 | 0 | 0.37805 | 0.84795
5631 | 1 | 4.9949e-05 | 0 | 0.0039749 | 0.00022322 | 0.00011416 | 0.36 | 0.5508 | 0.7632 | 0 | 0 | 0.48802 | 0.62147
5632 | 1 | 6.4069e-05 | 0 | 0.0028222 | 0.00022322 | 0.00011416 | 0.08 | 0.4863 | 0.729 | 0 | 0 | 0.29924 | 0.33572
5633 | 1 | 9.4925e-05 | 0 | 0.00075118 | 0.00016448 | 0.00011416 | 0.03 | 0.4463 | 0.6972 | 0 | 0 | 0.086816 | 0.0023957
5634 | 1 | 0.0001064 | 0 | 0 | 0.00011748 | 0.00011416 | 0.01 | 0.4323 | 0.6546 | 0 | 0 | 0.0018789 | 0
5635 | 1 | 0.00010808 | 0 | 0 | 8.8113e-05 | 0.00011416 | 0 | 0.4086 | 0.536 | 0 | 0 | 0.020128 | 0
5636 | 1 | 0.00011258 | 0 | 0 | 5.8742e-05 | 0.00011416 | 0 | 0.3639 | 0.3475 | 0 | 0 | 0.17244 | 0
5637 | 1 | 0.00011516 | 0 | 0 | 3.7595e-05 | 0.00011416 | 0 | 0.3399 | 0.2574 | 0 | 0 | 0.214 | 0
5638 | 1 | 0.00010073 | 0 | 0 | 2.3497e-05 | 0.00011416 | 0 | 0.2871 | 0.192 | 0 | 0 | 0.12342 | 0
5639 | 1 | 8.1651e-05 | 0 | 0 | 9.3987e-06 | 0.00011416 | 0 | 0.2504 | 0.1469 | 0 | 0 | 0.03493 | 0
5640 | 1 | 6.45e-05 | 0 | 0 | 5.8742e-06 | 0.00011416 | 0 | 0.2187 | 0.0942 | 0 | 0 | 0.0013373 | 0
5641 | 1 | 5.4109e-05 | 2.1584e-06 | 0 | 2.3497e-06 | 0.00011416 | 0 | 0.199 | 0.0965 | 0 | 0 | 0.071033 | 0
5642 | 1 | 4.9084e-05 | 9.8698e-06 | 0 | 1.1748e-06 | 0.00011416 | 0 | 0.1683 | 0.1041 | 0 | 0 | 0.29571 | 0
5643 | 1 | 4.686e-05 | 1.8522e-05 | 0 | 1.4098e-05 | 0.00011416 | 0 | 0.1436 | 0.1149 | 0 | 0 | 0.37996 | 0
5644 | 1 | 4.699e-05 | 2.8927e-05 | 0 | 3.7595e-05 | 0.00011416 | 0 | 0.1172 | 0.1057 | 0 | 0 | 0.23473 | 0
5645 | 1 | 5.5002e-05 | 3.8428e-05 | 0 | 9.3987e-05 | 0.00011416 | 0 | 0.1038 | 0.0872 | 0 | 0 | 0.068347 | 0
5646 | 1 | 8.13e-05 | 2.1584e-05 | 0 | 0.0001821 | 0.00011416 | 0 | 0.0863 | 0.063 | 0 | 0 | 0.0016847 | 0
5647 | 1 | 0.000122 | 3.3207e-06 | 0 | 0.0001586 | 0.00011416 | 0.06 | 0.0642 | 0.0463 | 0 | 0 | 0.013496 | 0
5648 | 1 | 0.00015694 | 0 | 0 | 0.00014685 | 0.00011416 | 0.14 | 0.0611 | 0.0518 | 0 | 0 | 0.12916 | 0
5649 | 1 | 0.00017258 | 0 | 0 | 0.00016448 | 0.00011416 | 0.26 | 0.0808 | 0.0637 | 0 | 0 | 0.16727 | 0.17833
5650 | 1 | 0.00017687 | 0 | 0 | 0.00018797 | 0.00011416 | 0.35 | 0.1085 | 0.0914 | 0 | 0 | 0.099862 | 0.23593
5651 | 1 | 0.0001816 | 0 | 0 | 0.00020677 | 0.00011416 | 0.42 | 0.132 | 0.132 | 0 | 0 | 0.030087 | 0.34893
5652 | 1 | 0.00018191 | 0 | 0 | 0.00018797 | 0.00011416 | 0.46 | 0.1434 | 0.1437 | 0 | 0 | 0.0013373 | 0.33578
5653 | 1 | 0.00018574 | 0 | 0 | 0.00019032 | 0.00011416 | 0.43 | 0.1641 | 0.1426 | 0 | 0 | 0.052888 | 0.27444
5654 | 1 | 0.00018418 | 0 | 0 | 0.00021382 | 0.00011416 | 0.46 | 0.193 | 0.168 | 0 | 0 | 0.22628 | 0.27126
5655 | 1 | 0.00018122 | 0 | 0 | 0.00022322 | 0.00011416 | 0.36 | 0.2119 | 0.1762 | 0 | 0 | 0.28916 | 0.2212
5656 | 1 | 0.00017995 | 0 | 0 | 0.00022322 | 0.00011416 | 0.25 | 0.2293 | 0.1809 | 0 | 0 | 0.18023 | 0.17646
5657 | 1 | 0.00018061 | 0 | 0 | 0.00016448 | 0.00011416 | 0.16 | 0.2389 | 0.1957 | 0 | 0 | 0.052702 | 0.10046
5658 | 1 | 0.00016465 | 0 | 0 | 0.00011748 | 0.00011416 | 0.05 | 0.2734 | 0.2624 | 0 | 0 | 0.0015043 | 0.035813
5659 | 1 | 0.00015227 | 0 | 0 | 8.8113e-05 | 0.00011416 | 0.01 | 0.3144 | 0.3327 | 0 | 0 | 0.0085089 | 0
5660 | 1 | 0.00014656 | 0 | 0 | 5.8742e-05 | 0.00011416 | 0 | 0.3385 | 0.3625 | 0 | 0 | 0.0938 | 0
5661 | 1 | 0.00014717 | 0 | 0 | 3.7595e-05 | 0.00011416 | 0 | 0.382 | 0.3914 | 0 | 0 | 0.12789 | 0
5662 | 1 | 0.00012489 | 0 | 0 | 2.3497e-05 | 0.00011416 | 0 | 0.412 | 0.4083 | 0 | 0 | 0.079513 | 0
5663 | 1 | 0.00010407 | 0 | 0 | 9.3987e-06 | 0.00011416 | 0 | 0.4067 | 0.3793 | 0 | 0 | 0.025714 | 0
5664 | 1 | 7.5477e-05 | 4.0402e-06 | 0 | 5.8742e-06 | 0.00011416 | 0 | 0.38 | 0.3428 | 0 | 0 | 0.0013373 | 0
5665 | 1 | 6.0984e-05 | 5.8296e-06 | 0 | 2.3497e-06 | 0.00011416 | 0 | 0.3786 | 0.4127 | 0 | 0 | 0.036507 | 0
5666 | 1 | 5.3425e-05 | 7.1948e-06 | 0 | 1.1748e-06 | 0.00011416 | 0 | 0.3941 | 0.5698 | 0 | 0 | 0.16225 | 0
5667 | 1 | 5.0646e-05 | 8.3017e-06 | 0 | 1.4098e-05 | 0.00011416 | 0 | 0.432 | 0.6247 | 0 | 0 | 0.20577 | 0
5668 | 1 | 5.1229e-05 | 1.1475e-05 | 0 | 3.7595e-05 | 0.00011416 | 0 | 0.4663 | 0.6619 | 0 | 0 | 0.12983 | 0
5669 | 1 | 5.9775e-05 | 1.6456e-05 | 0 | 9.3987e-05 | 0.00011416 | 0 | 0.4509 | 0.6962 | 0 | 0 | 0.038187 | 0
5670 | 1 | 8.6994e-05 | 1.5367e-05 | 0 | 0.0001821 | 0.00011416 | 0 | 0.4307 | 0.6868 | 0 | 0 | 0.0013174 | 0
5671 | 1 | 0.00012625 | 5.1655e-06 | 0 | 0.0001586 | 0.00011416 | 0.05 | 0.4791 | 0.6991 | 0 | 0 | 0.0045725 | 0.099105
5672 | 1 | 0.00015806 | 0 | 0 | 0.00014685 | 0.00011416 | 0.19 | 0.6087 | 0.7449 | 0 | 0 | 0.062499 | 0.11465
5673 | 1 | 0.00017182 | 0 | 0 | 0.00016448 | 0.00011416 | 0.09 | 0.6611 | 0.7666 | 0 | 0 | 0.091599 | 0
5674 | 1 | 0.0001758 | 0 | 0 | 0.00018797 | 0.00011416 | 0.14 | 0.6571 | 0.7497 | 0 | 0 | 0.060161 | 0.2953
5675 | 1 | 0.00017584 | 0 | 0 | 0.00020677 | 0.00011416 | 0.13 | 0.633 | 0.7266 | 0 | 0 | 0.021325 | 0.23193
5676 | 1 | 0.0001695 | 0 | 0 | 0.00018797 | 0.00011416 | 0.53 | 0.6012 | 0.7192 | 0 | 0 | 0.0013373 | 0
5677 | 1 | 0.00016874 | 0 | 0 | 0.00019032 | 0.00011416 | 0.6 | 0.5692 | 0.7189 | 0 | 0 | 0.023914 | 0.055101
5678 | 1 | 0.000165 | 0 | 0 | 0.00021382 | 0.00011416 | 0.44 | 0.5219 | 0.6822 | 0 | 0 | 0.11161 | 0.77284
5679 | 1 | 0.00016445 | 0 | 0 | 0.00022322 | 0.00011416 | 0.29 | 0.4586 | 0.6166 | 0 | 0 | 0.14018 | 0.015823
5680 | 1 | 0.00016648 | 0 | 0 | 0.00022322 | 0.00011416 | 0.19 | 0.3916 | 0.5483 | 0 | 0 | 0.089831 | 0
5681 | 1 | 0.00016899 | 0 | 0 | 0.00016448 | 0.00011416 | 0.09 | 0.3425 | 0.4632 | 0 | 0 | 0.026617 | 0
5682 | 1 | 0.00015437 | 1.4943e-06 | 0 | 0.00011748 | 0.00011416 | 0 | 0.347 | 0.5005 | 0 | 0 | 0.0011466 | 0
5683 | 1 | 0.00014465 | 1.2489e-05 | 0 | 8.8113e-05 | 0.00011416 | 0 | 0.393 | 0.6224 | 0 | 0 | 0.0020875 | 0
5684 | 1 | 0.00014327 | 1.5995e-05 | 0 | 5.8742e-05 | 0.00011416 | 0 | 0.4625 | 0.7301 | 0 | 0 | 0.039075 | 0
5685 | 1 | 0.00013974 | 1.2988e-05 | 0 | 3.7595e-05 | 0.00011416 | 0 | 0.5604 | 0.7925 | 0 | 0 | 0.062917 | 0
5686 | 1 | 0.00011812 | 7.4531e-06 | 0 | 2.3497e-05 | 0.00011416 | 0 | 0.5887 | 0.7931 | 0 | 0 | 0.044234 | 0
5687 | 1 | 9.8081e-05 | 9.7775e-07 | 0 | 9.3987e-06 | 0.00011416 | 0 | 0.6055 | 0.8086 | 0 | 0 | 0.017467 | 0
5688 | 1 | 8.016e-05 | 0 | 0 | 5.8742e-06 | 0.00011416 | 0 | 0.5816 | 0.8005 | 0 | 0 | 0.0013373 | 0
5689 | 1 | 6.4777e-05 | 0 | 0 | 2.3497e-06 | 0.00011416 | 0 | 0.5549 | 0.7916 | 0 | 0 | 0.016421 | 0
5690 | 1 | 5.7579e-05 | 0 | 0 | 1.1748e-06 | 0.00011416 | 0 | 0.5262 | 0.7617 | 0 | 0 | 0.080465 | 0
5691 | 1 | 5.429e-05 | 3.6896e-08 | 0 | 1.4098e-05 | 0.00011416 | 0 | 0.4756 | 0.7209 | 0 | 0 | 0.10011 | 0
5692 | 1 | 5.4701e-05 | 2.1584e-06 | 0 | 3.7595e-05 | 0.00011416 | 0 | 0.4245 | 0.6485 | 0 | 0 | 0.065138 | 0
5693 | 1 | 6.339e-05 | 5.5898e-06 | 0 | 9.3987e-05 | 0.00011416 | 0 | 0.3838 | 0.5774 | 0 | 0 | 0.019439 | 0
5694 | 1 | 9.1069e-05 | 3.9664e-06 | 0 | 0.0001821 | 0.00011416 | 0 | 0.3495 | 0.5442 | 0 | 0 | 0.0010245 | 0
5695 | 1 | 0.0001307 | 0 | 0 | 0.0001586 | 0.00011416 | 0.08 | 0.3478 | 0.5874 | 0 | 0 | 0.00094438 | 0.0016491
5696 | 1 | 0.00016443 | 0 | 0 | 0.00014685 | 0.00011416 | 0.27 | 0.4501 | 0.6811 | 0 | 0 | 0.02557 | 0.08083
5697 | 1 | 0.00017869 | 0 | 0 | 0.00016448 | 0.00011416 | 0.38 | 0.5662 | 0.7601 | 0 | 0 | 0.045297 | 0.29355
5698 | 1 | 0.00018291 | 0 | 0 | 0.00018797 | 0.00011416 | 0.5 | 0.6313 | 0.8003 | 0 | 0 | 0.034002 | 0.007176
5699 | 1 | 0.00018356 | 0 | 0.00021136 | 0.00020677 | 0.00011416 | 0.27 | 0.6645 | 0.8209 | 0 | 0 | 0.014811 | 0.30553
5700 | 1 | 0.00017089 | 0 | 0.0013381 | 0.00018797 | 0.00011416 | 0.66 | 0.669 | 0.8284 | 0 | 0 | 0.0013373 | 0.54859
5701 | 1 | 0.00017042 | 0 | 0.001732 | 0.00019032 | 0.00011416 | 0.51 | 0.6528 | 0.8167 | 0 | 0 | 0.011404 | 0.56139
5702 | 1 | 0.00017316 | 0 | 0.0017578 | 0.00021382 | 0.00011416 | 0.27 | 0.6106 | 0.7813 | 0 | 0 | 0.058901 | 0.056349
5703 | 1 | 0.00017447 | 0 | 0.0017213 | 0.00022322 | 0.00011416 | 0.61 | 0.5366 | 0.6952 | 0 | 0 | 0.072546 | 0.3155
5704 | 1 | 0.00017732 | 0 | 0.0013077 | 0.00022322 | 0.00011416 | 0.47 | 0.4284 | 0.5677 | 0 | 0 | 0.047973 | 0.0096386
5705 | 1 | 0.00018503 | 0 | 0.00027827 | 0.00016448 | 0.00011416 | 0.13 | 0.3381 | 0.4687 | 0 | 0 | 0.014425 | 0.084831
5706 | 1 | 0.00016894 | 0 | 0 | 0.00011748 | 0.00011416 | 0.06 | 0.3254 | 0.4417 | 0 | 0 | 0.00092699 | 0.0016937
5707 | 1 | 0.00015786 | 0 | 0 | 8.8113e-05 | 0.00011416 | 0 | 0.3405 | 0.475 | 0 | 0 | 0.00038361 | 0
5708 | 1 | 0.00015832 | 0 | 0 | 5.8742e-05 | 0.00011416 | 0 | 0.3318 | 0.5241 | 0 | 0 | 0.01683 | 0
5709 | 1 | 0.00015567 | 0 | 0 | 3.7595e-05 | 0.00011416 | 0 | 0.3014 | 0.471 | 0 | 0 | 0.033108 | 0
5710 | 1 | 0.00013331 | 0 | 0 | 2.3497e-05 | 0.00011416 | 0 | 0.2955 | 0.4678 | 0 | 0 | 0.026602 | 0
5711 | 1 | 0.00011019 | 0 | 0 | 9.3987e-06 | 0.00011416 | 0 | 0.3245 | 0.4869 | 0 | 0 | 0.01276 | 0
5712 | 1 | 8.215e-05 | 0 | 0 | 5.8742e-06 | 0.00011416 | 0 | 0.3148 | 0.5159 | 0 | 0 | 0.0013373 | 0
5713 | 1 | 6.6373e-05 | 0 | 0 | 2.3497e-06 | 0.00011416 | 0 | 0.2984 | 0.4898 | 0 | 0 | 0.0093331 | 0
5714 | 1 | 5.8891e-05 | 0 | 0 | 1.1748e-06 | 0.00011416 | 0 | 0.2854 | 0.4422 | 0 | 0 | 0.04974 | 0
5715 | 1 | 5.5711e-05 | 0 | 0 | 1.4098e-05 | 0.00011416 | 0 | 0.264 | 0.4057 | 0 | 0 | 0.0609 | 0
5716 | 1 | 5.5496e-05 | 0 | 0 | 3.7595e-05 | 0.00011416 | 0 | 0.2562 | 0.3968 | 0 | 0 | 0.040656 | 0
5717 | 1 | 6.3723e-05 | 0 | 0 | 9.3987e-05 | 0.00011416 | 0 | 0.2563 | 0.4472 | 0 | 0 | 0.012279 | 0
5718 | 1 | 8.9373e-05 | 0 | 0 | 0.0001821 | 0.00011416 | 0 | 0.2499 | 0.4971 | 0 | 0 | 0.00088065 | 0
5719 | 1 | 0.00012857 | 0 | 0 | 0.0001586 | 0.00011416 | 0.05 | 0.2559 | 0.5051 | 0 | 0 | 0.0002153 | 0
5720 | 1 | 0.00016089 | 0 | 0 | 0.00014685 | 0.00011416 | 0.03 | 0.2708 | 0.5124 | 0 | 0 | 0.013328 | 0.00975
5721 | 1 | 0.00017872 | 0 | 0 | 0.00016448 | 0.00011416 | 0.05 | 0.329 | 0.5274 | 0 | 0 | 0.027934 | 0
5722 | 1 | 0.00018521 | 0 | 0 | 0.00018797 | 0.00011416 | 0.04 | 0.4236 | 0.569 | 0 | 0 | 0.023343 | 0
5723 | 1 | 0.00019045 | 0 | 0 | 0.00020677 | 0.00011416 | 0.05 | 0.4899 | 0.6484 | 0 | 0 | 0.01181 | 0
5724 | 1 | 0.00018792 | 0 | 0 | 0.00018797 | 0.00011416 | 0.07 | 0.5245 | 0.6918 | 0 | 0 | 0.0013373 | 0
5725 | 1 | 0.00018872 | 0 | 0 | 0.00019032 | 0.00011416 | 0.07 | 0.5101 | 0.6754 | 0 | 0 | 0.0093331 | 0
5726 | 1 | 0.00018705 | 5.7189e-07 | 0 | 0.00021382 | 0.00011416 | 0.06 | 0.4819 | 0.6519 | 0 | 0 | 0.04974 | 0
5727 | 1 | 0.00018355 | 3.5236e-06 | 0 | 0.00022322 | 0.00011416 | 0.08 | 0.4363 | 0.614 | 0 | 0 | 0.0609 | 0
5728 | 1 | 0.00017964 | 8.56e-06 | 0 | 0.00022322 | 0.00011416 | 0.05 | 0.3697 | 0.5651 | 0 | 0 | 0.040656 | 0
5729 | 1 | 0.00017569 | 1.4925e-05 | 0 | 0.00016448 | 0.00011416 | 0.07 | 0.3112 | 0.5154 | 0 | 0 | 0.012279 | 0
5730 | 1 | 0.000159 | 2.2415e-05 | 0 | 0.00011748 | 0.00011416 | 0.02 | 0.2748 | 0.4662 | 0 | 0 | 0.00088065 | 0
5731 | 1 | 0.00014847 | 2.9923e-05 | 0 | 8.8113e-05 | 0.00011416 | 0 | 0.2415 | 0.4182 | 0 | 0 | 0.0002153 | 0
5732 | 1 | 0.00014563 | 3.4406e-05 | 0 | 5.8742e-05 | 0.00011416 | 0 | 0.2178 | 0.378 | 0 | 0 | 0.013328 | 0
5733 | 1 | 0.00014058 | 3.8022e-05 | 0 | 3.7595e-05 | 0.00011416 | 0 | 0.2107 | 0.3555 | 0 | 0 | 0.027934 | 0
5734 | 1 | 0.00011506 | 4.1656e-05 | 0 | 2.3497e-05 | 0.00011416 | 0 | 0.2106 | 0.3564 | 0 | 0 | 0.023343 | 0
5735 | 1 | 9.3828e-05 | 4.4017e-05 | 0 | 9.3987e-06 | 0.00011416 | 0 | 0.2164 | 0.3594 | 0 | 0 | 0.01181 | 0
5736 | 1 | 7.4897e-05 | 4.7984e-05 | 0 | 5.8742e-06 | 0.00011416 | 0 | 0.2177 | 0.3449 | 0 | 0 | 0.0013373 | 0
5737 | 1 | 5.8952e-05 | 5.219e-05 | 0 | 2.3497e-06 | 0.00011416 | 0 | 0.2142 | 0.3282 | 0 | 0 | 0.012157 | 0
5738 | 1 | 5.0954e-05 | 5.5953e-05 | 0 | 1.1748e-06 | 0.00011416 | 0 | 0.2079 | 0.303 | 0 | 0 | 0.062188 | 0
5739 | 1 | 4.7258e-05 | 5.8721e-05 | 0 | 1.4098e-05 | 0.00011416 | 0 | 0.2027 | 0.2803 | 0 | 0 | 0.076735 | 0
5740 | 1 | 4.7299e-05 | 6.2447e-05 | 0 | 3.7595e-05 | 0.00011416 | 0 | 0.1905 | 0.2415 | 0 | 0 | 0.050594 | 0
5741 | 1 | 5.5719e-05 | 6.7188e-05 | 0 | 9.3987e-05 | 0.00011416 | 0 | 0.174 | 0.2011 | 0 | 0 | 0.015193 | 0
5742 | 1 | 8.2216e-05 | 5.2688e-05 | 0 | 0.0001821 | 0.00011416 | 0 | 0.1492 | 0.1664 | 0 | 0 | 0.00094279 | 0
5743 | 1 | 0.00012141 | 2.9296e-05 | 0 | 0.0001586 | 0.00011416 | 0.06 | 0.1004 | 0.1288 | 0 | 0 | 0.00045479 | 0.010263
5744 | 1 | 0.0001571 | 0 | 0 | 0.00014685 | 0.00011416 | 0.27 | 0.0978 | 0.1219 | 0 | 0 | 0.01812 | 0.020949
5745 | 1 | 0.00017135 | 0 | 0 | 0.00016448 | 0.00011416 | 0.44 | 0.1029 | 0.1338 | 0 | 0 | 0.034965 | 0.12146
5746 | 1 | 0.00017406 | 0 | 0 | 0.00018797 | 0.00011416 | 0.51 | 0.1122 | 0.1515 | 0 | 0 | 0.027752 | 0.38816
5747 | 1 | 0.00017547 | 0 | 0 | 0.00020677 | 0.00011416 | 0.56 | 0.1234 | 0.1781 | 0 | 0 | 0.013088 | 0.095528
5748 | 1 | 0.0001694 | 0 | 0 | 0.00018797 | 0.00011416 | 0.69 | 0.1354 | 0.2084 | 0 | 0 | 0.0013373 | 0
5749 | 1 | 0.00016849 | 0 | 0 | 0.00019032 | 0.00011416 | 0.74 | 0.1464 | 0.2385 | 0 | 0 | 0.017378 | 0
5750 | 1 | 0.00016605 | 0 | 0 | 0.00021382 | 0.00011416 | 0.67 | 0.157 | 0.2632 | 0 | 0 | 0.084504 | 0.0015043
5751 | 1 | 0.0001615 | 0 | 0 | 0.00022322 | 0.00011416 | 0.46 | 0.1614 | 0.2726 | 0 | 0 | 0.10529 | 0
5752 | 1 | 0.0001576 | 0 | 0 | 0.00022322 | 0.00011416 | 0.27 | 0.1586 | 0.2714 | 0 | 0 | 0.068347 | 0.16476
5753 | 1 | 0.00015849 | 0 | 0 | 0.00016448 | 0.00011416 | 0.25 | 0.1439 | 0.2529 | 0 | 0 | 0.020374 | 0.080128
5754 | 1 | 0.00014781 | 0 | 0 | 0.00011748 | 0.00011416 | 0.06 | 0.1213 | 0.227 | 0 | 0 | 0.0010414 | 0.052706
5755 | 1 | 0.0001363 | 3.6896e-06 | 0 | 8.8113e-05 | 0.00011416 | 0 | 0.1095 | 0.2127 | 0 | 0 | 0.0010722 | 0
5756 | 1 | 0.00013067 | 1.629e-05 | 0 | 5.8742e-05 | 0.00011416 | 0 | 0.0921 | 0.1965 | 0 | 0 | 0.02727 | 0
5757 | 1 | 0.00013179 | 2.0588e-05 | 0 | 3.7595e-05 | 0.00011416 | 0 | 0.0795 | 0.1925 | 0 | 0 | 0.047581 | 0
5758 | 1 | 0.00010999 | 2.7598e-05 | 0 | 2.3497e-05 | 0.00011416 | 0 | 0.0727 | 0.195 | 0 | 0 | 0.035355 | 0
5759 | 1 | 9.2251e-05 | 3.5623e-05 | 0 | 9.3987e-06 | 0.00011416 | 0 | 0.0697 | 0.198 | 0 | 0 | 0.015172 | 0
5760 | 1 | 6.9546e-05 | 4.4645e-05 | 0 | 5.8742e-06 | 0.00011416 | 0 | 0.0694 | 0.1892 | 0 | 0 | 0.0013373 | 0
5761 | 1 | 5.2002e-05 | 5.4127e-05 | 0 | 2.3497e-06 | 0.00011416 | 0 | 0.0727 | 0.1756 | 0 | 0 | 0.025142 | 0
5762 | 1 | 4.128e-05 | 6.3757e-05 | 0 | 1.1748e-06 | 0.00011416 | 0 | 0.0814 | 0.1708 | 0 | 0 | 0.11662 | 0
5763 | 1 | 3.5255e-05 | 7.1763e-05 | 0 | 1.4098e-05 | 0.00011416 | 0 | 0.0922 | 0.1715 | 0 | 0 | 0.14666 | 0
5764 | 1 | 3.2488e-05 | 7.7206e-05 | 0 | 3.7595e-05 | 0.00011416 | 0 | 0.0963 | 0.1697 | 0 | 0 | 0.0938 | 0
5765 | 1 | 3.3552e-05 | 8.1006e-05 | 0 | 9.3987e-05 | 0.00011416 | 0 | 0.0942 | 0.162 | 0 | 0 | 0.027767 | 0
5766 | 1 | 4.1163e-05 | 6.396e-05 | 0 | 0.0001821 | 0.00011416 | 0 | 0.087 | 0.155 | 0 | 0 | 0.0011648 | 0
5767 | 1 | 5.6943e-05 | 2.4665e-05 | 0 | 0.0001586 | 0.00011416 | 0.09 | 0.0584 | 0.1268 | 0 | 0 | 0.0023023 | 0.074011
5768 | 1 | 8.1257e-05 | 0 | 0 | 0.00014685 | 0.00011416 | 0.28 | 0.0423 | 0.11 | 0 | 0 | 0.041324 | 0.25284
5769 | 1 | 0.00010083 | 0 | 0 | 0.00016448 | 0.00011416 | 0.47 | 0.0536 | 0.1033 | 0 | 0 | 0.065756 | 0.47298
5770 | 1 | 0.00010901 | 0 | 0 | 0.00018797 | 0.00011416 | 0.6 | 0.0572 | 0.0933 | 0 | 0 | 0.045845 | 0.52823
5771 | 1 | 0.00010855 | 0 | 0 | 0.00020677 | 0.00011416 | 0.69 | 0.0513 | 0.0783 | 0 | 0 | 0.017871 | 0.70257
5772 | 1 | 0.00010394 | 0 | 0 | 0.00018797 | 0.00011416 | 0.71 | 0.0418 | 0.0591 | 0 | 0 | 0.0013373 | 0.43742
5773 | 1 | 9.6806e-05 | 0 | 0.0003102 | 0.00019032 | 0.00011416 | 0.71 | 0.0309 | 0.0384 | 0 | 0 | 0.03493 | 0.43651
5774 | 1 | 8.9312e-05 | 0 | 0.00073901 | 0.00021382 | 0.00011416 | 0.69 | 0.0203 | 0.019 | 0 | 0 | 0.15599 | 0.72366
5775 | 1 | 8.514e-05 | 0 | 0.00086674 | 0.00022322 | 0.00011416 | 0.59 | 0.0116 | 0.0059 | 0 | 0 | 0.19764 | 0.6619
5776 | 1 | 8.9008e-05 | 0 | 0.00063713 | 0.00022322 | 0.00011416 | 0.44 | 0.0053 | 0.0013 | 0 | 0 | 0.1249 | 0.46419
5777 | 1 | 0.00010096 | 0 | 2.1288e-05 | 0.00016448 | 0.00011416 | 0.26 | 0.0024 | 0.0001 | 0 | 0 | 0.036762 | 0.25281
5778 | 1 | 0.00010462 | 0 | 0 | 0.00011748 | 0.00011416 | 0.07 | 0.0047 | 0.0052 | 0 | 0 | 0.0012976 | 0.020971
5779 | 1 | 0.00010023 | 0 | 0 | 8.8113e-05 | 0.00011416 | 0 | 0.0271 | 0.0363 | 0 | 0 | 0.0042308 | 0
5780 | 1 | 0.00010208 | 0 | 0 | 5.8742e-05 | 0.00011416 | 0 | 0.0655 | 0.0788 | 0 | 0 | 0.059529 | 0
5781 | 1 | 0.00010823 | 0 | 0 | 3.7595e-05 | 0.00011416 | 0 | 0.1058 | 0.1257 | 0 | 0 | 0.088053 | 0
5782 | 1 | 9.6306e-05 | 0 | 0 | 2.3497e-05 | 0.00011416 | 0 | 0.1376 | 0.1713 | 0 | 0 | 0.058228 | 0
5783 | 1 | 8.0486e-05 | 0 | 0 | 9.3987e-06 | 0.00011416 | 0 | 0.1565 | 0.2071 | 0 | 0 | 0.020871 | 0
5784 | 1 | 6.2392e-05 | 0 | 0 | 5.8742e-06 | 0.00011416 | 0 | 0.1567 | 0.1953 | 0 | 0 | 0.0013373 | 0
5785 | 1 | 4.8075e-05 | 0 | 0 | 2.3497e-06 | 0.00011416 | 0 | 0.1323 | 0.2066 | 0 | 0 | 0.045108 | 0
5786 | 1 | 3.9455e-05 | 1.6603e-06 | 0 | 1.1748e-06 | 0.00011416 | 0 | 0.1276 | 0.2869 | 0 | 0 | 0.19607 | 0
5787 | 1 | 3.4756e-05 | 1.974e-06 | 0 | 1.4098e-05 | 0.00011416 | 0 | 0.1649 | 0.3674 | 0 | 0 | 0.24976 | 0
5788 | 1 | 3.256e-05 | 2.6196e-06 | 0 | 3.7595e-05 | 0.00011416 | 0 | 0.2009 | 0.3937 | 0 | 0 | 0.15647 | 0
5789 | 1 | 3.2754e-05 | 5.5898e-06 | 0 | 9.3987e-05 | 0.00011416 | 0 | 0.1979 | 0.3631 | 0 | 0 | 0.045866 | 0
5790 | 1 | 3.4242e-05 | 2.841e-06 | 0 | 0.0001821 | 0.00011416 | 0 | 0.1786 | 0.3198 | 0 | 0 | 0.0014192 | 0
5791 | 1 | 3.7044e-05 | 0 | 0 | 0.0001586 | 0.00011416 | 0.08 | 0.141 | 0.2773 | 0 | 0 | 0.0065588 | 0
5792 | 1 | 5.3671e-05 | 0 | 0 | 0.00014685 | 0.00011416 | 0.03 | 0.1154 | 0.2483 | 0 | 0 | 0.078843 | 0.0025183
5793 | 1 | 6.972e-05 | 0 | 0 | 0.00016448 | 0.00011416 | 0.36 | 0.1141 | 0.2481 | 0 | 0 | 0.11077 | 0.021038
5794 | 1 | 7.7534e-05 | 0 | 0 | 0.00018797 | 0.00011416 | 0.6 | 0.1087 | 0.2406 | 0 | 0 | 0.070468 | 0.59062
5795 | 1 | 7.4409e-05 | 0 | 0.0013214 | 0.00020677 | 0.00011416 | 0.69 | 0.0899 | 0.202 | 0 | 0 | 0.023696 | 0.43788
5796 | 1 | 6.5616e-05 | 0 | 0.0030321 | 0.00018797 | 0.00011416 | 0.72 | 0.0678 | 0.1439 | 0 | 0 | 0.0013373 | 0.80786
5797 | 1 | 5.7032e-05 | 0 | 0.0043185 | 0.00019032 | 0.00011416 | 0.6 | 0.0503 | 0.0949 | 0 | 0 | 0.057093 | 0.70803
5798 | 1 | 4.7836e-05 | 0 | 0.0052111 | 0.00021382 | 0.00011416 | 0.55 | 0.0376 | 0.0655 | 0 | 0 | 0.24249 | 0.74902
5799 | 1 | 4.5774e-05 | 0 | 0.0054499 | 0.00022322 | 0.00011416 | 0.41 | 0.0327 | 0.0623 | 0 | 0 | 0.31032 | 0.58155
5800 | 1 | 5.6072e-05 | 0 | 0.0049252 | 0.00022322 | 0.00011416 | 0.31 | 0.036 | 0.0996 | 0 | 0 | 0.19297 | 0.21544
5801 | 1 | 7.8924e-05 | 0 | 0.0036175 | 0.00016448 | 0.00011416 | 0.12 | 0.0658 | 0.1941 | 0 | 0 | 0.056361 | 0.043401
5802 | 1 | 0.00010015 | 0 | 0.0012104 | 0.00011748 | 0.00011416 | 0.03 | 0.1488 | 0.3435 | 0 | 0 | 0.0015481 | 0.002652
5803 | 1 | 0.0001076 | 0 | 0 | 8.8113e-05 | 0.00011416 | 0 | 0.1853 | 0.3569 | 0 | 0 | 0.0096143 | 0
5804 | 1 | 0.00011438 | 0 | 0 | 5.8742e-05 | 0.00011416 | 0 | 0.1543 | 0.2639 | 0 | 0 | 0.10194 | 0
5805 | 1 | 0.0001218 | 0 | 0 | 3.7595e-05 | 0.00011416 | 0 | 0.1518 | 0.2836 | 0 | 0 | 0.13708 | 0
5806 | 1 | 0.00010671 | 0 | 0 | 2.3497e-05 | 0.00011416 | 0 | 0.1416 | 0.2648 | 0 | 0 | 0.084313 | 0
5807 | 1 | 8.6082e-05 | 0 | 0 | 9.3987e-06 | 0.00011416 | 0 | 0.123 | 0.2322 | 0 | 0 | 0.026764 | 0
5808 | 1 | 6.7667e-05 | 0 | 0 | 5.8742e-06 | 0.00011416 | 0 | 0.1018 | 0.1991 | 0 | 0 | 0.0013373 | 0
5809 | 1 | 5.6599e-05 | 0 | 0 | 2.3497e-06 | 0.00011416 | 0 | 0.0844 | 0.1716 | 0 | 0 | 0.068568 | 0
5810 | 1 | 5.2673e-05 | 0 | 0 | 1.1748e-06 | 0.00011416 | 0 | 0.0706 | 0.142 | 0 | 0 | 0.28635 | 0
5811 | 1 | 5.1545e-05 | 0 | 0 | 1.4098e-05 | 0.00011416 | 0 | 0.0655 | 0.1303 | 0 | 0 | 0.36769 | 0
5812 | 1 | 5.2821e-05 | 0 | 0 | 3.7595e-05 | 0.00011416 | 0 | 0.0718 | 0.1316 | 0 | 0 | 0.22739 | 0
5813 | 1 | 6.3403e-05 | 0 | 0 | 9.3987e-05 | 0.00011416 | 0 | 0.079 | 0.1406 | 0 | 0 | 0.066242 | 0
5814 | 1 | 9.3989e-05 | 0 | 0 | 0.0001821 | 0.00011416 | 0 | 0.0738 | 0.1413 | 0 | 0 | 0.0016614 | 0
5815 | 1 | 0.00013688 | 0 | 0 | 0.0001586 | 0.00011416 | 0.08 | 0.0586 | 0.1138 | 0 | 0 | 0.012788 | 0
5816 | 1 | 0.00017164 | 0 | 0 | 0.00014685 | 0.00011416 | 0.26 | 0.0479 | 0.0779 | 0 | 0 | 0.12432 | 0.052215
5817 | 1 | 0.00018832 | 0 | 0 | 0.00016448 | 0.00011416 | 0.36 | 0.0503 | 0.053 | 0 | 0 | 0.16196 | 0
5818 | 1 | 0.00017574 | 0 | 0.0023372 | 0.00018797 | 0.00011416 | 0.58 | 0.0492 | 0.0325 | 0 | 0 | 0.097148 | 0.43888
5819 | 1 | 0.00016569 | 0 | 0.0041345 | 0.00020677 | 0.00011416 | 0.64 | 0.0418 | 0.0142 | 0 | 0 | 0.029515 | 0.76549
5820 | 1 | 0.00015677 | 0 | 0.0051062 | 0.00018797 | 0.00011416 | 0.74 | 0.0334 | 0.011 | 0 | 0 | 0.0013373 | 0.68027
5821 | 1 | 0.00016352 | 0 | 0.0049176 | 0.00019032 | 0.00011416 | 0.71 | 0.0263 | 0.0098 | 0 | 0 | 0.078782 | 0.83341
5822 | 1 | 0.00016862 | 0 | 0.004241 | 0.00021382 | 0.00011416 | 0.65 | 0.0269 | 0.0045 | 0 | 0 | 0.32501 | 0.70609
5823 | 1 | 0.00017949 | 0 | 0.0032374 | 0.00022322 | 0.00011416 | 0.04 | 0.0364 | 0.0065 | 0 | 0 | 0.41838 | 0
5824 | 1 | 0.00019634 | 0 | 0.0017502 | 0.00022322 | 0.00011416 | 0.02 | 0.0486 | 0.0121 | 0 | 0 | 0.25771 | 0
5825 | 1 | 0.00020753 | 0 | 4.5618e-05 | 0.00016448 | 0.00011416 | 0.14 | 0.0537 | 0.0234 | 0 | 0 | 0.074929 | 0
5826 | 1 | 0.00018752 | 0 | 0 | 0.00011748 | 0.00011416 | 0.02 | 0.0629 | 0.059 | 0 | 0 | 0.0017558 | 0
5827 | 1 | 0.00017356 | 0 | 0 | 8.8113e-05 | 0.00011416 | 0 | 0.0937 | 0.1211 | 0 | 0 | 0.015778 | 0
5828 | 1 | 0.00016854 | 0 | 0 | 5.8742e-05 | 0.00011416 | 0 | 0.1279 | 0.1991 | 0 | 0 | 0.14442 | 0
5829 | 1 | 0.00016023 | 0 | 0 | 3.7595e-05 | 0.00011416 | 0 | 0.1423 | 0.2934 | 0 | 0 | 0.1839 | 0
5830 | 1 | 0.0001345 | 0 | 0 | 2.3497e-05 | 0.00011416 | 0 | 0.1487 | 0.335 | 0 | 0 | 0.10831 | 0
5831 | 1 | 0.00010945 | 0 | 0 | 9.3987e-06 | 0.00011416 | 0 | 0.172 | 0.364 | 0 | 0 | 0.031847 | 0
5832 | 1 | 8.4806e-05 | 0 | 0 | 5.8742e-06 | 0.00011416 | 0 | 0.1882 | 0.3727 | 0 | 0 | 0.0013373 | 0
5833 | 1 | 6.8727e-05 | 0 | 0 | 2.3497e-06 | 0.00011416 | 0 | 0.1937 | 0.3663 | 0 | 0 | 0.087075 | 0
5834 | 1 | 6.1886e-05 | 0 | 0 | 1.1748e-06 | 0.00011416 | 0 | 0.1966 | 0.3423 | 0 | 0 | 0.3562 | 0
5835 | 1 | 5.9306e-05 | 3.1177e-06 | 0 | 1.4098e-05 | 0.00011416 | 0 | 0.2009 | 0.3517 | 0 | 0 | 0.4593 | 0
5836 | 1 | 5.9203e-05 | 7.1579e-06 | 0 | 3.7595e-05 | 0.00011416 | 0 | 0.2062 | 0.3673 | 0 | 0 | 0.28213 | 0
5837 | 1 | 6.7864e-05 | 1.0977e-05 | 0 | 9.3987e-05 | 0.00011416 | 0 | 0.2249 | 0.4043 | 0 | 0 | 0.081921 | 0
5838 | 1 | 9.7193e-05 | 1.0903e-05 | 0 | 0.0001821 | 0.00011416 | 0 | 0.2289 | 0.4141 | 0 | 0 | 0.001829 | 0
5839 | 1 | 0.00013847 | 6.752e-06 | 0 | 0.0001586 | 0.00011416 | 0.01 | 0.2209 | 0.389 | 0 | 0 | 0.018303 | 0
5840 | 1 | 0.00017184 | 3.3576e-06 | 0 | 0.00014685 | 0.00011416 | 0.03 | 0.2076 | 0.3507 | 0 | 0 | 0.16083 | 0.002574
5841 | 1 | 0.00018742 | 0 | 0 | 0.00016448 | 0.00011416 | 0.12 | 0.2161 | 0.3326 | 0 | 0 | 0.20159 | 0
5842 | 1 | 0.00019059 | 0 | 0 | 0.00018797 | 0.00011416 | 0.23 | 0.2442 | 0.3482 | 0 | 0 | 0.11721 | 0
5843 | 1 | 0.00019093 | 0 | 0 | 0.00020677 | 0.00011416 | 0.25 | 0.2602 | 0.3486 | 0 | 0 | 0.033674 | 0.0030531
5844 | 1 | 0.00018563 | 0 | 0 | 0.00018797 | 0.00011416 | 0.22 | 0.2643 | 0.3443 | 0 | 0 | 0.0013373 | 0
5845 | 1 | 0.00018331 | 0 | 0 | 0.00019032 | 0.00011416 | 0.4 | 0.2682 | 0.336 | 0 | 0 | 0.095931 | 0.15153
5846 | 1 | 0.00017776 | 0 | 0 | 0.00021382 | 0.00011416 | 0.66 | 0.276 | 0.332 | 0 | 0 | 0.38931 | 0.13346
5847 | 1 | 0.00017279 | 0 | 0 | 0.00022322 | 0.00011416 | 0.35 | 0.2737 | 0.3291 | 0 | 0 | 0.50281 | 0.010519
5848 | 1 | 0.00017034 | 0 | 0 | 0.00022322 | 0.00011416 | 0.42 | 0.2618 | 0.3222 | 0 | 0 | 0.30805 | 0.14972
5849 | 1 | 0.00016973 | 0 | 0 | 0.00016448 | 0.00011416 | 0.27 | 0.2392 | 0.311 | 0 | 0 | 0.089335 | 0.022141
5850 | 1 | 0.00015499 | 1.3652e-06 | 0 | 0.00011748 | 0.00011416 | 0.06 | 0.2166 | 0.2865 | 0 | 0 | 0.0019042 | 0.007254
5851 | 1 | 0.00014176 | 3.5992e-05 | 0 | 8.8113e-05 | 0.00011416 | 0 | 0.2161 | 0.2765 | 0 | 0 | 0.021085 | 0
5852 | 1 | 0.00014079 | 5.0843e-05 | 0 | 5.8742e-05 | 0.00011416 | 0 | 0.2248 | 0.2869 | 0 | 0 | 0.17845 | 0
5853 | 1 | 0.0001421 | 5.9477e-05 | 0 | 3.7595e-05 | 0.00011416 | 0 | 0.2317 | 0.3055 | 0 | 0 | 0.22038 | 0
5854 | 1 | 0.00011801 | 6.6118e-05 | 0 | 2.3497e-05 | 0.00011416 | 0 | 0.2421 | 0.3277 | 0 | 0 | 0.1266 | 0
5855 | 1 | 9.4623e-05 | 7.1542e-05 | 0 | 9.3987e-06 | 0.00011416 | 0 | 0.2467 | 0.3379 | 0 | 0 | 0.03557 | 0
5856 | 1 | 7.0493e-05 | 7.6523e-05 | 0 | 5.8742e-06 | 0.00011416 | 0 | 0.2454 | 0.3397 | 0 | 0 | 0.0013373 | 0
5857 | 1 | 5.3986e-05 | 8.0471e-05 | 0 | 2.3497e-06 | 0.00011416 | 0 | 0.2446 | 0.3352 | 0 | 0 | 0.099011 | 0
5858 | 1 | 4.652e-05 | 8.3644e-05 | 0 | 1.1748e-06 | 0.00011416 | 0 | 0.2472 | 0.3323 | 0 | 0 | 0.40079 | 0
5859 | 1 | 4.3647e-05 | 8.6172e-05 | 0 | 1.4098e-05 | 0.00011416 | 0 | 0.2511 | 0.3316 | 0 | 0 | 0.5179 | 0
5860 | 1 | 4.3579e-05 | 8.8902e-05 | 0 | 3.7595e-05 | 0.00011416 | 0 | 0.25 | 0.3258 | 0 | 0 | 0.31703 | 0
5861 | 1 | 5.2875e-05 | 9.1669e-05 | 0 | 9.3987e-05 | 0.00011416 | 0 | 0.2508 | 0.3201 | 0 | 0 | 0.091902 | 0
5862 | 1 | 8.23e-05 | 7.6468e-05 | 0 | 0.0001821 | 0.00011416 | 0 | 0.2425 | 0.2994 | 0 | 0 | 0.0019297 | 0
5863 | 1 | 0.00012708 | 4.4497e-05 | 0 | 0.0001586 | 0.00011416 | 0.05 | 0.2019 | 0.2548 | 0 | 0 | 0.022071 | 0.0018831
5864 | 1 | 0.00016265 | 1.7563e-05 | 0 | 0.00014685 | 0.00011416 | 0.07 | 0.2318 | 0.2684 | 0 | 0 | 0.18459 | 0.031278
5865 | 1 | 0.000179 | 5.7189e-07 | 0 | 0.00016448 | 0.00011416 | 0.03 | 0.2407 | 0.268 | 0 | 0 | 0.2269 | 0
5866 | 1 | 0.00018068 | 0 | 0 | 0.00018797 | 0.00011416 | 0.12 | 0.2327 | 0.2561 | 0 | 0 | 0.12983 | 0.19088
5867 | 1 | 0.00018096 | 0 | 0 | 0.00020677 | 0.00011416 | 0.54 | 0.2194 | 0.2391 | 0 | 0 | 0.036217 | 0.10146
5868 | 1 | 0.00017607 | 0 | 0 | 0.00018797 | 0.00011416 | 0.79 | 0.2028 | 0.2197 | 0 | 0 | 0.0013373 | 0.97063
5869 | 1 | 0.00017607 | 0 | 0 | 0.00019032 | 0.00011416 | 0.09 | 0.1838 | 0.1988 | 0 | 0 | 0.099011 | 0
5870 | 1 | 0.00017353 | 0 | 0 | 0.00021382 | 0.00011416 | 0.2 | 0.1658 | 0.1808 | 0 | 0 | 0.40079 | 0
5871 | 1 | 0.00016997 | 0 | 0 | 0.00022322 | 0.00011416 | 0.44 | 0.1502 | 0.164 | 0 | 0 | 0.5179 | 0
5872 | 1 | 0.00016828 | 0 | 0 | 0.00022322 | 0.00011416 | 0.28 | 0.1376 | 0.1501 | 0 | 0 | 0.31703 | 0.49485
5873 | 1 | 0.00016948 | 2.0477e-06 | 0 | 0.00016448 | 0.00011416 | 0.21 | 0.1245 | 0.1364 | 0 | 0 | 0.091902 | 0.22249
5874 | 1 | 0.00015203 | 2.2193e-05 | 0 | 0.00011748 | 0.00011416 | 0.06 | 0.1152 | 0.1267 | 0 | 0 | 0.0019297 | 0.080853
5875 | 1 | 0.00013876 | 5.9071e-05 | 0 | 8.8113e-05 | 0.00011416 | 0 | 0.1173 | 0.1224 | 0 | 0 | 0.022071 | 0
5876 | 1 | 0.00014044 | 7.1616e-05 | 0 | 5.8742e-05 | 0.00011416 | 0 | 0.1119 | 0.104 | 0 | 0 | 0.18459 | 0
5877 | 1 | 0.00013967 | 7.8497e-05 | 0 | 3.7595e-05 | 0.00011416 | 0 | 0.1006 | 0.0815 | 0 | 0 | 0.2269 | 0
5878 | 1 | 0.00011574 | 8.2224e-05 | 0 | 2.3497e-05 | 0.00011416 | 0 | 0.0919 | 0.0682 | 0 | 0 | 0.12983 | 0
5879 | 1 | 9.2703e-05 | 8.4013e-05 | 0 | 9.3987e-06 | 0.00011416 | 0 | 0.0871 | 0.0648 | 0 | 0 | 0.036217 | 0
5880 | 1 | 6.9181e-05 | 8.56e-05 | 0 | 5.8742e-06 | 0.00011416 | 0 | 0.0862 | 0.0679 | 0 | 0 | 0.0013373 | 0
5881 | 1 | 5.2994e-05 | 8.9824e-05 | 0 | 2.3497e-06 | 0.00011416 | 0 | 0.0898 | 0.0807 | 0 | 0 | 0.099011 | 0
5882 | 1 | 4.5418e-05 | 9.7185e-05 | 0 | 1.1748e-06 | 0.00011416 | 0 | 0.0983 | 0.098 | 0 | 0 | 0.40079 | 0
5883 | 1 | 4.1331e-05 | 0.00010691 | 0 | 1.4098e-05 | 0.00011416 | 0 | 0.1087 | 0.1136 | 0 | 0 | 0.5179 | 0
5884 | 1 | 4.1076e-05 | 0.00011552 | 0 | 3.7595e-05 | 0.00011416 | 0 | 0.1206 | 0.1308 | 0 | 0 | 0.31703 | 0
5885 | 1 | 5.0441e-05 | 0.00012198 | 0 | 9.3987e-05 | 0.00011416 | 0 | 0.1376 | 0.1555 | 0 | 0 | 0.091902 | 0
5886 | 1 | 8.0698e-05 | 0.00010811 | 0 | 0.0001821 | 0.00011416 | 0 | 0.1515 | 0.1768 | 0 | 0 | 0.0019297 | 0
5887 | 1 | 0.00012293 | 7.0011e-05 | 0 | 0.0001586 | 0.00011416 | 0.08 | 0.1325 | 0.1715 | 0 | 0 | 0.022071 | 0.072061
5888 | 1 | 0.00015712 | 4.1601e-05 | 0 | 0.00014685 | 0.00011416 | 0.22 | 0.1472 | 0.1845 | 0 | 0 | 0.18459 | 0.28483
5889 | 1 | 0.00017206 | 2.2415e-05 | 0 | 0.00016448 | 0.00011416 | 0.46 | 0.1716 | 0.1996 | 0 | 0 | 0.2269 | 0.44511
5890 | 1 | 0.00017553 | 1.105e-05 | 0 | 0.00018797 | 0.00011416 | 0.62 | 0.1853 | 0.2061 | 0 | 0 | 0.12983 | 0.66438
5891 | 1 | 0.00017862 | 4.5936e-06 | 0 | 0.00020677 | 0.00011416 | 0.12 | 0.1904 | 0.2076 | 0 | 0 | 0.036217 | 0.36345
5892 | 1 | 0.00017705 | 1.8633e-06 | 0 | 0.00018797 | 0.00011416 | 0.05 | 0.1878 | 0.2078 | 0 | 0 | 0.0013373 | 0.014062
5893 | 1 | 0.00017681 | 3.5974e-06 | 0 | 0.00019032 | 0.00011416 | 0.11 | 0.1775 | 0.2028 | 0 | 0 | 0.092915 | 0.034409
5894 | 1 | 0.00017396 | 9.0396e-06 | 0 | 0.00021382 | 0.00011416 | 0.15 | 0.1649 | 0.191 | 0 | 0 | 0.37805 | 0
5895 | 1 | 0.00017036 | 1.7969e-05 | 0 | 0.00022322 | 0.00011416 | 0.15 | 0.1527 | 0.1794 | 0 | 0 | 0.48802 | 0.10054
5896 | 1 | 0.00016954 | 2.8429e-05 | 0 | 0.00022322 | 0.00011416 | 0.34 | 0.144 | 0.1778 | 0 | 0 | 0.29924 | 0.020481
5897 | 1 | 0.00016938 | 3.8317e-05 | 0 | 0.00016448 | 0.00011416 | 0.21 | 0.1349 | 0.1917 | 0 | 0 | 0.086816 | 0.11047
5898 | 1 | 0.00015507 | 5.0769e-05 | 0 | 0.00011748 | 0.00011416 | 0.05 | 0.1392 | 0.2274 | 0 | 0 | 0.0018789 | 0
5899 | 1 | 0.00014687 | 6.9587e-05 | 0 | 8.8113e-05 | 0.00011416 | 0 | 0.1651 | 0.2796 | 0 | 0 | 0.020128 | 0
5900 | 1 | 0.00014954 | 7.8884e-05 | 0 | 5.8742e-05 | 0.00011416 | 0 | 0.1929 | 0.339 | 0 | 0 | 0.17244 | 0
5901 | 1 | 0.00014146 | 8.5637e-05 | 0 | 3.7595e-05 | 0.00011416 | 0 | 0.2223 | 0.4033 | 0 | 0 | 0.214 | 0
5902 | 1 | 0.00011527 | 9.0986e-05 | 0 | 2.3497e-05 | 0.00011416 | 0 | 0.2516 | 0.455 | 0 | 0 | 0.12342 | 0
5903 | 1 | 9.2364e-05 | 9.3311e-05 | 0 | 9.3987e-06 | 0.00011416 | 0 | 0.2712 | 0.4735 | 0 | 0 | 0.03493 | 0
5904 | 1 | 6.2555e-05 | 9.4067e-05 | 0 | 5.8742e-06 | 0.00011416 | 0 | 0.2871 | 0.4774 | 0 | 0 | 0.0013373 | 0
5905 | 1 | 4.6637e-05 | 9.3145e-05 | 0 | 2.3497e-06 | 0.00011416 | 0 | 0.3112 | 0.4821 | 0 | 0 | 0.087075 | 0
5906 | 1 | 3.9726e-05 | 9.2758e-05 | 0 | 1.1748e-06 | 0.00011416 | 0 | 0.33 | 0.4858 | 0 | 0 | 0.3562 | 0
5907 | 1 | 3.679e-05 | 9.2296e-05 | 0 | 1.4098e-05 | 0.00011416 | 0 | 0.3489 | 0.5121 | 0 | 0 | 0.4593 | 0
5908 | 1 | 3.7575e-05 | 9.2481e-05 | 0 | 3.7595e-05 | 0.00011416 | 0 | 0.3495 | 0.5353 | 0 | 0 | 0.28213 | 0
5909 | 1 | 4.7599e-05 | 9.1669e-05 | 0 | 9.3987e-05 | 0.00011416 | 0 | 0.3631 | 0.5782 | 0 | 0 | 0.081921 | 0
5910 | 1 | 7.9117e-05 | 8.4954e-05 | 0 | 0.0001821 | 0.00011416 | 0 | 0.3677 | 0.6217 | 0 | 0 | 0.001829 | 0
5911 | 1 | 0.00012163 | 6.7539e-05 | 0 | 0.0001586 | 0.00011416 | 0.05 | 0.3829 | 0.6672 | 0 | 0 | 0.018303 | 0.0078557
5912 | 1 | 0.00015636 | 4.5401e-05 | 0 | 0.00014685 | 0.00011416 | 0.13 | 0.419 | 0.7062 | 0 | 0 | 0.16083 | 0.030699
5913 | 1 | 0.00017304 | 2.4259e-05 | 0 | 0.00016448 | 0.00011416 | 0.3 | 0.5004 | 0.7566 | 0 | 0 | 0.20159 | 0.23838
5914 | 1 | 0.00017701 | 9.2979e-06 | 0 | 0.00018797 | 0.00011416 | 0.38 | 0.5542 | 0.7809 | 0 | 0 | 0.11721 | 0.015243
5915 | 1 | 0.0001777 | 1.2176e-06 | 0 | 0.00020677 | 0.00011416 | 0.4 | 0.584 | 0.7916 | 0 | 0 | 0.033674 | 0
5916 | 1 | 0.00017286 | 0 | 0 | 0.00018797 | 0.00011416 | 0.66 | 0.6006 | 0.7884 | 0 | 0 | 0.0013373 | 0.31264
5917 | 1 | 0.00017303 | 0 | 0 | 0.00019032 | 0.00011416 | 0.73 | 0.5949 | 0.7653 | 0 | 0 | 0.078782 | 0.0078669
5918 | 1 | 0.00017083 | 1.771e-06 | 0 | 0.00021382 | 0.00011416 | 0.22 | 0.581 | 0.7427 | 0 | 0 | 0.32501 | 0
5919 | 1 | 0.0001685 | 8.0434e-06 | 0 | 0.00022322 | 0.00011416 | 0.18 | 0.5139 | 0.706 | 0 | 0 | 0.41838 | 0
5920 | 1 | 0.00016804 | 1.3965e-05 | 0 | 0.00022322 | 0.00011416 | 0.1 | 0.4432 | 0.6736 | 0 | 0 | 0.25771 | 0
5921 | 1 | 0.00017094 | 2.1105e-05 | 0 | 0.00016448 | 0.00011416 | 0.01 | 0.3825 | 0.6449 | 0 | 0 | 0.074929 | 0
5922 | 1 | 0.00015726 | 2.948e-05 | 0 | 0.00011748 | 0.00011416 | 0 | 0.3448 | 0.6243 | 0 | 0 | 0.0017558 | 0
5923 | 1 | 0.00014656 | 3.7026e-05 | 0 | 8.8113e-05 | 0.00011416 | 0 | 0.3343 | 0.6218 | 0 | 0 | 0.015778 | 0
5924 | 1 | 0.00014539 | 3.9368e-05 | 0 | 5.8742e-05 | 0.00011416 | 0 | 0.3406 | 0.6111 | 0 | 0 | 0.14442 | 0
5925 | 1 | 0.0001323 | 4.0604e-05 | 0 | 3.7595e-05 | 0.00011416 | 0 | 0.3507 | 0.5932 | 0 | 0 | 0.1839 | 0
5926 | 1 | 0.00010995 | 4.2505e-05 | 0 | 2.3497e-05 | 0.00011416 | 0 | 0.365 | 0.5691 | 0 | 0 | 0.10831 | 0
5927 | 1 | 9.1006e-05 | 4.5973e-05 | 0 | 9.3987e-06 | 0.00011416 | 0 | 0.3601 | 0.5357 | 0 | 0 | 0.031847 | 0
5928 | 1 | 7.2627e-05 | 4.85e-05 | 0 | 5.8742e-06 | 0.00011416 | 0 | 0.3369 | 0.4922 | 0 | 0 | 0.0013373 | 0
5929 | 1 | 5.5694e-05 | 5.2725e-05 | 0 | 2.3497e-06 | 0.00011416 | 0 | 0.3171 | 0.4554 | 0 | 0 | 0.071033 | 0
5930 | 1 | 4.5486e-05 | 5.6876e-05 | 0 | 1.1748e-06 | 0.00011416 | 0 | 0.306 | 0.4323 | 0 | 0 | 0.29571 | 0
5931 | 1 | 4.0851e-05 | 5.7927e-05 | 0 | 1.4098e-05 | 0.00011416 | 0 | 0.3054 | 0.4147 | 0 | 0 | 0.37996 | 0
5932 | 1 | 3.8592e-05 | 5.9994e-05 | 0 | 3.7595e-05 | 0.00011416 | 0 | 0.3077 | 0.4178 | 0 | 0 | 0.23473 | 0
5933 | 1 | 4.0927e-05 | 6.1322e-05 | 0 | 9.3987e-05 | 0.00011416 | 0 | 0.3145 | 0.4347 | 0 | 0 | 0.068347 | 0
5934 | 1 | 4.9587e-05 | 5.8665e-05 | 0 | 0.0001821 | 0.00011416 | 0 | 0.3229 | 0.4571 | 0 | 0 | 0.0016847 | 0
5935 | 1 | 6.3391e-05 | 4.708e-05 | 0 | 0.0001586 | 0.00011416 | 0.09 | 0.3248 | 0.4681 | 0 | 0 | 0.013496 | 0
5936 | 1 | 8.8964e-05 | 3.4886e-05 | 0 | 0.00014685 | 0.00011416 | 0.1 | 0.3352 | 0.4967 | 0 | 0 | 0.12916 | 0.0067526
5937 | 1 | 0.00011379 | 2.3282e-05 | 0 | 0.00016448 | 0.00011416 | 0.11 | 0.3801 | 0.5485 | 0 | 0 | 0.16727 | 0
5938 | 1 | 0.00012471 | 1.533e-05 | 0 | 0.00018797 | 0.00011416 | 0.05 | 0.4157 | 0.558 | 0 | 0 | 0.099862 | 0.30697
5939 | 1 | 0.00012576 | 1.0331e-05 | 0 | 0.00020677 | 0.00011416 | 0.05 | 0.4103 | 0.521 | 0 | 0 | 0.030087 | 0.10178
5940 | 1 | 0.00012225 | 7.6007e-06 | 0 | 0.00018797 | 0.00011416 | 0.07 | 0.417 | 0.521 | 0 | 0 | 0.0013373 | 0.11063
5941 | 1 | 0.00011554 | 7.0841e-06 | 0 | 0.00019032 | 0.00011416 | 0.7 | 0.445 | 0.5678 | 0 | 0 | 0.061516 | 0
5942 | 1 | 0.00010769 | 8.3386e-06 | 0 | 0.00021382 | 0.00011416 | 0.38 | 0.4878 | 0.6226 | 0 | 0 | 0.25945 | 0.0062846
5943 | 1 | 0.00010309 | 1.4224e-05 | 0 | 0.00022322 | 0.00011416 | 0.35 | 0.5274 | 0.6658 | 0 | 0 | 0.33249 | 0.58695
5944 | 1 | 0.00010137 | 2.4222e-05 | 0 | 0.00022322 | 0.00011416 | 0.4 | 0.5481 | 0.6983 | 0 | 0 | 0.20629 | 0.066957
5945 | 1 | 0.00010821 | 3.7948e-05 | 0 | 0.00016448 | 0.00011416 | 0.12 | 0.5361 | 0.7129 | 0 | 0 | 0.060186 | 0.19744
5946 | 1 | 0.00010921 | 5.302e-05 | 0 | 0.00011748 | 0.00011416 | 0.04 | 0.5249 | 0.7266 | 0 | 0 | 0.0015928 | 0.0048026
5947 | 1 | 0.00010385 | 6.966e-05 | 0 | 8.8113e-05 | 0.00011416 | 0 | 0.5419 | 0.7539 | 0 | 0 | 0.010812 | 0
5948 | 1 | 0.00010819 | 7.7427e-05 | 0 | 5.8742e-05 | 0.00011416 | 0 | 0.5377 | 0.766 | 0 | 0 | 0.11054 | 0
5949 | 1 | 0.00010333 | 8.2427e-05 | 0 | 3.7595e-05 | 0.00011416 | 0 | 0.5363 | 0.7675 | 0 | 0 | 0.1467 | 0
5950 | 1 | 8.7344e-05 | 8.5803e-05 | 0 | 2.3497e-05 | 0.00011416 | 0 | 0.5423 | 0.7599 | 0 | 0 | 0.089302 | 0
5951 | 1 | 6.8854e-05 | 8.833e-05 | 0 | 9.3987e-06 | 0.00011416 | 0 | 0.5408 | 0.7493 | 0 | 0 | 0.027843 | 0
5952 | 1 | 4.9658e-05 | 8.9363e-05 | 0 | 5.8742e-06 | 0.00011416 | 0 | 0.5373 | 0.7383 | 0 | 0 | 0.0013373 | 0
5953 | 1 | 3.512e-05 | 8.8865e-05 | 0 | 2.3497e-06 | 0.00011416 | 0 | 0.5323 | 0.7234 | 0 | 0 | 0.052888 | 0
5954 | 1 | 2.8148e-05 | 8.6301e-05 | 0 | 1.1748e-06 | 0.00011416 | 0 | 0.5387 | 0.7185 | 0 | 0 | 0.22628 | 0
5955 | 1 | 2.4545e-05 | 8.5157e-05 | 0 | 1.4098e-05 | 0.00011416 | 0 | 0.5345 | 0.7106 | 0 | 0 | 0.28916 | 0
5956 | 1 | 2.3053e-05 | 8.5304e-05 | 0 | 3.7595e-05 | 0.00011416 | 0 | 0.5193 | 0.6899 | 0 | 0 | 0.18023 | 0
5957 | 1 | 2.419e-05 | 8.4991e-05 | 0 | 9.3987e-05 | 0.00011416 | 0 | 0.5013 | 0.6669 | 0 | 0 | 0.052702 | 0
5958 | 1 | 2.7096e-05 | 8.0619e-05 | 0 | 0.0001821 | 0.00011416 | 0 | 0.4761 | 0.6409 | 0 | 0 | 0.0015043 | 0
5959 | 1 | 3.2329e-05 | 6.4274e-05 | 0 | 0.0001586 | 0.00011416 | 0.07 | 0.4433 | 0.6117 | 0 | 0 | 0.0085089 | 0.006162
5960 | 1 | 4.948e-05 | 4.5696e-05 | 0 | 0.00014685 | 0.00011416 | 0.29 | 0.4146 | 0.5634 | 0 | 0 | 0.0938 | 0.073866
5961 | 1 | 6.7443e-05 | 3.055e-05 | 0 | 0.00016448 | 0.00011416 | 0.49 | 0.4221 | 0.5285 | 0 | 0 | 0.12789 | 0.12354
5962 | 1 | 7.7682e-05 | 2.1308e-05 | 0 | 0.00018797 | 0.00011416 | 0.26 | 0.4169 | 0.5115 | 0 | 0 | 0.079513 | 0.0015489
5963 | 1 | 8.5116e-05 | 1.4998e-05 | 0 | 0.00020677 | 0.00011416 | 0.14 | 0.4014 | 0.4911 | 0 | 0 | 0.025714 | 0.11031
5964 | 1 | 8.9128e-05 | 1.2692e-05 | 0 | 0.00018797 | 0.00011416 | 0.14 | 0.3911 | 0.4758 | 0 | 0 | 0.0013373 | 0.20667
5965 | 1 | 8.7337e-05 | 1.2526e-05 | 0 | 0.00019032 | 0.00011416 | 0.2 | 0.3844 | 0.4626 | 0 | 0 | 0.041522 | 0.031835
5966 | 1 | 8.3128e-05 | 1.343e-05 | 0 | 0.00021382 | 0.00011416 | 0.28 | 0.3754 | 0.4454 | 0 | 0 | 0.18203 | 0.72918
5967 | 1 | 7.6524e-05 | 1.5921e-05 | 0 | 0.00022322 | 0.00011416 | 0.07 | 0.3568 | 0.4257 | 0 | 0 | 0.23148 | 0.12445
5968 | 1 | 7.9523e-05 | 2.175e-05 | 0 | 0.00022322 | 0.00011416 | 0.41 | 0.3258 | 0.4153 | 0 | 0 | 0.14542 | 0.10208
5969 | 1 | 9.6738e-05 | 2.9757e-05 | 0 | 0.00016448 | 0.00011416 | 0.13 | 0.2904 | 0.4308 | 0 | 0 | 0.042682 | 0.028938
5970 | 1 | 0.00010209 | 4.2468e-05 | 0 | 0.00011748 | 0.00011416 | 0.04 | 0.27 | 0.4677 | 0 | 0 | 0.0013779 | 0.010753
5971 | 1 | 9.9435e-05 | 5.8149e-05 | 0 | 8.8113e-05 | 0.00011416 | 0 | 0.2831 | 0.5003 | 0 | 0 | 0.0057069 | 0
5972 | 1 | 0.00010992 | 6.1838e-05 | 0 | 5.8742e-05 | 0.00011416 | 0 | 0.2931 | 0.5106 | 0 | 0 | 0.072001 | 0
5973 | 1 | 0.00010458 | 6.1635e-05 | 0 | 3.7595e-05 | 0.00011416 | 0 | 0.2968 | 0.5088 | 0 | 0 | 0.10281 | 0
5974 | 1 | 8.7197e-05 | 6.0086e-05 | 0 | 2.3497e-05 | 0.00011416 | 0 | 0.3036 | 0.5132 | 0 | 0 | 0.066214 | 0
5975 | 1 | 6.6137e-05 | 5.8352e-05 | 0 | 9.3987e-06 | 0.00011416 | 0 | 0.2995 | 0.5179 | 0 | 0 | 0.022727 | 0
5976 | 1 | 4.9329e-05 | 5.6839e-05 | 0 | 5.8742e-06 | 0.00011416 | 0 | 0.2933 | 0.5154 | 0 | 0 | 0.0013373 | 0
5977 | 1 | 3.8686e-05 | 5.5086e-05 | 0 | 2.3497e-06 | 0.00011416 | 0 | 0.2902 | 0.511 | 0 | 0 | 0.033399 | 0
5978 | 1 | 3.4181e-05 | 5.3057e-05 | 0 | 1.1748e-06 | 0.00011416 | 0 | 0.2986 | 0.5206 | 0 | 0 | 0.1499 | 0
5979 | 1 | 3.327e-05 | 5.1507e-05 | 0 | 1.4098e-05 | 0.00011416 | 0 | 0.3032 | 0.5076 | 0 | 0 | 0.18973 | 0
5980 | 1 | 3.5889e-05 | 5.1858e-05 | 0 | 3.7595e-05 | 0.00011416 | 0 | 0.2772 | 0.4646 | 0 | 0 | 0.12009 | 0
5981 | 1 | 4.8039e-05 | 5.2946e-05 | 0 | 9.3987e-05 | 0.00011416 | 0 | 0.2586 | 0.4346 | 0 | 0 | 0.035373 | 0
5982 | 1 | 8.1587e-05 | 5.053e-05 | 0 | 0.0001821 | 0.00011416 | 0 | 0.2443 | 0.4105 | 0 | 0 | 0.0012781 | 0
5983 | 1 | 0.00012479 | 3.6767e-05 | 0 | 0.0001586 | 0.00011416 | 0.06 | 0.206 | 0.3649 | 0 | 0 | 0.0039066 | 0.030465
5984 | 1 | 0.00015913 | 2.081e-05 | 0 | 0.00014685 | 0.00011416 | 0.27 | 0.1935 | 0.3416 | 0 | 0 | 0.056654 | 0.026319
5985 | 1 | 0.00017287 | 4.4276e-06 | 0 | 0.00016448 | 0.00011416 | 0.33 | 0.2055 | 0.3409 | 0 | 0 | 0.084599 | 0.16971
5986 | 1 | 0.00017453 | 0 | 0 | 0.00018797 | 0.00011416 | 0.56 | 0.1943 | 0.3103 | 0 | 0 | 0.056337 | 0.5279
5987 | 1 | 0.0001765 | 0 | 0 | 0.00020677 | 0.00011416 | 0.45 | 0.1804 | 0.276 | 0 | 0 | 0.020423 | 0.41711
5988 | 1 | 0.00017307 | 0 | 0 | 0.00018797 | 0.00011416 | 0.26 | 0.1717 | 0.2581 | 0 | 0 | 0.0013373 | 0.046388
5989 | 1 | 0.00017537 | 0 | 0 | 0.00019032 | 0.00011416 | 0.32 | 0.17 | 0.254 | 0 | 0 | 0.025142 | 0.24661
5990 | 1 | 0.00017379 | 0 | 0 | 0.00021382 | 0.00011416 | 0.29 | 0.1721 | 0.2554 | 0 | 0 | 0.11662 | 0.28018
5991 | 1 | 0.00017179 | 0 | 0 | 0.00022322 | 0.00011416 | 0.08 | 0.174 | 0.2519 | 0 | 0 | 0.14666 | 0
5992 | 1 | 0.00017228 | 0 | 0 | 0.00022322 | 0.00011416 | 0.13 | 0.1783 | 0.2507 | 0 | 0 | 0.0938 | 0.10904
5993 | 1 | 0.00017358 | 0 | 0 | 0.00016448 | 0.00011416 | 0.07 | 0.1729 | 0.242 | 0 | 0 | 0.027767 | 0.018129
5994 | 1 | 0.00015774 | 1.2084e-05 | 0 | 0.00011748 | 0.00011416 | 0.04 | 0.1722 | 0.2483 | 0 | 0 | 0.0011648 | 0.0029863
5995 | 1 | 0.00014901 | 3.1122e-05 | 0 | 8.8113e-05 | 0.00011416 | 0 | 0.1863 | 0.2648 | 0 | 0 | 0.0023023 | 0
5996 | 1 | 0.00015313 | 3.9258e-05 | 0 | 5.8742e-05 | 0.00011416 | 0 | 0.1833 | 0.2596 | 0 | 0 | 0.041324 | 0
5997 | 1 | 0.00014246 | 4.6287e-05 | 0 | 3.7595e-05 | 0.00011416 | 0 | 0.1743 | 0.2486 | 0 | 0 | 0.065756 | 0
5998 | 1 | 0.00011533 | 5.2171e-05 | 0 | 2.3497e-05 | 0.00011416 | 0 | 0.167 | 0.2413 | 0 | 0 | 0.045845 | 0
5999 | 1 | 9.085e-05 | 5.6119e-05 | 0 | 9.3987e-06 | 0.00011416 | 0 | 0.162 | 0.2366 | 0 | 0 | 0.017871 | 0
6000 | 1 | 6.1578e-05 | 5.8407e-05 | 0 | 5.8742e-06 | 0.00011416 | 0 | 0.1545 | 0.2219 | 0 | 0 | 0.0013373 | 0
6001 | 1 | 4.6883e-05 | 6.0252e-05 | 0 | 2.3497e-06 | 0.00011416 | 0 | 0.1466 | 0.204 | 0 | 0 | 0.018372 | 0
6002 | 1 | 4.087e-05 | 6.2318e-05 | 0 | 1.1748e-06 | 0.00011416 | 0 | 0.1423 | 0.1948 | 0 | 0 | 0.088676 | 0
6003 | 1 | 3.8147e-05 | 6.3425e-05 | 0 | 1.4098e-05 | 0.00011416 | 0 | 0.1457 | 0.1936 | 0 | 0 | 0.11065 | 0
6004 | 1 | 3.9383e-05 | 6.3812e-05 | 0 | 3.7595e-05 | 0.00011416 | 0 | 0.1453 | 0.1873 | 0 | 0 | 0.071659 | 0
6005 | 1 | 4.9856e-05 | 6.5878e-05 | 0 | 9.3987e-05 | 0.00011416 | 0 | 0.1447 | 0.1866 | 0 | 0 | 0.021338 | 0
6006 | 1 | 8.2777e-05 | 6.1359e-05 | 0 | 0.0001821 | 0.00011416 | 0 | 0.136 | 0.1742 | 0 | 0 | 0.0010584 | 0
6007 | 1 | 0.00012678 | 4.2025e-05 | 0 | 0.0001586 | 0.00011416 | 0.05 | 0.1105 | 0.1473 | 0 | 0 | 0.0012111 | 0.005382
6008 | 1 | 0.00015885 | 2.627e-05 | 0 | 0.00014685 | 0.00011416 | 0.23 | 0.1015 | 0.1318 | 0 | 0 | 0.029044 | 0.047714
6009 | 1 | 0.00017269 | 1.1751e-05 | 0 | 0.00016448 | 0.00011416 | 0.28 | 0.0903 | 0.1157 | 0 | 0 | 0.049941 | 0.025762
6010 | 1 | 0.0001741 | 1.1807e-06 | 0 | 0.00018797 | 0.00011416 | 0.26 | 0.0757 | 0.1002 | 0 | 0 | 0.036744 | 0.01882
6011 | 1 | 0.00017575 | 0 | 0 | 0.00020677 | 0.00011416 | 0.14 | 0.0646 | 0.0869 | 0 | 0 | 0.01554 | 0.043101
6012 | 1 | 0.00017288 | 0 | 0 | 0.00018797 | 0.00011416 | 0.22 | 0.0554 | 0.0757 | 0 | 0 | 0.0013373 | 0.01609
6013 | 1 | 0.00017382 | 0 | 0 | 0.00019032 | 0.00011416 | 0.36 | 0.0488 | 0.0687 | 0 | 0 | 0.012942 | 0.041886
6014 | 1 | 0.00017143 | 0 | 0 | 0.00021382 | 0.00011416 | 0.2 | 0.0443 | 0.0651 | 0 | 0 | 0.065594 | 0
6015 | 1 | 0.00016856 | 0 | 0 | 0.00022322 | 0.00011416 | 0.14 | 0.0419 | 0.0637 | 0 | 0 | 0.081082 | 0.0047357
6016 | 1 | 0.0001673 | 0 | 0 | 0.00022322 | 0.00011416 | 0.16 | 0.0429 | 0.0639 | 0 | 0 | 0.053309 | 0.062667
6017 | 1 | 0.00016754 | 0 | 0 | 0.00016448 | 0.00011416 | 0.09 | 0.0479 | 0.0676 | 0 | 0 | 0.015987 | 0.0084797
6018 | 1 | 0.00015205 | 9.1503e-06 | 0 | 0.00011748 | 0.00011416 | 0.04 | 0.0585 | 0.0736 | 0 | 0 | 0.00095877 | 0.0071091
6019 | 1 | 0.00014438 | 2.6492e-05 | 0 | 8.8113e-05 | 0.00011416 | 0 | 0.0733 | 0.0789 | 0 | 0 | 0.00053427 | 0
6020 | 1 | 0.00015111 | 3.3041e-05 | 0 | 5.8742e-05 | 0.00011416 | 0 | 0.0775 | 0.0752 | 0 | 0 | 0.019475 | 0
6021 | 1 | 0.00014076 | 4.0291e-05 | 0 | 3.7595e-05 | 0.00011416 | 0 | 0.0741 | 0.0672 | 0 | 0 | 0.03689 | 0
6022 | 1 | 0.00011197 | 4.826e-05 | 0 | 2.3497e-05 | 0.00011416 | 0 | 0.0725 | 0.0657 | 0 | 0 | 0.028935 | 0
6023 | 1 | 8.771e-05 | 5.7687e-05 | 0 | 9.3987e-06 | 0.00011416 | 0 | 0.0725 | 0.0673 | 0 | 0 | 0.013421 | 0
6024 | 1 | 6.3229e-05 | 6.693e-05 | 0 | 5.8742e-06 | 0.00011416 | 0 | 0.0699 | 0.0667 | 0 | 0 | 0.0013373 | 0
6025 | 1 | 4.645e-05 | 7.7667e-05 | 0 | 2.3497e-06 | 0.00011416 | 0 | 0.0662 | 0.0648 | 0 | 0 | 0.0087032 | 0
6026 | 1 | 3.9268e-05 | 8.8939e-05 | 0 | 1.1748e-06 | 0.00011416 | 0 | 0.0643 | 0.0646 | 0 | 0 | 0.046912 | 0
6027 | 1 | 3.5234e-05 | 0.00010043 | 0 | 1.4098e-05 | 0.00011416 | 0 | 0.0653 | 0.0658 | 0 | 0 | 0.057314 | 0
6028 | 1 | 3.5564e-05 | 0.00010849 | 0 | 3.7595e-05 | 0.00011416 | 0 | 0.0664 | 0.065 | 0 | 0 | 0.038394 | 0
6029 | 1 | 4.4937e-05 | 0.00011416 | 0 | 9.3987e-05 | 0.00011416 | 0 | 0.0726 | 0.0704 | 0 | 0 | 0.011614 | 0
6030 | 1 | 7.6693e-05 | 0.00010741 | 0 | 0.0001821 | 0.00011416 | 0 | 0.0842 | 0.086 | 0 | 0 | 0.00086555 | 0
6031 | 1 | 0.00012114 | 6.6561e-05 | 0 | 0.0001586 | 0.00011416 | 0.06 | 0.0675 | 0.0853 | 0 | 0 | 0.00017275 | 0.035278
6032 | 1 | 0.00015472 | 3.4996e-05 | 0 | 0.00014685 | 0.00011416 | 0.21 | 0.0664 | 0.0916 | 0 | 0 | 0.012279 | 0.15783
6033 | 1 | 0.00016682 | 2.675e-06 | 0 | 0.00016448 | 0.00011416 | 0.49 | 0.0854 | 0.1115 | 0 | 0 | 0.026338 | 0.19274
6034 | 1 | 0.00016582 | 0 | 0 | 0.00018797 | 0.00011416 | 0.66 | 0.0985 | 0.1349 | 0 | 0 | 0.022319 | 0.71595
6035 | 1 | 0.00016438 | 0 | 0 | 0.00020677 | 0.00011416 | 0.73 | 0.1054 | 0.1507 | 0 | 0 | 0.011505 | 0.77768
6036 | 1 | 0.00015977 | 0 | 0 | 0.00018797 | 0.00011416 | 0.68 | 0.1083 | 0.1577 | 0 | 0 | 0.0013373 | 0.40964
6037 | 1 | 0.00016126 | 0 | 0 | 0.00019032 | 0.00011416 | 0.71 | 0.1106 | 0.1628 | 0 | 0 | 0.0055087 | 0.22373
6038 | 1 | 0.00015917 | 0 | 0 | 0.00021382 | 0.00011416 | 0.73 | 0.1165 | 0.1696 | 0 | 0 | 0.032163 | 0.42416
6039 | 1 | 0.00015704 | 0 | 0 | 0.00022322 | 0.00011416 | 0.62 | 0.1308 | 0.1967 | 0 | 0 | 0.038714 | 0.299
6040 | 1 | 0.00015694 | 0 | 0 | 0.00022322 | 0.00011416 | 0.45 | 0.151 | 0.2377 | 0 | 0 | 0.026558 | 0.21288
6041 | 1 | 0.00016094 | 0 | 0 | 0.00016448 | 0.00011416 | 0.24 | 0.1603 | 0.2558 | 0 | 0 | 0.0081223 | 0.25191
6042 | 1 | 0.00014657 | 5.0733e-06 | 0 | 0.00011748 | 0.00011416 | 0.04 | 0.1877 | 0.2728 | 0 | 0 | 0.00077858 | 0.048728
6043 | 1 | 0.00013634 | 4.066e-05 | 0 | 8.8113e-05 | 0.00011416 | 0 | 0.2532 | 0.3157 | 0 | 0 | 2.7661e-05 | 0
6044 | 1 | 0.0001453 | 4.8832e-05 | 0 | 5.8742e-05 | 0.00011416 | 0 | 0.2934 | 0.3584 | 0 | 0 | 0.0071183 | 0
6045 | 1 | 0.00013719 | 5.9975e-05 | 0 | 3.7595e-05 | 0.00011416 | 0 | 0.2871 | 0.3688 | 0 | 0 | 0.018018 | 0
6046 | 1 | 0.00011016 | 7.1524e-05 | 0 | 2.3497e-05 | 0.00011416 | 0 | 0.2716 | 0.3675 | 0 | 0 | 0.016797 | 0
6047 | 1 | 8.5577e-05 | 8.25e-05 | 0 | 9.3987e-06 | 0.00011416 | 0 | 0.2537 | 0.3478 | 0 | 0 | 0.0097796 | 0
6048 | 1 | 6.0649e-05 | 9.3311e-05 | 0 | 5.8742e-06 | 0.00011416 | 0 | 0.2394 | 0.346 | 0 | 0 | 0.0013373 | 0
6049 | 1 | 4.4703e-05 | 0.00010333 | 0 | 2.3497e-06 | 0.00011416 | 0 | 0.2269 | 0.3384 | 0 | 0 | 0.0035376 | 0
6050 | 1 | 3.7229e-05 | 0.00011211 | 0 | 1.1748e-06 | 0.00011416 | 0 | 0.2156 | 0.3234 | 0 | 0 | 0.022542 | 0
6051 | 1 | 3.4723e-05 | 0.00011984 | 0 | 1.4098e-05 | 0.00011416 | 0 | 0.2057 | 0.3083 | 0 | 0 | 0.026705 | 0
6052 | 1 | 3.4615e-05 | 0.00012659 | 0 | 3.7595e-05 | 0.00011416 | 0 | 0.1955 | 0.292 | 0 | 0 | 0.01879 | 0
6053 | 1 | 4.4108e-05 | 0.00013237 | 0 | 9.3987e-05 | 0.00011416 | 0 | 0.1919 | 0.2772 | 0 | 0 | 0.0058131 | 0
6054 | 1 | 7.7321e-05 | 0.00012809 | 0 | 0.0001821 | 0.00011416 | 0 | 0.1825 | 0.2641 | 0 | 0 | 0.00071072 | 0
6055 | 1 | 0.00011876 | 0.00010069 | 0 | 0.0001586 | 0.00011416 | 0.06 | 0.1283 | 0.2084 | 0 | 0 | 7.3737e-07 | 0.045229
6056 | 1 | 0.00015129 | 6.5307e-05 | 0 | 0.00014685 | 0.00011416 | 0.27 | 0.1022 | 0.18 | 0 | 0 | 0.0041279 | 0.18155
6057 | 1 | 0.0001642 | 2.1492e-05 | 0 | 0.00016448 | 0.00011416 | 0.48 | 0.1491 | 0.2271 | 0 | 0 | 0.012599 | 0.41999
6058 | 1 | 0.00016401 | 0 | 0 | 0.00018797 | 0.00011416 | 0.61 | 0.1875 | 0.2643 | 0 | 0 | 0.01296 | 0.61945
6059 | 1 | 0.00016231 | 0 | 0 | 0.00020677 | 0.00011416 | 0.76 | 0.2008 | 0.2868 | 0 | 0 | 0.0084813 | 0.81844
6060 | 1 | 0.00015566 | 0 | 0 | 0.00018797 | 0.00011416 | 0.79 | 0.1858 | 0.2747 | 0 | 0 | 0.0013373 | 0.77066
6061 | 1 | 0.00015733 | 0 | 0 | 0.00019032 | 0.00011416 | 0.74 | 0.1622 | 0.2459 | 0 | 0 | 0.0026183 | 0.83688
6062 | 1 | 0.00015612 | 0 | 0 | 0.00021382 | 0.00011416 | 0.68 | 0.1487 | 0.2279 | 0 | 0 | 0.017814 | 0.43187
6063 | 1 | 0.00015499 | 0 | 0 | 0.00022322 | 0.00011416 | 0.61 | 0.1508 | 0.2294 | 0 | 0 | 0.020858 | 0.66827
6064 | 1 | 0.00015588 | 0 | 0 | 0.00022322 | 0.00011416 | 0.43 | 0.1697 | 0.2539 | 0 | 0 | 0.014951 | 0.35196
6065 | 1 | 0.0001607 | 0 | 0 | 0.00016448 | 0.00011416 | 0.23 | 0.1817 | 0.2787 | 0 | 0 | 0.0046641 | 0.25678
6066 | 1 | 0.00015122 | 0 | 0 | 0.00011748 | 0.00011416 | 0.04 | 0.2072 | 0.305 | 0 | 0 | 0.00067196 | 0.047703
6067 | 1 | 0.00014313 | 3.1805e-05 | 0 | 8.8113e-05 | 0.00011416 | 0 | 0.2621 | 0.3439 | 0 | 0 | 5.0278e-08 | 0
6068 | 1 | 0.00015183 | 4.1453e-05 | 0 | 5.8742e-05 | 0.00011416 | 0 | 0.2845 | 0.3592 | 0 | 0 | 0.0028178 | 0
6069 | 1 | 0.00013842 | 5.3463e-05 | 0 | 3.7595e-05 | 0.00011416 | 0 | 0.2709 | 0.3438 | 0 | 0 | 0.0099392 | 0
6070 | 1 | 0.00011074 | 6.6377e-05 | 0 | 2.3497e-05 | 0.00011416 | 0 | 0.255 | 0.3202 | 0 | 0 | 0.010966 | 0
6071 | 1 | 8.6443e-05 | 7.8054e-05 | 0 | 9.3987e-06 | 0.00011416 | 0 | 0.2455 | 0.2999 | 0 | 0 | 0.0077605 | 0
6072 | 1 | 6.289e-05 | 8.9363e-05 | 0 | 5.8742e-06 | 0.00011416 | 0 | 0.2345 | 0.2816 | 0 | 0 | 0.0013373 | 0
6073 | 1 | 4.5933e-05 | 9.9934e-05 | 0 | 2.3497e-06 | 0.00011416 | 0 | 0.2224 | 0.2665 | 0 | 0 | 0.0029044 | 0
6074 | 1 | 3.7629e-05 | 0.00010967 | 0 | 1.1748e-06 | 0.00011416 | 0 | 0.2113 | 0.2573 | 0 | 0 | 0.019308 | 0
6075 | 1 | 3.3691e-05 | 0.00011812 | 0 | 1.4098e-05 | 0.00011416 | 0 | 0.2026 | 0.2506 | 0 | 0 | 0.022701 | 0
6076 | 1 | 3.3828e-05 | 0.00012615 | 0 | 3.7595e-05 | 0.00011416 | 0 | 0.1939 | 0.2441 | 0 | 0 | 0.016166 | 0
6077 | 1 | 4.3329e-05 | 0.00013344 | 0 | 9.3987e-05 | 0.00011416 | 0 | 0.1867 | 0.2355 | 0 | 0 | 0.0050285 | 0
6078 | 1 | 7.5589e-05 | 0.00013082 | 0 | 0.0001821 | 0.00011416 | 0 | 0.1753 | 0.2292 | 0 | 0 | 0.00068472 | 0
6079 | 1 | 0.0001164 | 0.00010438 | 0 | 0.0001586 | 0.00011416 | 0.07 | 0.1251 | 0.2039 | 0 | 0 | 1.6717e-10 | 0.055703
6080 | 1 | 0.00014948 | 6.7926e-05 | 0 | 0.00014685 | 0.00011416 | 0.29 | 0.1199 | 0.2137 | 0 | 0 | 0.0032178 | 0.28334
6081 | 1 | 0.00016279 | 2.7728e-05 | 0 | 0.00016448 | 0.00011416 | 0.49 | 0.1289 | 0.228 | 0 | 0 | 0.010779 | 0.51751
6082 | 1 | 0.00016309 | 0 | 0 | 0.00018797 | 0.00011416 | 0.66 | 0.1365 | 0.2308 | 0 | 0 | 0.011606 | 0.71085
6083 | 1 | 0.0001602 | 0 | 0 | 0.00020677 | 0.00011416 | 0.76 | 0.1257 | 0.2078 | 0 | 0 | 0.007996 | 0.92002
6084 | 1 | 0.00015368 | 0 | 0 | 0.00018797 | 0.00011416 | 0.8 | 0.1002 | 0.1608 | 0 | 0 | 0.0013373 | 1
6085 | 1 | 0.00015332 | 0 | 0 | 0.00019032 | 0.00011416 | 0.8 | 0.0752 | 0.1128 | 0 | 0 | 0.0046503 | 0.98996
6086 | 1 | 0.00015066 | 0 | 0 | 0.00021382 | 0.00011416 | 0.71 | 0.0584 | 0.0777 | 0 | 0 | 0.028041 | 0.72741
6087 | 1 | 0.00014795 | 0 | 0 | 0.00022322 | 0.00011416 | 0.58 | 0.0506 | 0.059 | 0 | 0 | 0.033553 | 0.48613
6088 | 1 | 0.00014769 | 0 | 0 | 0.00022322 | 0.00011416 | 0.43 | 0.0526 | 0.0566 | 0 | 0 | 0.023235 | 0.32236
6089 | 1 | 0.00015175 | 0 | 0 | 0.00016448 | 0.00011416 | 0.22 | 0.0585 | 0.0652 | 0 | 0 | 0.0071367 | 0.22802
6090 | 1 | 0.0001418 | 0 | 0 | 0.00011748 | 0.00011416 | 0.04 | 0.0877 | 0.1005 | 0 | 0 | 0.00075094 | 0.034755
6091 | 1 | 0.00013107 | 3.2801e-05 | 0 | 8.8113e-05 | 0.00011416 | 0 | 0.1468 | 0.1633 | 0 | 0 | 1.0303e-05 | 0
6092 | 1 | 0.00013893 | 4.3907e-05 | 0 | 5.8742e-05 | 0.00011416 | 0 | 0.2032 | 0.222 | 0 | 0 | 0.0057917 | 0
6093 | 1 | 0.00012466 | 5.3979e-05 | 0 | 3.7595e-05 | 0.00011416 | 0 | 0.2326 | 0.2566 | 0 | 0 | 0.015695 | 0
6094 | 1 | 0.00010081 | 6.4403e-05 | 0 | 2.3497e-05 | 0.00011416 | 0 | 0.2409 | 0.2678 | 0 | 0 | 0.015183 | 0
6095 | 1 | 8.2586e-05 | 7.3092e-05 | 0 | 9.3987e-06 | 0.00011416 | 0 | 0.2389 | 0.2743 | 0 | 0 | 0.0092455 | 0
6096 | 1 | 6.0038e-05 | 7.7814e-05 | 0 | 5.8742e-06 | 0.00011416 | 0 | 0.2332 | 0.2862 | 0 | 0 | 0.0013373 | 0
6097 | 1 | 4.2316e-05 | 8.0305e-05 | 0 | 2.3497e-06 | 0.00011416 | 0 | 0.22 | 0.2851 | 0 | 0 | 0.0081022 | 0
6098 | 1 | 3.2342e-05 | 8.8016e-05 | 0 | 1.1748e-06 | 0.00011416 | 0 | 0.2049 | 0.2766 | 0 | 0 | 0.044193 | 0
6099 | 1 | 2.7182e-05 | 9.4252e-05 | 0 | 1.4098e-05 | 0.00011416 | 0 | 0.1986 | 0.2741 | 0 | 0 | 0.053873 | 0
6100 | 1 | 2.5862e-05 | 9.6779e-05 | 0 | 3.7595e-05 | 0.00011416 | 0 | 0.1971 | 0.2808 | 0 | 0 | 0.036217 | 0
6101 | 1 | 2.8342e-05 | 9.5562e-05 | 0 | 9.3987e-05 | 0.00011416 | 0 | 0.1979 | 0.3094 | 0 | 0 | 0.010974 | 0
6102 | 1 | 3.9753e-05 | 9.1116e-05 | 0 | 0.0001821 | 0.00011416 | 0 | 0.1927 | 0.3145 | 0 | 0 | 0.00085063 | 0
6103 | 1 | 5.4406e-05 | 7.9198e-05 | 0 | 0.0001586 | 0.00011416 | 0.01 | 0.1707 | 0.2921 | 0 | 0 | 0.00013621 | 0.0023846
6104 | 1 | 7.8614e-05 | 6.2152e-05 | 0 | 0.00014685 | 0.00011416 | 0.04 | 0.1581 | 0.2531 | 0 | 0 | 0.011287 | 0.022208
6105 | 1 | 0.00010427 | 3.3078e-05 | 0 | 0.00016448 | 0.00011416 | 0.09 | 0.1633 | 0.2294 | 0 | 0 | 0.024803 | 0
6106 | 1 | 0.00011521 | 0 | 0 | 0.00018797 | 0.00011416 | 0.29 | 0.2026 | 0.252 | 0 | 0 | 0.021325 | 0.0032314
6107 | 1 | 0.0001143 | 0 | 0 | 0.00020677 | 0.00011416 | 0.71 | 0.2472 | 0.3088 | 0 | 0 | 0.011204 | 0.0623
6108 | 1 | 0.00010864 | 0 | 0 | 0.00018797 | 0.00011416 | 0.31 | 0.2625 | 0.3254 | 0 | 0 | 0.0013373 | 0.61882
6109 | 1 | 0.00010507 | 0 | 0 | 0.00019032 | 0.00011416 | 0.36 | 0.2483 | 0.3143 | 0 | 0 | 0.01376 | 0.099138
6110 | 1 | 0.00010365 | 0 | 0 | 0.00021382 | 0.00011416 | 0.15 | 0.1957 | 0.2617 | 0 | 0 | 0.069123 | 0.011522
6111 | 1 | 0.00010259 | 0 | 0 | 0.00022322 | 0.00011416 | 0.04 | 0.1398 | 0.2045 | 0 | 0 | 0.08559 | 0
6112 | 1 | 0.00010672 | 0 | 0 | 0.00022322 | 0.00011416 | 0.11 | 0.1279 | 0.1969 | 0 | 0 | 0.056119 | 0.047647
6113 | 1 | 0.00011553 | 0 | 0 | 0.00016448 | 0.00011416 | 0.03 | 0.1251 | 0.2029 | 0 | 0 | 0.016808 | 0.0014931
6114 | 1 | 0.00011512 | 0 | 0 | 0.00011748 | 0.00011416 | 0.01 | 0.1108 | 0.1747 | 0 | 0 | 0.00097493 | 0
6115 | 1 | 0.00011104 | 0 | 0 | 8.8113e-05 | 0.00011416 | 0 | 0.0937 | 0.1512 | 0 | 0 | 0.00062252 | 0
6116 | 1 | 0.00011635 | 2.3798e-06 | 0 | 5.8742e-05 | 0.00011416 | 0 | 0.0856 | 0.1471 | 0 | 0 | 0.020896 | 0
6117 | 1 | 0.00010337 | 9.5746e-06 | 0 | 3.7595e-05 | 0.00011416 | 0 | 0.0791 | 0.1394 | 0 | 0 | 0.038885 | 0
6118 | 1 | 8.818e-05 | 1.8688e-05 | 0 | 2.3497e-05 | 0.00011416 | 0 | 0.0772 | 0.1384 | 0 | 0 | 0.030151 | 0
6119 | 1 | 6.913e-05 | 2.8761e-05 | 0 | 9.3987e-06 | 0.00011416 | 0 | 0.0851 | 0.1498 | 0 | 0 | 0.01376 | 0
6120 | 1 | 5.0447e-05 | 3.8225e-05 | 0 | 5.8742e-06 | 0.00011416 | 0 | 0.0956 | 0.1586 | 0 | 0 | 0.0013373 | 0
6121 | 1 | 3.5688e-05 | 4.8759e-05 | 0 | 2.3497e-06 | 0.00011416 | 0 | 0.1048 | 0.1605 | 0 | 0 | 0.022727 | 0
6122 | 1 | 2.7696e-05 | 5.8739e-05 | 0 | 1.1748e-06 | 0.00011416 | 0 | 0.1158 | 0.1701 | 0 | 0 | 0.10674 | 0
6123 | 1 | 2.2258e-05 | 6.9587e-05 | 0 | 1.4098e-05 | 0.00011416 | 0 | 0.1208 | 0.1845 | 0 | 0 | 0.1339 | 0
6124 | 1 | 1.9538e-05 | 8.1412e-05 | 0 | 3.7595e-05 | 0.00011416 | 0 | 0.1145 | 0.1896 | 0 | 0 | 0.085976 | 0
6125 | 1 | 1.9565e-05 | 9.0544e-05 | 0 | 9.3987e-05 | 0.00011416 | 0 | 0.1044 | 0.1862 | 0 | 0 | 0.025498 | 0
6126 | 1 | 2.3652e-05 | 9.13e-05 | 0 | 0.0001821 | 0.00011416 | 0 | 0.0952 | 0.1821 | 0 | 0 | 0.0011286 | 0
6127 | 1 | 2.9508e-05 | 6.6764e-05 | 0 | 0.0001586 | 0.00011416 | 0.07 | 0.0673 | 0.1629 | 0 | 0 | 0.0018864 | 0.042889
6128 | 1 | 4.689e-05 | 4.8648e-05 | 0 | 0.00014685 | 0.00011416 | 0.28 | 0.0401 | 0.1204 | 0 | 0 | 0.036909 | 0.27481
6129 | 1 | 6.2388e-05 | 2.4628e-05 | 0 | 0.00016448 | 0.00011416 | 0.38 | 0.0462 | 0.1277 | 0 | 0 | 0.060161 | 0.44021
6130 | 1 | 7.3361e-05 | 3.7819e-06 | 0 | 0.00018797 | 0.00011416 | 0.34 | 0.0556 | 0.1467 | 0 | 0 | 0.042662 | 0.55085
6131 | 1 | 7.8865e-05 | 0 | 0 | 0.00020677 | 0.00011416 | 0.55 | 0.0515 | 0.1219 | 0 | 0 | 0.01707 | 0.30538
6132 | 1 | 8.1854e-05 | 0 | 0 | 0.00018797 | 0.00011416 | 0.44 | 0.0401 | 0.0673 | 0 | 0 | 0.0013373 | 0.52152
6133 | 1 | 7.9673e-05 | 0 | 0 | 0.00019032 | 0.00011416 | 0.34 | 0.0385 | 0.0325 | 0 | 0 | 0.03493 | 0.38251
6134 | 1 | 7.5993e-05 | 0 | 0 | 0.00021382 | 0.00011416 | 0.44 | 0.0596 | 0.0319 | 0 | 0 | 0.15599 | 0.023199
6135 | 1 | 7.6338e-05 | 0 | 0 | 0.00022322 | 0.00011416 | 0.21 | 0.0981 | 0.0598 | 0 | 0 | 0.19764 | 0
6136 | 1 | 8.4319e-05 | 0 | 0 | 0.00022322 | 0.00011416 | 0.3 | 0.1438 | 0.1182 | 0 | 0 | 0.1249 | 0
6137 | 1 | 0.00010326 | 0 | 0 | 0.00016448 | 0.00011416 | 0.05 | 0.1988 | 0.2262 | 0 | 0 | 0.036762 | 0.072707
6138 | 1 | 0.00010987 | 0 | 0 | 0.00011748 | 0.00011416 | 0 | 0.28 | 0.3734 | 0 | 0 | 0.0012976 | 0.0011477
6139 | 1 | 0.00011054 | 0 | 0 | 8.8113e-05 | 0.00011416 | 0 | 0.3427 | 0.4615 | 0 | 0 | 0.0042308 | 0
6140 | 1 | 0.00011929 | 0 | 0 | 5.8742e-05 | 0.00011416 | 0 | 0.388 | 0.5146 | 0 | 0 | 0.059529 | 0
6141 | 1 | 0.00010862 | 0 | 0 | 3.7595e-05 | 0.00011416 | 0 | 0.41 | 0.548 | 0 | 0 | 0.088053 | 0
6142 | 1 | 9.1709e-05 | 0 | 0 | 2.3497e-05 | 0.00011416 | 0 | 0.3755 | 0.5064 | 0 | 0 | 0.058228 | 0
6143 | 1 | 6.9926e-05 | 1.9186e-06 | 0 | 9.3987e-06 | 0.00011416 | 0 | 0.3302 | 0.468 | 0 | 0 | 0.020871 | 0
6144 | 1 | 5.6435e-05 | 9.8144e-06 | 0 | 5.8742e-06 | 0.00011416 | 0 | 0.2898 | 0.4221 | 0 | 0 | 0.0013373 | 0
6145 | 1 | 4.4164e-05 | 1.688e-05 | 0 | 2.3497e-06 | 0.00011416 | 0 | 0.2612 | 0.3857 | 0 | 0 | 0.050866 | 0
6146 | 1 | 3.954e-05 | 2.2636e-05 | 0 | 1.1748e-06 | 0.00011416 | 0 | 0.2417 | 0.3564 | 0 | 0 | 0.21846 | 0
6147 | 1 | 3.6929e-05 | 2.8964e-05 | 0 | 1.4098e-05 | 0.00011416 | 0 | 0.2278 | 0.3346 | 0 | 0 | 0.27895 | 0
6148 | 1 | 3.8856e-05 | 3.5974e-05 | 0 | 3.7595e-05 | 0.00011416 | 0 | 0.2087 | 0.3173 | 0 | 0 | 0.17408 | 0
6149 | 1 | 4.961e-05 | 4.2818e-05 | 0 | 9.3987e-05 | 0.00011416 | 0 | 0.1861 | 0.2721 | 0 | 0 | 0.050934 | 0
6150 | 1 | 8.5067e-05 | 4.7338e-05 | 0 | 0.0001821 | 0.00011416 | 0 | 0.1793 | 0.2214 | 0 | 0 | 0.0014827 | 0
6151 | 1 | 0.00013274 | 3.7911e-05 | 0 | 0.0001586 | 0.00011416 | 0.02 | 0.157 | 0.1806 | 0 | 0 | 0.0079894 | 0
6152 | 1 | 0.0001656 | 2.2765e-05 | 0 | 0.00014685 | 0.00011416 | 0.06 | 0.1434 | 0.1876 | 0 | 0 | 0.089897 | 0
6153 | 1 | 0.00017971 | 0 | 0 | 0.00016448 | 0.00011416 | 0.24 | 0.17 | 0.2383 | 0 | 0 | 0.12346 | 0.036916
6154 | 1 | 0.00018252 | 0 | 0 | 0.00018797 | 0.00011416 | 0.22 | 0.1869 | 0.2587 | 0 | 0 | 0.077184 | 0
6155 | 1 | 0.00018497 | 0 | 0 | 0.00020677 | 0.00011416 | 0.04 | 0.1973 | 0.2695 | 0 | 0 | 0.025199 | 0
6156 | 1 | 0.00017967 | 0 | 0 | 0.00018797 | 0.00011416 | 0.7 | 0.2111 | 0.2856 | 0 | 0 | 0.0013373 | 0.0066857
6157 | 1 | 0.00017941 | 0 | 0 | 0.00019032 | 0.00011416 | 0.64 | 0.2321 | 0.2928 | 0 | 0 | 0.068568 | 0.0050254
6158 | 1 | 0.00017694 | 0 | 0 | 0.00021382 | 0.00011416 | 0.03 | 0.2648 | 0.2985 | 0 | 0 | 0.28635 | 0.75611
6159 | 1 | 0.00017661 | 0 | 0 | 0.00022322 | 0.00011416 | 0.05 | 0.2938 | 0.3098 | 0 | 0 | 0.36769 | 0.0033094
6160 | 1 | 0.00017858 | 0 | 0 | 0.00022322 | 0.00011416 | 0.32 | 0.3388 | 0.3855 | 0 | 0 | 0.22739 | 0.20749
6161 | 1 | 0.00018008 | 4.981e-07 | 0 | 0.00016448 | 0.00011416 | 0.21 | 0.415 | 0.5711 | 0 | 0 | 0.066242 | 0.030765
6162 | 1 | 0.00016318 | 2.0754e-05 | 0 | 0.00011748 | 0.00011416 | 0.03 | 0.4978 | 0.7196 | 0 | 0 | 0.0016614 | 0.034298
6163 | 1 | 0.00015625 | 4.1066e-05 | 0 | 8.8113e-05 | 0.00011416 | 0 | 0.5402 | 0.7935 | 0 | 0 | 0.012788 | 0
6164 | 1 | 0.00016069 | 5.5824e-05 | 0 | 5.8742e-05 | 0.00011416 | 0 | 0.5579 | 0.8072 | 0 | 0 | 0.12432 | 0
6165 | 1 | 0.00014243 | 6.6967e-05 | 0 | 3.7595e-05 | 0.00011416 | 0 | 0.5687 | 0.8247 | 0 | 0 | 0.16196 | 0
6166 | 1 | 0.00011349 | 7.6486e-05 | 0 | 2.3497e-05 | 0.00011416 | 0 | 0.54 | 0.8224 | 0 | 0 | 0.097148 | 0
6167 | 1 | 8.9213e-05 | 8.4806e-05 | 0 | 9.3987e-06 | 0.00011416 | 0 | 0.5157 | 0.8027 | 0 | 0 | 0.029515 | 0
6168 | 1 | 6.0131e-05 | 9.178e-05 | 0 | 5.8742e-06 | 0.00011416 | 0 | 0.4923 | 0.7828 | 0 | 0 | 0.0013373 | 0
6169 | 1 | 4.3791e-05 | 9.7388e-05 | 0 | 2.3497e-06 | 0.00011416 | 0 | 0.4786 | 0.7607 | 0 | 0 | 0.089964 | 0
6170 | 1 | 3.6169e-05 | 0.00010233 | 0 | 1.1748e-06 | 0.00011416 | 0 | 0.4561 | 0.7216 | 0 | 0 | 0.36702 | 0
6171 | 1 | 3.359e-05 | 0.00010565 | 0 | 1.4098e-05 | 0.00011416 | 0 | 0.4462 | 0.6887 | 0 | 0 | 0.47351 | 0
6172 | 1 | 3.4848e-05 | 0.00010683 | 0 | 3.7595e-05 | 0.00011416 | 0 | 0.45 | 0.6703 | 0 | 0 | 0.2906 | 0
6173 | 1 | 4.539e-05 | 0.00010665 | 0 | 9.3987e-05 | 0.00011416 | 0 | 0.4826 | 0.6802 | 0 | 0 | 0.084345 | 0
6174 | 1 | 8.0268e-05 | 0.00010397 | 0 | 0.0001821 | 0.00011416 | 0 | 0.5094 | 0.7018 | 0 | 0 | 0.0018538 | 0
6175 | 1 | 0.00012402 | 9.1558e-05 | 0 | 0.0001586 | 0.00011416 | 0.05 | 0.5249 | 0.7263 | 0 | 0 | 0.019201 | 0.080485
6176 | 1 | 0.00015501 | 7.5029e-05 | 0 | 0.00014685 | 0.00011416 | 0.28 | 0.5676 | 0.7609 | 0 | 0 | 0.16657 | 0.098904
6177 | 1 | 0.00016832 | 5.7724e-05 | 0 | 0.00016448 | 0.00011416 | 0.33 | 0.635 | 0.7926 | 0 | 0 | 0.20773 | 0.29503
6178 | 1 | 0.00017019 | 4.1693e-05 | 0 | 0.00018797 | 0.00011416 | 0.17 | 0.6853 | 0.8144 | 0 | 0 | 0.12029 | 0.30798
6179 | 1 | 0.00016947 | 2.4739e-05 | 0 | 0.00020677 | 0.00011416 | 0.62 | 0.7052 | 0.8152 | 0 | 0 | 0.034298 | 0.10378
6180 | 1 | 0.00016463 | 1.1696e-05 | 0 | 0.00018797 | 0.00011416 | 0.67 | 0.7227 | 0.8396 | 0 | 0 | 0.0013373 | 0.3837
6181 | 1 | 0.0001687 | 6.752e-06 | 0 | 0.00019032 | 0.00011416 | 0.24 | 0.7481 | 0.8845 | 0 | 0 | 0.1154 | 0.021907
6182 | 1 | 0.00017385 | 7.1395e-06 | 0 | 0.00021382 | 0.00011416 | 0.03 | 0.756 | 0.8867 | 0 | 0 | 0.46157 | 0
6183 | 1 | 0.00017667 | 7.6191e-06 | 0 | 0.00022322 | 0.00011416 | 0.04 | 0.7512 | 0.8785 | 0 | 0 | 0.59791 | 0
6184 | 1 | 0.00017629 | 6.7889e-06 | 0 | 0.00022322 | 0.00011416 | 0.14 | 0.7467 | 0.8521 | 0 | 0 | 0.36456 | 0
6185 | 1 | 0.00017532 | 1.1124e-05 | 0 | 0.00016448 | 0.00011416 | 0.03 | 0.6952 | 0.818 | 0 | 0 | 0.10548 | 0.028136
6186 | 1 | 0.00016015 | 2.5864e-05 | 0 | 0.00011748 | 0.00011416 | 0.02 | 0.6232 | 0.8064 | 0 | 0 | 0.0020606 | 0.0061174
6187 | 1 | 0.00015515 | 4.7227e-05 | 0 | 8.8113e-05 | 0.00011416 | 0 | 0.5368 | 0.7708 | 0 | 0 | 0.027465 | 0
6188 | 1 | 0.00015658 | 6.2945e-05 | 0 | 5.8742e-05 | 0.00011416 | 0 | 0.4316 | 0.7089 | 0 | 0 | 0.21744 | 0
6189 | 1 | 0.00013812 | 7.4272e-05 | 0 | 3.7595e-05 | 0.00011416 | 0 | 0.3527 | 0.6159 | 0 | 0 | 0.26141 | 0
6190 | 1 | 0.00011107 | 7.9825e-05 | 0 | 2.3497e-05 | 0.00011416 | 0 | 0.2883 | 0.4404 | 0 | 0 | 0.14684 | 0
6191 | 1 | 8.7715e-05 | 8.0969e-05 | 0 | 9.3987e-06 | 0.00011416 | 0 | 0.2433 | 0.3459 | 0 | 0 | 0.039572 | 0
6192 | 1 | 6.7961e-05 | 8.1541e-05 | 0 | 5.8742e-06 | 0.00011416 | 0 | 0.2266 | 0.2725 | 0 | 0 | 0.0013373 | 0
6193 | 1 | 5.1364e-05 | 8.2316e-05 | 0 | 2.3497e-06 | 0.00011416 | 0 | 0.2093 | 0.2178 | 0 | 0 | 0.13735 | 0
6194 | 1 | 4.3436e-05 | 8.3533e-05 | 0 | 1.1748e-06 | 0.00011416 | 0 | 0.1935 | 0.2035 | 0 | 0 | 0.54226 | 0
6195 | 1 | 4.088e-05 | 8.512e-05 | 0 | 1.4098e-05 | 0.00011416 | 0 | 0.1947 | 0.217 | 0 | 0 | 0.70429 | 0
6196 | 1 | 4.1966e-05 | 8.322e-05 | 0 | 3.7595e-05 | 0.00011416 | 0 | 0.2029 | 0.261 | 0 | 0 | 0.42759 | 0
6197 | 1 | 5.255e-05 | 7.8792e-05 | 0 | 9.3987e-05 | 0.00011416 | 0 | 0.2185 | 0.3025 | 0 | 0 | 0.12346 | 0
6198 | 1 | 8.6886e-05 | 7.5139e-05 | 0 | 0.0001821 | 0.00011416 | 0 | 0.2287 | 0.2713 | 0 | 0 | 0.0022254 | 0
6199 | 1 | 0.00013525 | 7.0011e-05 | 0 | 0.0001586 | 0.00011416 | 0 | 0.2229 | 0.3127 | 0 | 0 | 0.035018 | 0.0066857
6200 | 1 | 0.00016953 | 6.0916e-05 | 0 | 0.00014685 | 0.00011416 | 0.02 | 0.2263 | 0.3898 | 0 | 0 | 0.26174 | 0
6201 | 1 | 0.00018672 | 4.6489e-05 | 0 | 0.00016448 | 0.00011416 | 0.21 | 0.2334 | 0.354 | 0 | 0 | 0.30723 | 0
6202 | 1 | 0.0001927 | 3.044e-05 | 0 | 0.00018797 | 0.00011416 | 0.38 | 0.269 | 0.2754 | 0 | 0 | 0.16913 | 0.020035
6203 | 1 | 0.00019533 | 1.2416e-05 | 0 | 0.00020677 | 0.00011416 | 0.15 | 0.2506 | 0.1504 | 0 | 0 | 0.043863 | 0.12476
6204 | 1 | 0.00019237 | 0 | 0 | 0.00018797 | 0.00011416 | 0.1 | 0.2319 | 0.1135 | 0 | 0 | 0.0013373 | 0.0016937
6205 | 1 | 0.00019417 | 0 | 0 | 0.00019032 | 0.00011416 | 0.12 | 0.2508 | 0.1358 | 0 | 0 | 0.15763 | 0
6206 | 1 | 0.00019533 | 0 | 0 | 0.00021382 | 0.00011416 | 0.05 | 0.2446 | 0.1531 | 0 | 0 | 0.61627 | 0.0016937
6207 | 1 | 0.00019432 | 0 | 0 | 0.00022322 | 0.00011416 | 0.14 | 0.2264 | 0.1373 | 0 | 0 | 0.80203 | 0
6208 | 1 | 0.00019232 | 0 | 0 | 0.00022322 | 0.00011416 | 0.04 | 0.2493 | 0.154 | 0 | 0 | 0.48536 | 0
6209 | 1 | 0.00019499 | 0 | 0 | 0.00016448 | 0.00011416 | 0.01 | 0.3513 | 0.3159 | 0 | 0 | 0.13991 | 0
6210 | 1 | 0.00017904 | 0 | 0 | 0.00011748 | 0.00011416 | 0.02 | 0.4363 | 0.4831 | 0 | 0 | 0.0023692 | 0
6211 | 1 | 0.00016926 | 0 | 0 | 8.8113e-05 | 0.00011416 | 0 | 0.554 | 0.6229 | 0 | 0 | 0.04228 | 0
6212 | 1 | 0.00017274 | 0 | 0 | 5.8742e-05 | 0.00011416 | 0 | 0.6174 | 0.7794 | 0 | 0 | 0.30296 | 0
6213 | 1 | 0.00015278 | 1.9149e-05 | 0 | 3.7595e-05 | 0.00011416 | 0 | 0.6228 | 0.8253 | 0 | 0 | 0.34926 | 0
6214 | 1 | 0.00012404 | 3.8889e-05 | 0 | 2.3497e-05 | 0.00011416 | 0 | 0.5549 | 0.7654 | 0 | 0 | 0.18935 | 0
6215 | 1 | 9.9278e-05 | 4.8113e-05 | 0 | 9.3987e-06 | 0.00011416 | 0 | 0.5676 | 0.78 | 0 | 0 | 0.047668 | 0
6216 | 1 | 6.8227e-05 | 4.7449e-05 | 0 | 5.8742e-06 | 0.00011416 | 0 | 0.6329 | 0.8127 | 0 | 0 | 0.0013373 | 0
6217 | 1 | 5.2276e-05 | 4.1527e-05 | 0 | 2.3497e-06 | 0.00011416 | 0 | 0.7026 | 0.8369 | 0 | 0 | 0.1707 | 0
6218 | 1 | 4.5867e-05 | 3.5162e-05 | 0 | 1.1748e-06 | 0.00011416 | 0 | 0.7435 | 0.8627 | 0 | 0 | 0.66376 | 0
6219 | 1 | 4.3673e-05 | 3.4738e-05 | 0 | 1.4098e-05 | 0.00011416 | 0 | 0.7486 | 0.8561 | 0 | 0 | 0.8648 | 0
6220 | 1 | 4.519e-05 | 3.7874e-05 | 0 | 3.7595e-05 | 0.00011416 | 0 | 0.7061 | 0.8101 | 0 | 0 | 0.52239 | 0
6221 | 1 | 5.54e-05 | 4.2154e-05 | 0 | 9.3987e-05 | 0.00011416 | 0 | 0.6406 | 0.7299 | 0 | 0 | 0.15046 | 0
6222 | 1 | 8.8888e-05 | 4.601e-05 | 0 | 0.0001821 | 0.00011416 | 0 | 0.538 | 0.6108 | 0 | 0 | 0.0024584 | 0
6223 | 1 | 0.00013578 | 3.7376e-05 | 0 | 0.0001586 | 0.00011416 | 0.01 | 0.3925 | 0.4429 | 0 | 0 | 0.047084 | 0
6224 | 1 | 0.00016967 | 1.8338e-05 | 0 | 0.00014685 | 0.00011416 | 0.06 | 0.3208 | 0.3466 | 0 | 0 | 0.32965 | 0
6225 | 1 | 0.00018572 | 8.9474e-06 | 0 | 0.00016448 | 0.00011416 | 0.02 | 0.2794 | 0.2716 | 0 | 0 | 0.37624 | 0.18694
6226 | 1 | 0.00018976 | 6.051e-06 | 0 | 0.00018797 | 0.00011416 | 0.04 | 0.235 | 0.175 | 0 | 0 | 0.20222 | 0
6227 | 1 | 0.00019408 | 6.0326e-06 | 0 | 0.00020677 | 0.00011416 | 0.07 | 0.227 | 0.1654 | 0 | 0 | 0.050053 | 0
6228 | 1 | 0.00019089 | 3.8372e-06 | 0 | 0.00018797 | 0.00011416 | 0.15 | 0.2579 | 0.2071 | 0 | 0 | 0.0013373 | 0
6229 | 1 | 0.00019118 | 3.7819e-06 | 0 | 0.00019032 | 0.00011416 | 0.04 | 0.305 | 0.3014 | 0 | 0 | 0.17981 | 0
6230 | 1 | 0.00018991 | 6.7151e-06 | 0 | 0.00021382 | 0.00011416 | 0.07 | 0.3387 | 0.4263 | 0 | 0 | 0.69673 | 0
6231 | 1 | 0.00018488 | 1.7028e-05 | 0 | 0.00022322 | 0.00011416 | 0.14 | 0.3386 | 0.4642 | 0 | 0 | 0.90842 | 0
6232 | 1 | 0.00018242 | 2.8263e-05 | 0 | 0.00022322 | 0.00011416 | 0.08 | 0.2934 | 0.4393 | 0 | 0 | 0.5481 | 0.0066969
6233 | 1 | 0.00017922 | 3.7247e-05 | 0 | 0.00016448 | 0.00011416 | 0.1 | 0.2623 | 0.3748 | 0 | 0 | 0.15777 | 0.022631
6234 | 1 | 0.00016224 | 4.5825e-05 | 0 | 0.00011748 | 0.00011416 | 0 | 0.2566 | 0.3303 | 0 | 0 | 0.0025191 | 0.011912
6235 | 1 | 0.00015466 | 5.4754e-05 | 0 | 8.8113e-05 | 0.00011416 | 0 | 0.288 | 0.3195 | 0 | 0 | 0.050481 | 0
6236 | 1 | 0.00016277 | 5.9366e-05 | 0 | 5.8742e-05 | 0.00011416 | 0 | 0.3103 | 0.328 | 0 | 0 | 0.34828 | 0
6237 | 1 | 0.00014345 | 6.2115e-05 | 0 | 3.7595e-05 | 0.00011416 | 0 | 0.323 | 0.3683 | 0 | 0 | 0.39498 | 0
6238 | 1 | 0.0001157 | 6.23e-05 | 0 | 2.3497e-05 | 0.00011416 | 0 | 0.3272 | 0.4191 | 0 | 0 | 0.21111 | 0
6239 | 1 | 9.1475e-05 | 6.1746e-05 | 0 | 9.3987e-06 | 0.00011416 | 0 | 0.3256 | 0.453 | 0 | 0 | 0.051687 | 0
6240 | 1 | 7.2497e-05 | 6.4495e-05 | 0 | 5.8742e-06 | 0.00011416 | 0 | 0.3112 | 0.4543 | 0 | 0 | 0.0013373 | 0
6241 | 1 | 5.5378e-05 | 7.0841e-05 | 0 | 2.3497e-06 | 0.00011416 | 0 | 0.2922 | 0.4329 | 0 | 0 | 0.17981 | 0
6242 | 1 | 4.7371e-05 | 7.7556e-05 | 0 | 1.1748e-06 | 0.00011416 | 0 | 0.2801 | 0.4075 | 0 | 0 | 0.69673 | 0
6243 | 1 | 4.3593e-05 | 8.5102e-05 | 0 | 1.4098e-05 | 0.00011416 | 0 | 0.2686 | 0.3848 | 0 | 0 | 0.90842 | 0
6244 | 1 | 4.4065e-05 | 9.2536e-05 | 0 | 3.7595e-05 | 0.00011416 | 0 | 0.2526 | 0.3593 | 0 | 0 | 0.5481 | 0
6245 | 1 | 5.3477e-05 | 9.9233e-05 | 0 | 9.3987e-05 | 0.00011416 | 0 | 0.2392 | 0.3506 | 0 | 0 | 0.15777 | 0
6246 | 1 | 8.6268e-05 | 0.00010331 | 0 | 0.0001821 | 0.00011416 | 0 | 0.236 | 0.3508 | 0 | 0 | 0.0025191 | 0
6247 | 1 | 0.00012903 | 9.0618e-05 | 0 | 0.0001586 | 0.00011416 | 0.05 | 0.2123 | 0.3334 | 0 | 0 | 0.050481 | 0.045619
6248 | 1 | 0.00016136 | 6.8092e-05 | 0 | 0.00014685 | 0.00011416 | 0.17 | 0.1828 | 0.3005 | 0 | 0 | 0.34828 | 0.24407
6249 | 1 | 0.00017636 | 3.4092e-05 | 0 | 0.00016448 | 0.00011416 | 0.28 | 0.2394 | 0.3422 | 0 | 0 | 0.39498 | 0.49649
6250 | 1 | 0.00017722 | 3.9848e-06 | 0 | 0.00018797 | 0.00011416 | 0.61 | 0.2982 | 0.3908 | 0 | 0 | 0.21111 | 0.64992
6251 | 1 | 0.0001747 | 0 | 0 | 0.00020677 | 0.00011416 | 0.71 | 0.3212 | 0.4161 | 0 | 0 | 0.051687 | 0.69268
6252 | 1 | 0.00016863 | 0 | 0 | 0.00018797 | 0.00011416 | 0.43 | 0.3041 | 0.3835 | 0 | 0 | 0.0013373 | 0.08931
6253 | 1 | 0.00017179 | 0 | 0 | 0.00019032 | 0.00011416 | 0.16 | 0.2746 | 0.3255 | 0 | 0 | 0.1707 | 0.17717
6254 | 1 | 0.00017076 | 0 | 0 | 0.00021382 | 0.00011416 | 0.17 | 0.2509 | 0.276 | 0 | 0 | 0.66376 | 0
6255 | 1 | 0.00016736 | 0 | 0 | 0.00022322 | 0.00011416 | 0.35 | 0.2188 | 0.2287 | 0 | 0 | 0.8648 | 0
6256 | 1 | 0.00016346 | 0 | 0 | 0.00022322 | 0.00011416 | 0.16 | 0.157 | 0.158 | 0 | 0 | 0.52239 | 0
6257 | 1 | 0.00016716 | 0 | 0 | 0.00016448 | 0.00011416 | 0.04 | 0.1078 | 0.0995 | 0 | 0 | 0.15046 | 0
6258 | 1 | 0.00015626 | 2.3355e-05 | 0 | 0.00011748 | 0.00011416 | 0.02 | 0.1049 | 0.0781 | 0 | 0 | 0.0024584 | 0.013851
6259 | 1 | 0.00015105 | 3.9461e-05 | 0 | 8.8113e-05 | 0.00011416 | 0 | 0.1132 | 0.0713 | 0 | 0 | 0.047084 | 0
6260 | 1 | 0.00015644 | 4.7947e-05 | 0 | 5.8742e-05 | 0.00011416 | 0 | 0.1024 | 0.0514 | 0 | 0 | 0.32965 | 0
6261 | 1 | 0.00013478 | 5.6341e-05 | 0 | 3.7595e-05 | 0.00011416 | 0 | 0.0834 | 0.0355 | 0 | 0 | 0.37624 | 0
6262 | 1 | 0.00011012 | 6.431e-05 | 0 | 2.3497e-05 | 0.00011416 | 0 | 0.064 | 0.0267 | 0 | 0 | 0.20222 | 0
6263 | 1 | 8.9884e-05 | 7.0767e-05 | 0 | 9.3987e-06 | 0.00011416 | 0 | 0.0487 | 0.0183 | 0 | 0 | 0.050053 | 0
6264 | 1 | 6.2942e-05 | 7.6339e-05 | 0 | 5.8742e-06 | 0.00011416 | 0 | 0.036 | 0.0097 | 0 | 0 | 0.0013373 | 0
6265 | 1 | 4.5519e-05 | 8.0674e-05 | 0 | 2.3497e-06 | 0.00011416 | 0 | 0.0252 | 0.0135 | 0 | 0 | 0.15763 | 0
6266 | 1 | 3.5493e-05 | 8.3386e-05 | 0 | 1.1748e-06 | 0.00011416 | 0 | 0.0179 | 0.0386 | 0 | 0 | 0.61627 | 0
6267 | 1 | 3.049e-05 | 8.5673e-05 | 0 | 1.4098e-05 | 0.00011416 | 0 | 0.0156 | 0.0687 | 0 | 0 | 0.80203 | 0
6268 | 1 | 2.8625e-05 | 8.8717e-05 | 0 | 3.7595e-05 | 0.00011416 | 0 | 0.0175 | 0.0954 | 0 | 0 | 0.48536 | 0
6269 | 1 | 3.0791e-05 | 9.0433e-05 | 0 | 9.3987e-05 | 0.00011416 | 0 | 0.0235 | 0.1215 | 0 | 0 | 0.13991 | 0
6270 | 1 | 4.1681e-05 | 9.1485e-05 | 0 | 0.0001821 | 0.00011416 | 0 | 0.0358 | 0.1518 | 0 | 0 | 0.0023692 | 0
6271 | 1 | 6.1082e-05 | 6.7244e-05 | 0 | 0.0001586 | 0.00011416 | 0.02 | 0.0519 | 0.1766 | 0 | 0 | 0.04228 | 0
6272 | 1 | 8.7025e-05 | 4.2191e-05 | 0 | 0.00014685 | 0.00011416 | 0.06 | 0.0643 | 0.183 | 0 | 0 | 0.30296 | 0
6273 | 1 | 0.00011111 | 2.2894e-05 | 0 | 0.00016448 | 0.00011416 | 0.16 | 0.0955 | 0.194 | 0 | 0 | 0.34926 | 0
6274 | 1 | 0.0001204 | 7.1026e-06 | 0 | 0.00018797 | 0.00011416 | 0.1 | 0.1255 | 0.1884 | 0 | 0 | 0.18935 | 0.046198
6275 | 1 | 0.00012081 | 0 | 0 | 0.00020677 | 0.00011416 | 0.05 | 0.1357 | 0.1716 | 0 | 0 | 0.047668 | 0.49275
6276 | 1 | 0.00011481 | 0 | 0 | 0.00018797 | 0.00011416 | 0.33 | 0.1411 | 0.1711 | 0 | 0 | 0.0013373 | 0
6277 | 1 | 0.00010614 | 0 | 0 | 0.00019032 | 0.00011416 | 0.76 | 0.1418 | 0.1682 | 0 | 0 | 0.13351 | 0.45211
6278 | 1 | 9.85e-05 | 0 | 0 | 0.00021382 | 0.00011416 | 0.18 | 0.1295 | 0.1522 | 0 | 0 | 0.5282 | 0.8035
6279 | 1 | 9.4131e-05 | 0 | 0 | 0.00022322 | 0.00011416 | 0.42 | 0.1114 | 0.1307 | 0 | 0 | 0.68575 | 0.17267
6280 | 1 | 9.7539e-05 | 0 | 0 | 0.00022322 | 0.00011416 | 0.15 | 0.1084 | 0.131 | 0 | 0 | 0.41662 | 0.37867
6281 | 1 | 0.00010763 | 9.8144e-06 | 0 | 0.00016448 | 0.00011416 | 0.15 | 0.1128 | 0.1368 | 0 | 0 | 0.12033 | 0.20112
6282 | 1 | 0.0001073 | 4.2191e-05 | 0 | 0.00011748 | 0.00011416 | 0.01 | 0.1242 | 0.1413 | 0 | 0 | 0.0021973 | 0.018954
6283 | 1 | 0.00010502 | 6.6413e-05 | 0 | 8.8113e-05 | 0.00011416 | 0 | 0.1352 | 0.1426 | 0 | 0 | 0.033674 | 0
6284 | 1 | 0.00011297 | 7.632e-05 | 0 | 5.8742e-05 | 0.00011416 | 0 | 0.139 | 0.1443 | 0 | 0 | 0.25398 | 0
6285 | 1 | 9.8036e-05 | 8.5526e-05 | 0 | 3.7595e-05 | 0.00011416 | 0 | 0.135 | 0.1388 | 0 | 0 | 0.29924 | 0
6286 | 1 | 8.1562e-05 | 9.3569e-05 | 0 | 2.3497e-05 | 0.00011416 | 0 | 0.1271 | 0.1291 | 0 | 0 | 0.16527 | 0
6287 | 1 | 6.2481e-05 | 0.00010056 | 0 | 9.3987e-06 | 0.00011416 | 0 | 0.1185 | 0.1166 | 0 | 0 | 0.043128 | 0
6288 | 1 | 4.3807e-05 | 0.00010552 | 0 | 5.8742e-06 | 0.00011416 | 0 | 0.1095 | 0.1027 | 0 | 0 | 0.0013373 | 0
6289 | 1 | 2.8907e-05 | 0.00010781 | 0 | 2.3497e-06 | 0.00011416 | 0 | 0.1034 | 0.0913 | 0 | 0 | 0.11199 | 0
6290 | 1 | 2.1117e-05 | 0.00010753 | 0 | 1.1748e-06 | 0.00011416 | 0 | 0.1026 | 0.0919 | 0 | 0 | 0.44895 | 0
6291 | 1 | 1.7026e-05 | 0.00010591 | 0 | 1.4098e-05 | 0.00011416 | 0 | 0.1091 | 0.1048 | 0 | 0 | 0.58129 | 0
6292 | 1 | 1.5609e-05 | 0.00010506 | 0 | 3.7595e-05 | 0.00011416 | 0 | 0.1165 | 0.1221 | 0 | 0 | 0.3547 | 0
6293 | 1 | 1.6348e-05 | 0.00010549 | 0 | 9.3987e-05 | 0.00011416 | 0 | 0.1226 | 0.1401 | 0 | 0 | 0.10266 | 0
6294 | 1 | 2.125e-05 | 0.00010364 | 0 | 0.0001821 | 0.00011416 | 0 | 0.1284 | 0.1616 | 0 | 0 | 0.0020339 | 0
6295 | 1 | 2.952e-05 | 7.2778e-05 | 0 | 0.0001586 | 0.00011416 | 0.05 | 0.1257 | 0.1839 | 0 | 0 | 0.026323 | 0.012201
6296 | 1 | 4.9139e-05 | 3.7819e-05 | 0 | 0.00014685 | 0.00011416 | 0.24 | 0.1128 | 0.2031 | 0 | 0 | 0.21058 | 0.073376
6297 | 1 | 6.7141e-05 | 1.0091e-05 | 0 | 0.00016448 | 0.00011416 | 0.36 | 0.132 | 0.2376 | 0 | 0 | 0.25424 | 0
6298 | 1 | 7.7707e-05 | 0 | 0 | 0.00018797 | 0.00011416 | 0.32 | 0.1549 | 0.2809 | 0 | 0 | 0.14333 | 0
6299 | 1 | 8.501e-05 | 0 | 0 | 0.00020677 | 0.00011416 | 0.29 | 0.1723 | 0.3035 | 0 | 0 | 0.038885 | 0
6300 | 1 | 8.8147e-05 | 0 | 0 | 0.00018797 | 0.00011416 | 0.22 | 0.1914 | 0.3109 | 0 | 0 | 0.0013373 | 0.019155
6301 | 1 | 8.4332e-05 | 0 | 0 | 0.00019032 | 0.00011416 | 0.19 | 0.2019 | 0.2964 | 0 | 0 | 0.087075 | 0.055826
6302 | 1 | 7.7275e-05 | 0 | 0 | 0.00021382 | 0.00011416 | 0.04 | 0.196 | 0.2631 | 0 | 0 | 0.3562 | 0.17973
6303 | 1 | 7.3867e-05 | 0 | 0 | 0.00022322 | 0.00011416 | 0.24 | 0.183 | 0.2252 | 0 | 0 | 0.4593 | 0.20386
6304 | 1 | 7.852e-05 | 0 | 0 | 0.00022322 | 0.00011416 | 0.21 | 0.1571 | 0.178 | 0 | 0 | 0.28213 | 0.1075
6305 | 1 | 9.5481e-05 | 0 | 0 | 0.00016448 | 0.00011416 | 0.11 | 0.1127 | 0.1195 | 0 | 0 | 0.081921 | 0.11616
6306 | 1 | 0.00010034 | 2.8133e-05 | 0 | 0.00011748 | 0.00011416 | 0.01 | 0.0863 | 0.0808 | 0 | 0 | 0.001829 | 0
6307 | 1 | 0.00010256 | 4.8519e-05 | 0 | 8.8113e-05 | 0.00011416 | 0 | 0.0714 | 0.0579 | 0 | 0 | 0.018303 | 0
6308 | 1 | 0.00011574 | 5.7614e-05 | 0 | 5.8742e-05 | 0.00011416 | 0 | 0.063 | 0.0497 | 0 | 0 | 0.16083 | 0
6309 | 1 | 0.00010121 | 6.538e-05 | 0 | 3.7595e-05 | 0.00011416 | 0 | 0.0656 | 0.0573 | 0 | 0 | 0.20159 | 0
6310 | 1 | 8.2572e-05 | 7.1505e-05 | 0 | 2.3497e-05 | 0.00011416 | 0 | 0.0786 | 0.0801 | 0 | 0 | 0.11721 | 0
6311 | 1 | 5.9426e-05 | 7.6302e-05 | 0 | 9.3987e-06 | 0.00011416 | 0 | 0.0963 | 0.1167 | 0 | 0 | 0.033674 | 0
6312 | 1 | 4.0047e-05 | 8.0379e-05 | 0 | 5.8742e-06 | 0.00011416 | 0 | 0.1162 | 0.1644 | 0 | 0 | 0.0013373 | 0
6313 | 1 | 2.844e-05 | 8.3478e-05 | 0 | 2.3497e-06 | 0.00011416 | 0 | 0.1392 | 0.2168 | 0 | 0 | 0.06381 | 0
6314 | 1 | 2.4856e-05 | 8.464e-05 | 0 | 1.1748e-06 | 0.00011416 | 0 | 0.1629 | 0.2688 | 0 | 0 | 0.26822 | 0
6315 | 1 | 2.3127e-05 | 8.4603e-05 | 0 | 1.4098e-05 | 0.00011416 | 0 | 0.1832 | 0.3117 | 0 | 0 | 0.34396 | 0
6316 | 1 | 2.5356e-05 | 8.6024e-05 | 0 | 3.7595e-05 | 0.00011416 | 0 | 0.1863 | 0.3088 | 0 | 0 | 0.21317 | 0
6317 | 1 | 3.7685e-05 | 8.8994e-05 | 0 | 9.3987e-05 | 0.00011416 | 0 | 0.1888 | 0.2907 | 0 | 0 | 0.062162 | 0
6318 | 1 | 7.414e-05 | 9.0728e-05 | 0 | 0.0001821 | 0.00011416 | 0 | 0.1919 | 0.2905 | 0 | 0 | 0.0016155 | 0
6319 | 1 | 0.00012364 | 7.597e-05 | 0 | 0.0001586 | 0.00011416 | 0.05 | 0.1716 | 0.2849 | 0 | 0 | 0.011446 | 0.0031646
6320 | 1 | 0.0001548 | 5.7687e-05 | 0 | 0.00014685 | 0.00011416 | 0.27 | 0.1443 | 0.2769 | 0 | 0 | 0.11501 | 0.025417
6321 | 1 | 0.00016782 | 2.6658e-05 | 0 | 0.00016448 | 0.00011416 | 0.45 | 0.1732 | 0.3024 | 0 | 0 | 0.15168 | 0.089745
6322 | 1 | 0.00016712 | 0 | 0 | 0.00018797 | 0.00011416 | 0.52 | 0.2101 | 0.3377 | 0 | 0 | 0.091868 | 0.071359
6323 | 1 | 0.00016761 | 0 | 0 | 0.00020677 | 0.00011416 | 0.67 | 0.2234 | 0.3623 | 0 | 0 | 0.028393 | 0.73798
6324 | 1 | 0.00016323 | 0 | 0 | 0.00018797 | 0.00011416 | 0.65 | 0.2327 | 0.3916 | 0 | 0 | 0.0013373 | 0.41392
6325 | 1 | 0.00016629 | 0 | 0 | 0.00019032 | 0.00011416 | 0.49 | 0.2398 | 0.4233 | 0 | 0 | 0.045108 | 0.22666
6326 | 1 | 0.00016552 | 0 | 0 | 0.00021382 | 0.00011416 | 0.28 | 0.2405 | 0.4513 | 0 | 0 | 0.19607 | 0.29897
6327 | 1 | 0.0001657 | 0 | 0 | 0.00022322 | 0.00011416 | 0.21 | 0.2198 | 0.4477 | 0 | 0 | 0.24976 | 0.12837
6328 | 1 | 0.00016831 | 0 | 0 | 0.00022322 | 0.00011416 | 0.14 | 0.1979 | 0.4347 | 0 | 0 | 0.15647 | 0.026331
6329 | 1 | 0.00017153 | 7.656e-06 | 0 | 0.00016448 | 0.00011416 | 0.05 | 0.1993 | 0.4409 | 0 | 0 | 0.045866 | 0
6330 | 1 | 0.00015777 | 2.4794e-05 | 0 | 0.00011748 | 0.00011416 | 0 | 0.2358 | 0.4977 | 0 | 0 | 0.0014192 | 0.0016491
6331 | 1 | 0.00016144 | 3.59e-05 | 0 | 8.8113e-05 | 0.00011416 | 0 | 0.2567 | 0.499 | 0 | 0 | 0.0065588 | 0
6332 | 1 | 0.0001601 | 4.5622e-05 | 0 | 5.8742e-05 | 0.00011416 | 0 | 0.2712 | 0.4922 | 0 | 0 | 0.078843 | 0
6333 | 1 | 0.00013788 | 5.3666e-05 | 0 | 3.7595e-05 | 0.00011416 | 0 | 0.2764 | 0.4821 | 0 | 0 | 0.11077 | 0
6334 | 1 | 0.00011009 | 5.8831e-05 | 0 | 2.3497e-05 | 0.00011416 | 0 | 0.2813 | 0.468 | 0 | 0 | 0.070468 | 0
6335 | 1 | 8.5459e-05 | 6.3019e-05 | 0 | 9.3987e-06 | 0.00011416 | 0 | 0.282 | 0.4546 | 0 | 0 | 0.023696 | 0
6336 | 1 | 6.9094e-05 | 6.6192e-05 | 0 | 5.8742e-06 | 0.00011416 | 0 | 0.2982 | 0.4464 | 0 | 0 | 0.0013373 | 0
6337 | 1 | 5.2845e-05 | 6.8535e-05 | 0 | 2.3497e-06 | 0.00011416 | 0 | 0.3042 | 0.4259 | 0 | 0 | 0.029075 | 0
6338 | 1 | 4.6546e-05 | 6.8886e-05 | 0 | 1.1748e-06 | 0.00011416 | 0 | 0.3201 | 0.3787 | 0 | 0 | 0.13256 | 0
6339 | 1 | 4.3714e-05 | 6.872e-05 | 0 | 1.4098e-05 | 0.00011416 | 0 | 0.3184 | 0.3292 | 0 | 0 | 0.16727 | 0
6340 | 1 | 4.4944e-05 | 6.8535e-05 | 0 | 3.7595e-05 | 0.00011416 | 0 | 0.3191 | 0.3144 | 0 | 0 | 0.1064 | 0
6341 | 1 | 5.5931e-05 | 7.0933e-05 | 0 | 9.3987e-05 | 0.00011416 | 0 | 0.2889 | 0.2875 | 0 | 0 | 0.031417 | 0
6342 | 1 | 9.0897e-05 | 7.7796e-05 | 0 | 0.0001821 | 0.00011416 | 0 | 0.2574 | 0.2634 | 0 | 0 | 0.0012206 | 0
6343 | 1 | 0.00013799 | 7.2428e-05 | 0 | 0.0001586 | 0.00011416 | 0.01 | 0.2125 | 0.2064 | 0 | 0 | 0.0030341 | 0
6344 | 1 | 0.00016797 | 5.9772e-05 | 0 | 0.00014685 | 0.00011416 | 0.05 | 0.1719 | 0.1451 | 0 | 0 | 0.048587 | 0.0017271
6345 | 1 | 0.00018341 | 4.7098e-05 | 0 | 0.00016448 | 0.00011416 | 0.18 | 0.1509 | 0.1059 | 0 | 0 | 0.074782 | 0.0034877
6346 | 1 | 0.00018476 | 3.5199e-05 | 0 | 0.00018797 | 0.00011416 | 0.34 | 0.1154 | 0.0652 | 0 | 0 | 0.050911 | 0.0017606
6347 | 1 | 0.00018384 | 2.6012e-05 | 0 | 0.00020677 | 0.00011416 | 0.26 | 0.084 | 0.0346 | 0 | 0 | 0.019119 | 0.13744
6348 | 1 | 0.00017664 | 2.0754e-05 | 0 | 0.00018797 | 0.00011416 | 0.28 | 0.0586 | 0.0166 | 0 | 0 | 0.0013373 | 0.17135
6349 | 1 | 0.00017643 | 1.9906e-05 | 0 | 0.00019032 | 0.00011416 | 0.41 | 0.0373 | 0.0081 | 0 | 0 | 0.018372 | 0
6350 | 1 | 0.00017636 | 2.3134e-05 | 0 | 0.00021382 | 0.00011416 | 0.13 | 0.0209 | 0.0032 | 0 | 0 | 0.088676 | 0.38819
6351 | 1 | 0.00017704 | 2.7488e-05 | 0 | 0.00022322 | 0.00011416 | 0.03 | 0.0115 | 0.0015 | 0 | 0 | 0.11065 | 0.0053263
6352 | 1 | 0.00018001 | 3.4922e-05 | 0 | 0.00022322 | 0.00011416 | 0.12 | 0.0088 | 0.0094 | 0 | 0 | 0.071659 | 0
6353 | 1 | 0.00018284 | 4.5309e-05 | 0 | 0.00016448 | 0.00011416 | 0 | 0.011 | 0.0202 | 0 | 0 | 0.021338 | 0
6354 | 1 | 0.00016802 | 6.1414e-05 | 0 | 0.00011748 | 0.00011416 | 0 | 0.0233 | 0.0394 | 0 | 0 | 0.0010584 | 0
6355 | 1 | 0.00016796 | 7.0269e-05 | 0 | 8.8113e-05 | 0.00011416 | 0 | 0.046 | 0.0686 | 0 | 0 | 0.0012111 | 0
6356 | 1 | 0.00016636 | 7.4106e-05 | 0 | 5.8742e-05 | 0.00011416 | 0 | 0.0692 | 0.1003 | 0 | 0 | 0.029044 | 0
6357 | 1 | 0.00014525 | 7.8386e-05 | 0 | 3.7595e-05 | 0.00011416 | 0 | 0.0876 | 0.1237 | 0 | 0 | 0.049941 | 0
6358 | 1 | 0.000118 | 8.2611e-05 | 0 | 2.3497e-05 | 0.00011416 | 0 | 0.096 | 0.1397 | 0 | 0 | 0.036744 | 0
6359 | 1 | 9.2962e-05 | 8.702e-05 | 0 | 9.3987e-06 | 0.00011416 | 0 | 0.0959 | 0.1509 | 0 | 0 | 0.01554 | 0
6360 | 1 | 6.3642e-05 | 9.1521e-05 | 0 | 5.8742e-06 | 0.00011416 | 0 | 0.0948 | 0.1582 | 0 | 0 | 0.0013373 | 0
6361 | 1 | 4.733e-05 | 9.6263e-05 | 0 | 2.3497e-06 | 0.00011416 | 0 | 0.0934 | 0.1579 | 0 | 0 | 0.012157 | 0
6362 | 1 | 4.0261e-05 | 9.9399e-05 | 0 | 1.1748e-06 | 0.00011416 | 0 | 0.1022 | 0.1519 | 0 | 0 | 0.062188 | 0
6363 | 1 | 3.7471e-05 | 9.938e-05 | 0 | 1.4098e-05 | 0.00011416 | 0 | 0.1146 | 0.1454 | 0 | 0 | 0.076735 | 0
6364 | 1 | 3.887e-05 | 9.7775e-05 | 0 | 3.7595e-05 | 0.00011416 | 0 | 0.123 | 0.1404 | 0 | 0 | 0.050594 | 0
6365 | 1 | 4.9869e-05 | 9.5562e-05 | 0 | 9.3987e-05 | 0.00011416 | 0 | 0.1269 | 0.1512 | 0 | 0 | 0.015193 | 0
6366 | 1 | 8.3996e-05 | 9.1688e-05 | 0 | 0.0001821 | 0.00011416 | 0 | 0.1271 | 0.1887 | 0 | 0 | 0.00094279 | 0
6367 | 1 | 0.00013249 | 7.7058e-05 | 0 | 0.0001586 | 0.00011416 | 0.05 | 0.1177 | 0.2228 | 0 | 0 | 0.00045479 | 0.034119
6368 | 1 | 0.00016266 | 5.7079e-05 | 0 | 0.00014685 | 0.00011416 | 0.26 | 0.0985 | 0.191 | 0 | 0 | 0.01812 | 0.038532
6369 | 1 | 0.00017668 | 3.9701e-05 | 0 | 0.00016448 | 0.00011416 | 0.4 | 0.0964 | 0.1313 | 0 | 0 | 0.034965 | 0.024704
6370 | 1 | 0.0001796 | 2.1972e-05 | 0 | 0.00018797 | 0.00011416 | 0.41 | 0.1059 | 0.1122 | 0 | 0 | 0.027752 | 0.0088586
6371 | 1 | 0.00018041 | 7.5084e-06 | 0 | 0.00020677 | 0.00011416 | 0.49 | 0.1156 | 0.1232 | 0 | 0 | 0.013088 | 0.051491
6372 | 1 | 0.00017601 | 0 | 0 | 0.00018797 | 0.00011416 | 0.4 | 0.1208 | 0.1281 | 0 | 0 | 0.0013373 | 0.6459
6373 | 1 | 0.00017588 | 0 | 0 | 0.00019032 | 0.00011416 | 0.32 | 0.126 | 0.136 | 0 | 0 | 0.0087032 | 0.75239
6374 | 1 | 0.00017451 | 0 | 0 | 0.00021382 | 0.00011416 | 0.11 | 0.1335 | 0.1596 | 0 | 0 | 0.046912 | 0.74688
6375 | 1 | 0.00017421 | 0 | 0 | 0.00022322 | 0.00011416 | 0.02 | 0.1423 | 0.1939 | 0 | 0 | 0.057314 | 0.062712
6376 | 1 | 0.0001741 | 4.2062e-06 | 0 | 0.00022322 | 0.00011416 | 0.1 | 0.1437 | 0.2126 | 0 | 0 | 0.038394 | 0.0018051
6377 | 1 | 0.00017727 | 1.9869e-05 | 0 | 0.00016448 | 0.00011416 | 0.07 | 0.1274 | 0.1975 | 0 | 0 | 0.011614 | 0
6378 | 1 | 0.00016029 | 4.5124e-05 | 0 | 0.00011748 | 0.00011416 | 0 | 0.129 | 0.187 | 0 | 0 | 0.00086555 | 0
6379 | 1 | 0.0001593 | 6.0621e-05 | 0 | 8.8113e-05 | 0.00011416 | 0 | 0.135 | 0.1683 | 0 | 0 | 0.00017275 | 0
6380 | 1 | 0.00016207 | 6.9365e-05 | 0 | 5.8742e-05 | 0.00011416 | 0 | 0.138 | 0.1447 | 0 | 0 | 0.012279 | 0
6381 | 1 | 0.00013988 | 7.7224e-05 | 0 | 3.7595e-05 | 0.00011416 | 0 | 0.1512 | 0.1417 | 0 | 0 | 0.026338 | 0
6382 | 1 | 0.00011129 | 8.2593e-05 | 0 | 2.3497e-05 | 0.00011416 | 0 | 0.1732 | 0.1762 | 0 | 0 | 0.022319 | 0
6383 | 1 | 8.7762e-05 | 8.595e-05 | 0 | 9.3987e-06 | 0.00011416 | 0 | 0.198 | 0.232 | 0 | 0 | 0.011505 | 0
6384 | 1 | 6.8188e-05 | 8.7979e-05 | 0 | 5.8742e-06 | 0.00011416 | 0 | 0.2207 | 0.2884 | 0 | 0 | 0.0013373 | 0
6385 | 1 | 5.2473e-05 | 9.0285e-05 | 0 | 2.3497e-06 | 0.00011416 | 0 | 0.2295 | 0.3321 | 0 | 0 | 0.0081022 | 0
6386 | 1 | 4.5086e-05 | 9.2425e-05 | 0 | 1.1748e-06 | 0.00011416 | 0 | 0.2336 | 0.3752 | 0 | 0 | 0.044193 | 0
6387 | 1 | 4.1292e-05 | 9.261e-05 | 0 | 1.4098e-05 | 0.00011416 | 0 | 0.2531 | 0.4153 | 0 | 0 | 0.053873 | 0
6388 | 1 | 4.216e-05 | 9.2204e-05 | 0 | 3.7595e-05 | 0.00011416 | 0 | 0.2731 | 0.4537 | 0 | 0 | 0.036217 | 0
6389 | 1 | 5.3138e-05 | 9.2389e-05 | 0 | 9.3987e-05 | 0.00011416 | 0 | 0.3006 | 0.5019 | 0 | 0 | 0.010974 | 0
6390 | 1 | 8.8467e-05 | 9.3883e-05 | 0 | 0.0001821 | 0.00011416 | 0 | 0.3068 | 0.5137 | 0 | 0 | 0.00085063 | 0
6391 | 1 | 0.00013714 | 8.8828e-05 | 0 | 0.0001586 | 0.00011416 | 0.03 | 0.3127 | 0.5088 | 0 | 0 | 0.00013621 | 0
6392 | 1 | 0.00016693 | 6.9919e-05 | 0 | 0.00014685 | 0.00011416 | 0.05 | 0.3504 | 0.5411 | 0 | 0 | 0.011287 | 0.0035657
6393 | 1 | 0.00018231 | 4.4848e-05 | 0 | 0.00016448 | 0.00011416 | 0.25 | 0.4004 | 0.6185 | 0 | 0 | 0.024803 | 0.064227
6394 | 1 | 0.00018662 | 2.1215e-05 | 0 | 0.00018797 | 0.00011416 | 0.25 | 0.4621 | 0.6771 | 0 | 0 | 0.021325 | 0.0017829
6395 | 1 | 0.0001906 | 3.4314e-06 | 0 | 0.00020677 | 0.00011416 | 0.22 | 0.5165 | 0.6878 | 0 | 0 | 0.011204 | 0
6396 | 1 | 0.00018825 | 0 | 0 | 0.00018797 | 0.00011416 | 0.07 | 0.5523 | 0.6582 | 0 | 0 | 0.0013373 | 0
6397 | 1 | 0.00019018 | 0 | 0 | 0.00019032 | 0.00011416 | 0.06 | 0.5423 | 0.5932 | 0 | 0 | 0.0093331 | 0
6398 | 1 | 0.0001908 | 0 | 0 | 0.00021382 | 0.00011416 | 0.05 | 0.4919 | 0.5034 | 0 | 0 | 0.04974 | 0
6399 | 1 | 0.00018905 | 0 | 0 | 0.00022322 | 0.00011416 | 0.02 | 0.3904 | 0.3987 | 0 | 0 | 0.0609 | 0
6400 | 1 | 0.00018964 | 0 | 0 | 0.00022322 | 0.00011416 | 0.04 | 0.263 | 0.2967 | 0 | 0 | 0.040656 | 0
6401 | 1 | 0.00018873 | 1.1143e-05 | 0 | 0.00016448 | 0.00011416 | 0.04 | 0.1939 | 0.2417 | 0 | 0 | 0.012279 | 0.0018609
6402 | 1 | 0.00017468 | 3.2819e-05 | 0 | 0.00011748 | 0.00011416 | 0 | 0.1685 | 0.22 | 0 | 0 | 0.00088065 | 0
6403 | 1 | 0.00017376 | 5.3094e-05 | 0 | 8.8113e-05 | 0.00011416 | 0 | 0.1596 | 0.2092 | 0 | 0 | 0.0002153 | 0
6404 | 1 | 0.00017314 | 6.6653e-05 | 0 | 5.8742e-05 | 0.00011416 | 0 | 0.1575 | 0.1995 | 0 | 0 | 0.013328 | 0
6405 | 1 | 0.00014776 | 7.8054e-05 | 0 | 3.7595e-05 | 0.00011416 | 0 | 0.1613 | 0.2063 | 0 | 0 | 0.027934 | 0
6406 | 1 | 0.00011783 | 8.4456e-05 | 0 | 2.3497e-05 | 0.00011416 | 0 | 0.1776 | 0.2335 | 0 | 0 | 0.023343 | 0
6407 | 1 | 9.3882e-05 | 8.7352e-05 | 0 | 9.3987e-06 | 0.00011416 | 0 | 0.1973 | 0.2534 | 0 | 0 | 0.01181 | 0
6408 | 1 | 6.3791e-05 | 9.0322e-05 | 0 | 5.8742e-06 | 0.00011416 | 0 | 0.208 | 0.2608 | 0 | 0 | 0.0013373 | 0
6409 | 1 | 4.676e-05 | 9.4621e-05 | 0 | 2.3497e-06 | 0.00011416 | 0 | 0.2072 | 0.2508 | 0 | 0 | 0.012942 | 0
6410 | 1 | 3.9305e-05 | 9.9344e-05 | 0 | 1.1748e-06 | 0.00011416 | 0 | 0.198 | 0.2273 | 0 | 0 | 0.065594 | 0
6411 | 1 | 3.623e-05 | 0.00010423 | 0 | 1.4098e-05 | 0.00011416 | 0 | 0.1836 | 0.2033 | 0 | 0 | 0.081082 | 0
6412 | 1 | 3.6774e-05 | 0.00010973 | 0 | 3.7595e-05 | 0.00011416 | 0 | 0.1607 | 0.1707 | 0 | 0 | 0.053309 | 0
6413 | 1 | 4.5923e-05 | 0.00011486 | 0 | 9.3987e-05 | 0.00011416 | 0 | 0.1386 | 0.1389 | 0 | 0 | 0.015987 | 0
6414 | 1 | 7.8948e-05 | 0.00011831 | 0 | 0.0001821 | 0.00011416 | 0 | 0.1263 | 0.121 | 0 | 0 | 0.00095877 | 0
6415 | 1 | 0.00012874 | 9.8513e-05 | 0 | 0.0001586 | 0.00011416 | 0.02 | 0.1076 | 0.109 | 0 | 0 | 0.00053427 | 0.0092597
6416 | 1 | 0.00016048 | 6.5325e-05 | 0 | 0.00014685 | 0.00011416 | 0.1 | 0.0758 | 0.0911 | 0 | 0 | 0.019475 | 0.065241
6417 | 1 | 0.00017505 | 3.7321e-05 | 0 | 0.00016448 | 0.00011416 | 0.1 | 0.0726 | 0.093 | 0 | 0 | 0.03689 | 0.46198
6418 | 1 | 0.00017517 | 1.2416e-05 | 0 | 0.00018797 | 0.00011416 | 0.59 | 0.0831 | 0.1056 | 0 | 0 | 0.028935 | 0.097355
6419 | 1 | 0.00017363 | 0 | 0 | 0.00020677 | 0.00011416 | 0.39 | 0.0857 | 0.111 | 0 | 0 | 0.013421 | 0.02525
6420 | 1 | 0.00016732 | 0 | 0 | 0.00018797 | 0.00011416 | 0.03 | 0.0875 | 0.1142 | 0 | 0 | 0.0013373 | 0.70423
6421 | 1 | 0.00016665 | 0 | 0 | 0.00019032 | 0.00011416 | 0.05 | 0.093 | 0.1206 | 0 | 0 | 0.018372 | 0.027144
6422 | 1 | 0.00016259 | 0 | 0 | 0.00021382 | 0.00011416 | 0.45 | 0.0994 | 0.1268 | 0 | 0 | 0.088676 | 0
6423 | 1 | 0.00015707 | 0 | 0 | 0.00022322 | 0.00011416 | 0.35 | 0.1032 | 0.1279 | 0 | 0 | 0.11065 | 0.10049
6424 | 1 | 0.00015429 | 4.6305e-06 | 0 | 0.00022322 | 0.00011416 | 0.07 | 0.1032 | 0.1231 | 0 | 0 | 0.071659 | 0.033261
6425 | 1 | 0.0001561 | 2.3854e-05 | 0 | 0.00016448 | 0.00011416 | 0.15 | 0.0983 | 0.1139 | 0 | 0 | 0.021338 | 0.043769
6426 | 1 | 0.00014423 | 6.2539e-05 | 0 | 0.00011748 | 0.00011416 | 0 | 0.1024 | 0.1102 | 0 | 0 | 0.0010584 | 0
6427 | 1 | 0.00014356 | 8.3312e-05 | 0 | 8.8113e-05 | 0.00011416 | 0 | 0.0939 | 0.0967 | 0 | 0 | 0.0012111 | 0
6428 | 1 | 0.00014879 | 9.3957e-05 | 0 | 5.8742e-05 | 0.00011416 | 0 | 0.0756 | 0.078 | 0 | 0 | 0.029044 | 0
6429 | 1 | 0.00012528 | 0.00010248 | 0 | 3.7595e-05 | 0.00011416 | 0 | 0.0579 | 0.0602 | 0 | 0 | 0.049941 | 0
6430 | 1 | 0.00010045 | 0.00010901 | 0 | 2.3497e-05 | 0.00011416 | 0 | 0.0452 | 0.0483 | 0 | 0 | 0.036744 | 0
6431 | 1 | 8.0626e-05 | 0.00011563 | 0 | 9.3987e-06 | 0.00011416 | 0 | 0.0368 | 0.0401 | 0 | 0 | 0.01554 | 0
6432 | 1 | 6.2592e-05 | 0.00012109 | 0 | 5.8742e-06 | 0.00011416 | 0 | 0.0313 | 0.034 | 0 | 0 | 0.0013373 | 0
6433 | 1 | 4.3128e-05 | 0.00012572 | 0 | 2.3497e-06 | 0.00011416 | 0 | 0.0279 | 0.0288 | 0 | 0 | 0.025142 | 0
6434 | 1 | 3.3672e-05 | 0.00013043 | 0 | 1.1748e-06 | 0.00011416 | 0 | 0.0261 | 0.0255 | 0 | 0 | 0.11662 | 0
6435 | 1 | 2.9532e-05 | 0.00013502 | 0 | 1.4098e-05 | 0.00011416 | 0 | 0.0258 | 0.0242 | 0 | 0 | 0.14666 | 0
6436 | 1 | 2.8243e-05 | 0.0001379 | 0 | 3.7595e-05 | 0.00011416 | 0 | 0.0257 | 0.0244 | 0 | 0 | 0.0938 | 0
6437 | 1 | 3.063e-05 | 0.00013906 | 0 | 9.3987e-05 | 0.00011416 | 0 | 0.0249 | 0.024 | 0 | 0 | 0.027767 | 0
6438 | 1 | 4.2157e-05 | 0.00013897 | 0 | 0.0001821 | 0.00011416 | 0 | 0.0241 | 0.0248 | 0 | 0 | 0.0011648 | 0
6439 | 1 | 6.1564e-05 | 0.00011864 | 0 | 0.0001586 | 0.00011416 | 0.04 | 0.0229 | 0.0263 | 0 | 0 | 0.0023023 | 0.023222
6440 | 1 | 8.7042e-05 | 7.6578e-05 | 0 | 0.00014685 | 0.00011416 | 0.26 | 0.0172 | 0.025 | 0 | 0 | 0.041324 | 0.22688
6441 | 1 | 0.00010792 | 3.8649e-05 | 0 | 0.00016448 | 0.00011416 | 0.46 | 0.0196 | 0.0254 | 0 | 0 | 0.065756 | 0.46003
6442 | 1 | 0.00011235 | 1.5164e-05 | 0 | 0.00018797 | 0.00011416 | 0.46 | 0.0188 | 0.023 | 0 | 0 | 0.045845 | 0.64034
6443 | 1 | 0.00011148 | 9.0396e-07 | 0 | 0.00020677 | 0.00011416 | 0.5 | 0.0181 | 0.0237 | 0 | 0 | 0.017871 | 0.46896
6444 | 1 | 0.00010827 | 0 | 0 | 0.00018797 | 0.00011416 | 0.57 | 0.0201 | 0.0286 | 0 | 0 | 0.0013373 | 0.20557
6445 | 1 | 0.00010286 | 0 | 0 | 0.00019032 | 0.00011416 | 0.71 | 0.0262 | 0.0397 | 0 | 0 | 0.03493 | 0.14953
6446 | 1 | 9.8895e-05 | 0 | 0 | 0.00021382 | 0.00011416 | 0.4 | 0.0375 | 0.0578 | 0 | 0 | 0.15599 | 0
6447 | 1 | 9.5567e-05 | 0 | 0 | 0.00022322 | 0.00011416 | 0.53 | 0.0515 | 0.0786 | 0 | 0 | 0.19764 | 0.051669
6448 | 1 | 9.8457e-05 | 0 | 0 | 0.00022322 | 0.00011416 | 0.14 | 0.0663 | 0.0994 | 0 | 0 | 0.1249 | 0.40462
6449 | 1 | 0.00010821 | 1.7323e-05 | 0 | 0.00016448 | 0.00011416 | 0.14 | 0.0848 | 0.1249 | 0 | 0 | 0.036762 | 0.01365
6450 | 1 | 0.00010861 | 5.7429e-05 | 0 | 0.00011748 | 0.00011416 | 0 | 0.1199 | 0.1592 | 0 | 0 | 0.0012976 | 0
6451 | 1 | 0.0001121 | 7.4217e-05 | 0 | 8.8113e-05 | 0.00011416 | 0 | 0.1498 | 0.183 | 0 | 0 | 0.0042308 | 0
6452 | 1 | 0.00011843 | 8.3404e-05 | 0 | 5.8742e-05 | 0.00011416 | 0 | 0.1654 | 0.19 | 0 | 0 | 0.059529 | 0
6453 | 1 | 0.00010227 | 9.2813e-05 | 0 | 3.7595e-05 | 0.00011416 | 0 | 0.1713 | 0.1902 | 0 | 0 | 0.088053 | 0
6454 | 1 | 8.5072e-05 | 0.00010324 | 0 | 2.3497e-05 | 0.00011416 | 0 | 0.1698 | 0.1856 | 0 | 0 | 0.058228 | 0
6455 | 1 | 6.5532e-05 | 0.00011432 | 0 | 9.3987e-06 | 0.00011416 | 0 | 0.1608 | 0.1758 | 0 | 0 | 0.020871 | 0
6456 | 1 | 4.059e-05 | 0.00012362 | 0 | 5.8742e-06 | 0.00011416 | 0 | 0.1479 | 0.1578 | 0 | 0 | 0.0013373 | 0
6457 | 1 | 2.5572e-05 | 0.00013205 | 0 | 2.3497e-06 | 0.00011416 | 0 | 0.131 | 0.135 | 0 | 0 | 0.04329 | 0
6458 | 1 | 1.6919e-05 | 0.00013849 | 0 | 1.1748e-06 | 0.00011416 | 0 | 0.1111 | 0.1074 | 0 | 0 | 0.18897 | 0
6459 | 1 | 1.3073e-05 | 0.0001431 | 0 | 1.4098e-05 | 0.00011416 | 0 | 0.0913 | 0.0838 | 0 | 0 | 0.2405 | 0
6460 | 1 | 1.1277e-05 | 0.00014593 | 0 | 3.7595e-05 | 0.00011416 | 0 | 0.0762 | 0.068 | 0 | 0 | 0.15088 | 0
6461 | 1 | 1.2034e-05 | 0.00014755 | 0 | 9.3987e-05 | 0.00011416 | 0 | 0.0667 | 0.0582 | 0 | 0 | 0.044255 | 0
6462 | 1 | 1.7392e-05 | 0.00014821 | 0 | 0.0001821 | 0.00011416 | 0 | 0.0619 | 0.0547 | 0 | 0 | 0.0013984 | 0
6463 | 1 | 2.6382e-05 | 0.00012798 | 0 | 0.0001586 | 0.00011416 | 0.03 | 0.0564 | 0.0563 | 0 | 0 | 0.006123 | 0.024314
6464 | 1 | 4.5146e-05 | 9.2167e-05 | 0 | 0.00014685 | 0.00011416 | 0.26 | 0.0418 | 0.0514 | 0 | 0 | 0.07537 | 0.2291
6465 | 1 | 6.1857e-05 | 5.1544e-05 | 0 | 0.00016448 | 0.00011416 | 0.46 | 0.0537 | 0.0607 | 0 | 0 | 0.10674 | 0.4488
6466 | 1 | 7.006e-05 | 1.6327e-05 | 0 | 0.00018797 | 0.00011416 | 0.63 | 0.0733 | 0.0669 | 0 | 0 | 0.068319 | 0.61501
6467 | 1 | 7.4262e-05 | 0 | 0 | 0.00020677 | 0.00011416 | 0.6 | 0.074 | 0.0631 | 0 | 0 | 0.023208 | 0.4379
6468 | 1 | 7.8175e-05 | 0 | 0 | 0.00018797 | 0.00011416 | 0.57 | 0.0713 | 0.0621 | 0 | 0 | 0.0013373 | 0.20347
6469 | 1 | 7.5457e-05 | 0 | 0 | 0.00019032 | 0.00011416 | 0.4 | 0.0738 | 0.0686 | 0 | 0 | 0.052888 | 0.020213
6470 | 1 | 7.192e-05 | 0 | 0 | 0.00021382 | 0.00011416 | 0.28 | 0.0837 | 0.0835 | 0 | 0 | 0.22628 | 0.41186
6471 | 1 | 7.1075e-05 | 0 | 0 | 0.00022322 | 0.00011416 | 0.32 | 0.0979 | 0.1052 | 0 | 0 | 0.28916 | 0
6472 | 1 | 7.6653e-05 | 0 | 0 | 0.00022322 | 0.00011416 | 0.14 | 0.1114 | 0.1311 | 0 | 0 | 0.18023 | 0.049396
6473 | 1 | 9.3213e-05 | 7.1948e-06 | 0 | 0.00016448 | 0.00011416 | 0.06 | 0.1178 | 0.1598 | 0 | 0 | 0.052702 | 0.070011
6474 | 1 | 9.7489e-05 | 4.898e-05 | 0 | 0.00011748 | 0.00011416 | 0 | 0.1473 | 0.1995 | 0 | 0 | 0.0015043 | 0
6475 | 1 | 0.00010698 | 6.8203e-05 | 0 | 8.8113e-05 | 0.00011416 | 0 | 0.1676 | 0.2168 | 0 | 0 | 0.0085089 | 0
6476 | 1 | 0.00011622 | 8.0914e-05 | 0 | 5.8742e-05 | 0.00011416 | 0 | 0.1671 | 0.2091 | 0 | 0 | 0.0938 | 0
6477 | 1 | 9.9137e-05 | 9.4215e-05 | 0 | 3.7595e-05 | 0.00011416 | 0 | 0.1557 | 0.1886 | 0 | 0 | 0.12789 | 0
6478 | 1 | 7.9828e-05 | 0.00010589 | 0 | 2.3497e-05 | 0.00011416 | 0 | 0.149 | 0.1744 | 0 | 0 | 0.079513 | 0
6479 | 1 | 5.5436e-05 | 0.0001158 | 0 | 9.3987e-06 | 0.00011416 | 0 | 0.1401 | 0.1607 | 0 | 0 | 0.025714 | 0
6480 | 1 | 4.1207e-05 | 0.000125 | 0 | 5.8742e-06 | 0.00011416 | 0 | 0.126 | 0.1389 | 0 | 0 | 0.0013373 | 0
6481 | 1 | 2.9352e-05 | 0.00013231 | 0 | 2.3497e-06 | 0.00011416 | 0 | 0.1135 | 0.1188 | 0 | 0 | 0.06381 | 0
6482 | 1 | 2.4842e-05 | 0.0001369 | 0 | 1.1748e-06 | 0.00011416 | 0 | 0.1079 | 0.1148 | 0 | 0 | 0.26822 | 0
6483 | 1 | 2.461e-05 | 0.00013849 | 0 | 1.4098e-05 | 0.00011416 | 0 | 0.1078 | 0.1185 | 0 | 0 | 0.34396 | 0
6484 | 1 | 2.7702e-05 | 0.00013914 | 0 | 3.7595e-05 | 0.00011416 | 0 | 0.0964 | 0.1035 | 0 | 0 | 0.21317 | 0
6485 | 1 | 3.982e-05 | 0.00014017 | 0 | 9.3987e-05 | 0.00011416 | 0 | 0.0802 | 0.0797 | 0 | 0 | 0.062162 | 0
6486 | 1 | 7.6822e-05 | 0.00013982 | 0 | 0.0001821 | 0.00011416 | 0 | 0.0681 | 0.0651 | 0 | 0 | 0.0016155 | 0
6487 | 1 | 0.00012914 | 0.00012002 | 0 | 0.0001586 | 0.00011416 | 0.01 | 0.0592 | 0.0646 | 0 | 0 | 0.011446 | 0
6488 | 1 | 0.0001608 | 8.6707e-05 | 0 | 0.00014685 | 0.00011416 | 0.04 | 0.0477 | 0.0695 | 0 | 0 | 0.11501 | 0.0019166
6489 | 1 | 0.00017414 | 5.2946e-05 | 0 | 0.00016448 | 0.00011416 | 0.12 | 0.0489 | 0.0744 | 0 | 0 | 0.15168 | 0.018687
6490 | 1 | 0.00017575 | 1.8504e-05 | 0 | 0.00018797 | 0.00011416 | 0.27 | 0.0674 | 0.0835 | 0 | 0 | 0.091868 | 0.046321
6491 | 1 | 0.00017829 | 0 | 0 | 0.00020677 | 0.00011416 | 0.22 | 0.0835 | 0.0954 | 0 | 0 | 0.028393 | 0.038788
6492 | 1 | 0.00017217 | 0 | 0 | 0.00018797 | 0.00011416 | 0.16 | 0.0823 | 0.0982 | 0 | 0 | 0.0013373 | 0.055413
6493 | 1 | 0.0001758 | 0 | 0 | 0.00019032 | 0.00011416 | 0.2 | 0.0794 | 0.0997 | 0 | 0 | 0.071033 | 0.00741
6494 | 1 | 0.00017456 | 0 | 0 | 0.00021382 | 0.00011416 | 0.34 | 0.0789 | 0.1025 | 0 | 0 | 0.29571 | 0.048438
6495 | 1 | 0.0001719 | 0 | 0 | 0.00022322 | 0.00011416 | 0.2 | 0.0864 | 0.1209 | 0 | 0 | 0.37996 | 0.0018831
6496 | 1 | 0.00017266 | 0 | 0 | 0.00022322 | 0.00011416 | 0.31 | 0.0995 | 0.1435 | 0 | 0 | 0.23473 | 0.080942
6497 | 1 | 0.00017294 | 1.4777e-05 | 0 | 0.00016448 | 0.00011416 | 0.12 | 0.1172 | 0.1752 | 0 | 0 | 0.068347 | 0.067782
6498 | 1 | 0.00015622 | 5.4404e-05 | 0 | 0.00011748 | 0.00011416 | 0 | 0.1648 | 0.2261 | 0 | 0 | 0.0016847 | 0
6499 | 1 | 0.00016354 | 7.2612e-05 | 0 | 8.8113e-05 | 0.00011416 | 0 | 0.2124 | 0.2803 | 0 | 0 | 0.013496 | 0
6500 | 1 | 0.00016476 | 8.5397e-05 | 0 | 5.8742e-05 | 0.00011416 | 0 | 0.2242 | 0.2963 | 0 | 0 | 0.12916 | 0
6501 | 1 | 0.00014125 | 9.9805e-05 | 0 | 3.7595e-05 | 0.00011416 | 0 | 0.2116 | 0.2842 | 0 | 0 | 0.16727 | 0
6502 | 1 | 0.00011151 | 0.00011222 | 0 | 2.3497e-05 | 0.00011416 | 0 | 0.1973 | 0.2758 | 0 | 0 | 0.099862 | 0
6503 | 1 | 8.6178e-05 | 0.00012305 | 0 | 9.3987e-06 | 0.00011416 | 0 | 0.1795 | 0.2503 | 0 | 0 | 0.030087 | 0
6504 | 1 | 6.0804e-05 | 0.00013417 | 0 | 5.8742e-06 | 0.00011416 | 0 | 0.1584 | 0.2095 | 0 | 0 | 0.0013373 | 0
6505 | 1 | 4.5496e-05 | 0.0001415 | 0 | 2.3497e-06 | 0.00011416 | 0 | 0.1499 | 0.1892 | 0 | 0 | 0.078782 | 0
6506 | 1 | 3.803e-05 | 0.00014628 | 0 | 1.1748e-06 | 0.00011416 | 0 | 0.1495 | 0.1869 | 0 | 0 | 0.32501 | 0
6507 | 1 | 3.4129e-05 | 0.00014866 | 0 | 1.4098e-05 | 0.00011416 | 0 | 0.1498 | 0.1926 | 0 | 0 | 0.41838 | 0
6508 | 1 | 3.6078e-05 | 0.00014891 | 0 | 3.7595e-05 | 0.00011416 | 0 | 0.1416 | 0.1891 | 0 | 0 | 0.25771 | 0
6509 | 1 | 4.6988e-05 | 0.00015092 | 0 | 9.3987e-05 | 0.00011416 | 0 | 0.1236 | 0.181 | 0 | 0 | 0.074929 | 0
6510 | 1 | 8.4173e-05 | 0.00015094 | 0 | 0.0001821 | 0.00011416 | 0 | 0.1118 | 0.1848 | 0 | 0 | 0.0017558 | 0
6511 | 1 | 0.00013552 | 0.00013746 | 0 | 0.0001586 | 0.00011416 | 0.03 | 0.1046 | 0.1887 | 0 | 0 | 0.015778 | 0.017895
6512 | 1 | 0.00016295 | 0.00010949 | 0 | 0.00014685 | 0.00011416 | 0.25 | 0.0869 | 0.1722 | 0 | 0 | 0.14442 | 0.21238
6513 | 1 | 0.00017283 | 7.1561e-05 | 0 | 0.00016448 | 0.00011416 | 0.44 | 0.0921 | 0.1661 | 0 | 0 | 0.1839 | 0.42935
6514 | 1 | 0.00017119 | 3.4719e-05 | 0 | 0.00018797 | 0.00011416 | 0.62 | 0.1045 | 0.1673 | 0 | 0 | 0.10831 | 0.54611
6515 | 1 | 0.00017092 | 2.1769e-06 | 0 | 0.00020677 | 0.00011416 | 0.72 | 0.1534 | 0.2029 | 0 | 0 | 0.031847 | 0.75232
6516 | 1 | 0.00016297 | 0 | 0 | 0.00018797 | 0.00011416 | 0.74 | 0.1859 | 0.2363 | 0 | 0 | 0.0013373 | 0.77248
6517 | 1 | 0.00016428 | 0 | 0 | 0.00019032 | 0.00011416 | 0.63 | 0.2106 | 0.2577 | 0 | 0 | 0.084249 | 0.70372
6518 | 1 | 0.00016251 | 0 | 0 | 0.00021382 | 0.00011416 | 0.67 | 0.2396 | 0.2842 | 0 | 0 | 0.34559 | 0.40775
6519 | 1 | 0.00016107 | 0 | 0 | 0.00022322 | 0.00011416 | 0.53 | 0.2724 | 0.3274 | 0 | 0 | 0.44538 | 0.39212
6520 | 1 | 0.00016421 | 0 | 0 | 0.00022322 | 0.00011416 | 0.34 | 0.2798 | 0.358 | 0 | 0 | 0.27383 | 0.25424
6521 | 1 | 0.00016837 | 2.0348e-05 | 0 | 0.00016448 | 0.00011416 | 0.14 | 0.257 | 0.3514 | 0 | 0 | 0.079544 | 0.13941
6522 | 1 | 0.00015485 | 6.4495e-05 | 0 | 0.00011748 | 0.00011416 | 0 | 0.281 | 0.3688 | 0 | 0 | 0.0018044 | 0
6523 | 1 | 0.00016354 | 8.0065e-05 | 0 | 8.8113e-05 | 0.00011416 | 0 | 0.3125 | 0.3976 | 0 | 0 | 0.017434 | 0
6524 | 1 | 0.00016538 | 8.9289e-05 | 0 | 5.8742e-05 | 0.00011416 | 0 | 0.3129 | 0.403 | 0 | 0 | 0.15523 | 0
6525 | 1 | 0.00014241 | 0.00010202 | 0 | 3.7595e-05 | 0.00011416 | 0 | 0.2929 | 0.3884 | 0 | 0 | 0.19557 | 0
6526 | 1 | 0.00011284 | 0.00011357 | 0 | 2.3497e-05 | 0.00011416 | 0 | 0.2844 | 0.3839 | 0 | 0 | 0.11419 | 0
6527 | 1 | 8.699e-05 | 0.00012299 | 0 | 9.3987e-06 | 0.00011416 | 0 | 0.2819 | 0.3882 | 0 | 0 | 0.033057 | 0
6528 | 1 | 6.2553e-05 | 0.00013166 | 0 | 5.8742e-06 | 0.00011416 | 0 | 0.2656 | 0.3694 | 0 | 0 | 0.0013373 | 0
6529 | 1 | 4.574e-05 | 0.00013845 | 0 | 2.3497e-06 | 0.00011416 | 0 | 0.2557 | 0.3738 | 0 | 0 | 0.087075 | 0
6530 | 1 | 3.8359e-05 | 0.00014458 | 0 | 1.1748e-06 | 0.00011416 | 0 | 0.2501 | 0.3527 | 0 | 0 | 0.3562 | 0
6531 | 1 | 3.557e-05 | 0.0001481 | 0 | 1.4098e-05 | 0.00011416 | 0 | 0.2522 | 0.3466 | 0 | 0 | 0.4593 | 0
6532 | 1 | 3.6465e-05 | 0.00015417 | 0 | 3.7595e-05 | 0.00011416 | 0 | 0.235 | 0.3335 | 0 | 0 | 0.28213 | 0
6533 | 1 | 4.6293e-05 | 0.00015943 | 0 | 9.3987e-05 | 0.00011416 | 0 | 0.2177 | 0.3108 | 0 | 0 | 0.081921 | 0
6534 | 1 | 8.0858e-05 | 0.00016323 | 0 | 0.0001821 | 0.00011416 | 0 | 0.2073 | 0.3016 | 0 | 0 | 0.001829 | 0
6535 | 1 | 0.00013304 | 0.00015083 | 0 | 0.0001586 | 0.00011416 | 0.02 | 0.1712 | 0.2632 | 0 | 0 | 0.018303 | 0.023612
6536 | 1 | 0.00016257 | 0.00011991 | 0 | 0.00014685 | 0.00011416 | 0.24 | 0.1204 | 0.2053 | 0 | 0 | 0.16083 | 0.21844
6537 | 1 | 0.00017325 | 7.3793e-05 | 0 | 0.00016448 | 0.00011416 | 0.45 | 0.1101 | 0.1783 | 0 | 0 | 0.20159 | 0.43268
6538 | 1 | 0.00017397 | 3.0864e-05 | 0 | 0.00018797 | 0.00011416 | 0.63 | 0.1375 | 0.194 | 0 | 0 | 0.11721 | 0.6287
6539 | 1 | 0.00017255 | 2.1031e-06 | 0 | 0.00020677 | 0.00011416 | 0.73 | 0.181 | 0.2407 | 0 | 0 | 0.033674 | 0.76229
6540 | 1 | 0.00016452 | 0 | 0 | 0.00018797 | 0.00011416 | 0.03 | 0.2138 | 0.2856 | 0 | 0 | 0.0013373 | 0
6541 | 1 | 0.00016547 | 0 | 0 | 0.00019032 | 0.00011416 | 0.76 | 0.2303 | 0.3081 | 0 | 0 | 0.087075 | 0.85046
6542 | 1 | 0.00016378 | 0 | 0 | 0.00021382 | 0.00011416 | 0.69 | 0.2412 | 0.3194 | 0 | 0 | 0.3562 | 0.75066
6543 | 1 | 0.00016266 | 0 | 0 | 0.00022322 | 0.00011416 | 0.55 | 0.2513 | 0.3335 | 0 | 0 | 0.4593 | 0.57332
6544 | 1 | 0.0001652 | 0 | 0 | 0.00022322 | 0.00011416 | 0.36 | 0.2394 | 0.3286 | 0 | 0 | 0.28213 | 0.30375
6545 | 1 | 0.00017167 | 1.105e-05 | 0 | 0.00016448 | 0.00011416 | 0.13 | 0.2221 | 0.3039 | 0 | 0 | 0.081921 | 0.12614
6546 | 1 | 0.00015748 | 5.4496e-05 | 0 | 0.00011748 | 0.00011416 | 0 | 0.2664 | 0.3619 | 0 | 0 | 0.001829 | 0
6547 | 1 | 0.00016434 | 7.0712e-05 | 0 | 8.8113e-05 | 0.00011416 | 0 | 0.2968 | 0.4058 | 0 | 0 | 0.018303 | 0
6548 | 1 | 0.00016654 | 8.2722e-05 | 0 | 5.8742e-05 | 0.00011416 | 0 | 0.2909 | 0.4149 | 0 | 0 | 0.16083 | 0
6549 | 1 | 0.00014382 | 9.7425e-05 | 0 | 3.7595e-05 | 0.00011416 | 0 | 0.2694 | 0.3948 | 0 | 0 | 0.20159 | 0
6550 | 1 | 0.00011291 | 0.00010991 | 0 | 2.3497e-05 | 0.00011416 | 0 | 0.2547 | 0.385 | 0 | 0 | 0.11721 | 0
6551 | 1 | 8.9202e-05 | 0.00012104 | 0 | 9.3987e-06 | 0.00011416 | 0 | 0.2383 | 0.3744 | 0 | 0 | 0.033674 | 0
6552 | 1 | 5.7575e-05 | 0.00013179 | 0 | 5.8742e-06 | 0.00011416 | 0 | 0.2205 | 0.3474 | 0 | 0 | 0.0013373 | 0
6553 | 1 | 4.0818e-05 | 0.00014115 | 0 | 2.3497e-06 | 0.00011416 | 0 | 0.2025 | 0.3114 | 0 | 0 | 0.084249 | 0
6554 | 1 | 3.3387e-05 | 0.0001507 | 0 | 1.1748e-06 | 0.00011416 | 0 | 0.1842 | 0.2731 | 0 | 0 | 0.34559 | 0
6555 | 1 | 2.9451e-05 | 0.00015984 | 0 | 1.4098e-05 | 0.00011416 | 0 | 0.1676 | 0.2399 | 0 | 0 | 0.44538 | 0
6556 | 1 | 3.0078e-05 | 0.00016838 | 0 | 3.7595e-05 | 0.00011416 | 0 | 0.148 | 0.2044 | 0 | 0 | 0.27383 | 0
6557 | 1 | 4.1015e-05 | 0.00017406 | 0 | 9.3987e-05 | 0.00011416 | 0 | 0.1317 | 0.1828 | 0 | 0 | 0.079544 | 0
6558 | 1 | 7.6879e-05 | 0.00017718 | 0 | 0.0001821 | 0.00011416 | 0 | 0.1227 | 0.1799 | 0 | 0 | 0.0018044 | 0
6559 | 1 | 0.0001297 | 0.00016072 | 0 | 0.0001586 | 0.00011416 | 0.02 | 0.1073 | 0.1775 | 0 | 0 | 0.017434 | 0
6560 | 1 | 0.00015773 | 0.00012969 | 0 | 0.00014685 | 0.00011416 | 0 | 0.0698 | 0.1524 | 0 | 0 | 0.15523 | 0
6561 | 1 | 0.00016809 | 8.8496e-05 | 0 | 0.00016448 | 0.00011416 | 0.49 | 0.0639 | 0.1575 | 0 | 0 | 0.19557 | 0.4361
6562 | 1 | 0.00016673 | 3.7284e-05 | 0 | 0.00018797 | 0.00011416 | 0.65 | 0.13 | 0.2271 | 0 | 0 | 0.11419 | 0.69764
6563 | 1 | 0.00016565 | 1.2582e-05 | 0 | 0.00020677 | 0.00011416 | 0.77 | 0.1762 | 0.2634 | 0 | 0 | 0.033057 | 0.85763
6564 | 1 | 0.00015888 | 3.1362e-07 | 0 | 0.00018797 | 0.00011416 | 0.8 | 0.1882 | 0.2706 | 0 | 0 | 0.0013373 | 0.91137
6565 | 1 | 0.00015887 | 0 | 0 | 0.00019032 | 0.00011416 | 0.78 | 0.194 | 0.2766 | 0 | 0 | 0.081485 | 0.89147
6566 | 1 | 0.00015731 | 0 | 0 | 0.00021382 | 0.00011416 | 0.71 | 0.2009 | 0.2867 | 0 | 0 | 0.3352 | 0.80329
6567 | 1 | 0.00015623 | 0 | 0 | 0.00022322 | 0.00011416 | 0.57 | 0.2041 | 0.2939 | 0 | 0 | 0.43173 | 0.61461
6568 | 1 | 0.00015939 | 1.0515e-06 | 0 | 0.00022322 | 0.00011416 | 0.38 | 0.1893 | 0.289 | 0 | 0 | 0.26569 | 0.37905
6569 | 1 | 0.00016318 | 3.0218e-05 | 0 | 0.00016448 | 0.00011416 | 0.16 | 0.1636 | 0.2677 | 0 | 0 | 0.077214 | 0.16818
6570 | 1 | 0.00015269 | 7.929e-05 | 0 | 0.00011748 | 0.00011416 | 0 | 0.177 | 0.277 | 0 | 0 | 0.00178 | 0
6571 | 1 | 0.00016295 | 9.6669e-05 | 0 | 8.8113e-05 | 0.00011416 | 0 | 0.1887 | 0.2838 | 0 | 0 | 0.016592 | 0
6572 | 1 | 0.0001643 | 0.00010931 | 0 | 5.8742e-05 | 0.00011416 | 0 | 0.1858 | 0.2735 | 0 | 0 | 0.14976 | 0
6573 | 1 | 0.00013817 | 0.00012194 | 0 | 3.7595e-05 | 0.00011416 | 0 | 0.1747 | 0.2518 | 0 | 0 | 0.18967 | 0
6574 | 1 | 0.00010857 | 0.00013463 | 0 | 2.3497e-05 | 0.00011416 | 0 | 0.1619 | 0.2286 | 0 | 0 | 0.11122 | 0
6575 | 1 | 8.2637e-05 | 0.0001469 | 0 | 9.3987e-06 | 0.00011416 | 0 | 0.146 | 0.2013 | 0 | 0 | 0.032448 | 0
6576 | 1 | 6.4017e-05 | 0.00015825 | 0 | 5.8742e-06 | 0.00011416 | 0 | 0.1273 | 0.1704 | 0 | 0 | 0.0013373 | 0
6577 | 1 | 4.6659e-05 | 0.00016904 | 0 | 2.3497e-06 | 0.00011416 | 0 | 0.1085 | 0.1403 | 0 | 0 | 0.078782 | 0
6578 | 1 | 3.8832e-05 | 0.00017897 | 0 | 1.1748e-06 | 0.00011416 | 0 | 0.0915 | 0.1123 | 0 | 0 | 0.32501 | 0
6579 | 1 | 3.5141e-05 | 0.00018754 | 0 | 1.4098e-05 | 0.00011416 | 0 | 0.0793 | 0.0926 | 0 | 0 | 0.41838 | 0
6580 | 1 | 3.5668e-05 | 0.00019485 | 0 | 3.7595e-05 | 0.00011416 | 0 | 0.0696 | 0.0801 | 0 | 0 | 0.25771 | 0
6581 | 1 | 4.5801e-05 | 0.00020042 | 0 | 9.3987e-05 | 0.00011416 | 0 | 0.0625 | 0.0737 | 0 | 0 | 0.074929 | 0
6582 | 1 | 7.9597e-05 | 0.00020553 | 0 | 0.0001821 | 0.00011416 | 0 | 0.0583 | 0.0735 | 0 | 0 | 0.0017558 | 0
6583 | 1 | 0.00013266 | 0.00018913 | 0 | 0.0001586 | 0.00011416 | 0.02 | 0.056 | 0.0803 | 0 | 0 | 0.015778 | 0
6584 | 1 | 0.00016202 | 0.00015292 | 0 | 0.00014685 | 0.00011416 | 0.2 | 0.0354 | 0.0771 | 0 | 0 | 0.14442 | 0.18174
6585 | 1 | 0.00017308 | 0.00011707 | 0 | 0.00016448 | 0.00011416 | 0.48 | 0.025 | 0.0755 | 0 | 0 | 0.1839 | 0.42587
6586 | 1 | 0.00017245 | 6.4735e-05 | 0 | 0.00018797 | 0.00011416 | 0.64 | 0.0531 | 0.0964 | 0 | 0 | 0.10831 | 0.67169
6587 | 1 | 0.00017114 | 2.627e-05 | 0 | 0.00020677 | 0.00011416 | 0.74 | 0.0744 | 0.1026 | 0 | 0 | 0.031847 | 0.81141
6588 | 1 | 0.00016332 | 3.2653e-06 | 0 | 0.00018797 | 0.00011416 | 0.77 | 0.0736 | 0.1023 | 0 | 0 | 0.0013373 | 0.87672
6589 | 1 | 0.00016214 | 0 | 0 | 0.00019032 | 0.00011416 | 0.75 | 0.0703 | 0.0977 | 0 | 0 | 0.071033 | 0.8567
6590 | 1 | 0.00015917 | 0 | 0 | 0.00021382 | 0.00011416 | 0.69 | 0.0703 | 0.0969 | 0 | 0 | 0.29571 | 0.77004
6591 | 1 | 0.00015597 | 0 | 0 | 0.00022322 | 0.00011416 | 0.55 | 0.0738 | 0.1036 | 0 | 0 | 0.37996 | 0.58801
6592 | 1 | 0.00015656 | 0 | 0 | 0.00022322 | 0.00011416 | 0.37 | 0.0759 | 0.1182 | 0 | 0 | 0.23473 | 0.35437
6593 | 1 | 0.00016195 | 2.7562e-05 | 0 | 0.00016448 | 0.00011416 | 0.15 | 0.1022 | 0.1592 | 0 | 0 | 0.068347 | 0.14588
6594 | 1 | 0.0001514 | 7.3885e-05 | 0 | 0.00011748 | 0.00011416 | 0 | 0.1587 | 0.224 | 0 | 0 | 0.0016847 | 0
6595 | 1 | 0.00015819 | 8.7979e-05 | 0 | 8.8113e-05 | 0.00011416 | 0 | 0.2085 | 0.2755 | 0 | 0 | 0.013496 | 0
6596 | 1 | 0.00015689 | 9.8071e-05 | 0 | 5.8742e-05 | 0.00011416 | 0 | 0.2367 | 0.3079 | 0 | 0 | 0.12916 | 0
6597 | 1 | 0.00013159 | 0.00011145 | 0 | 3.7595e-05 | 0.00011416 | 0 | 0.244 | 0.3353 | 0 | 0 | 0.16727 | 0
6598 | 1 | 0.00010551 | 0.00012539 | 0 | 2.3497e-05 | 0.00011416 | 0 | 0.2353 | 0.3401 | 0 | 0 | 0.099862 | 0
6599 | 1 | 8.5864e-05 | 0.00013792 | 0 | 9.3987e-06 | 0.00011416 | 0 | 0.2182 | 0.3183 | 0 | 0 | 0.030087 | 0
6600 | 1 | 6.0793e-05 | 0.0001496 | 0 | 5.8742e-06 | 0.00011416 | 0 | 0.1971 | 0.2825 | 0 | 0 | 0.0013373 | 0
6601 | 1 | 4.3438e-05 | 0.00016028 | 0 | 2.3497e-06 | 0.00011416 | 0 | 0.1733 | 0.2434 | 0 | 0 | 0.06616 | 0
6602 | 1 | 3.1201e-05 | 0.00017074 | 0 | 1.1748e-06 | 0.00011416 | 0 | 0.1495 | 0.2027 | 0 | 0 | 0.27718 | 0
6603 | 1 | 2.5857e-05 | 0.00017898 | 0 | 1.4098e-05 | 0.00011416 | 0 | 0.1286 | 0.1706 | 0 | 0 | 0.3557 | 0
6604 | 1 | 2.5292e-05 | 0.00018175 | 0 | 3.7595e-05 | 0.00011416 | 0 | 0.1159 | 0.1522 | 0 | 0 | 0.2202 | 0
6605 | 1 | 2.8152e-05 | 0.00018175 | 0 | 9.3987e-05 | 0.00011416 | 0 | 0.1011 | 0.1358 | 0 | 0 | 0.06418 | 0
6606 | 1 | 4.1e-05 | 0.00018142 | 0 | 0.0001821 | 0.00011416 | 0 | 0.0842 | 0.1154 | 0 | 0 | 0.0016383 | 0
6607 | 1 | 6.292e-05 | 0.00016795 | 0 | 0.0001586 | 0.00011416 | 0.02 | 0.0637 | 0.0846 | 0 | 0 | 0.012104 | 0
6608 | 1 | 8.6334e-05 | 0.00013958 | 0 | 0.00014685 | 0.00011416 | 0.14 | 0.0327 | 0.04 | 0 | 0 | 0.11961 | 0.25078
6609 | 1 | 0.00010719 | 0.00011026 | 0 | 0.00016448 | 0.00011416 | 0.39 | 0.0203 | 0.0115 | 0 | 0 | 0.15676 | 0.52271
6610 | 1 | 0.00011375 | 7.3092e-05 | 0 | 0.00018797 | 0.00011416 | 0.5 | 0.0231 | 0.0044 | 0 | 0 | 0.094484 | 0.64524
6611 | 1 | 0.00011521 | 4.2763e-05 | 0 | 0.00020677 | 0.00011416 | 0.22 | 0.0246 | 0.0026 | 0 | 0 | 0.02895 | 0.1964
6612 | 1 | 0.00011353 | 1.8153e-05 | 0 | 0.00018797 | 0.00011416 | 0.16 | 0.0252 | 0.0014 | 0 | 0 | 0.0013373 | 0.55526
6613 | 1 | 0.00010816 | 0 | 0 | 0.00019032 | 0.00011416 | 0.27 | 0.0237 | 0.0011 | 0 | 0 | 0.057093 | 0.6247
6614 | 1 | 0.00010184 | 0 | 0 | 0.00021382 | 0.00011416 | 0.5 | 0.0206 | 0.0026 | 0 | 0 | 0.24249 | 0.24541
6615 | 1 | 9.8161e-05 | 0 | 0 | 0.00022322 | 0.00011416 | 0.42 | 0.0162 | 0.005 | 0 | 0 | 0.31032 | 0.061653
6616 | 1 | 0.00010276 | 0 | 0 | 0.00022322 | 0.00011416 | 0.22 | 0.0126 | 0.0071 | 0 | 0 | 0.19297 | 0.34975
6617 | 1 | 0.00011389 | 2.33e-05 | 0 | 0.00016448 | 0.00011416 | 0.06 | 0.0107 | 0.0081 | 0 | 0 | 0.056361 | 0.0047914
6618 | 1 | 0.00011722 | 4.1361e-05 | 0 | 0.00011748 | 0.00011416 | 0 | 0.009 | 0.0085 | 0 | 0 | 0.0015481 | 0
6619 | 1 | 0.0001285 | 5.2005e-05 | 0 | 8.8113e-05 | 0.00011416 | 0 | 0.0087 | 0.01 | 0 | 0 | 0.0096143 | 0
6620 | 1 | 0.00012744 | 6.0768e-05 | 0 | 5.8742e-05 | 0.00011416 | 0 | 0.0117 | 0.0137 | 0 | 0 | 0.10194 | 0
6621 | 1 | 0.00010893 | 6.8886e-05 | 0 | 3.7595e-05 | 0.00011416 | 0 | 0.0159 | 0.0154 | 0 | 0 | 0.13708 | 0
6622 | 1 | 9.1725e-05 | 7.6449e-05 | 0 | 2.3497e-05 | 0.00011416 | 0 | 0.0189 | 0.016 | 0 | 0 | 0.084313 | 0
6623 | 1 | 7.2372e-05 | 8.4843e-05 | 0 | 9.3987e-06 | 0.00011416 | 0 | 0.0203 | 0.0165 | 0 | 0 | 0.026764 | 0
6624 | 1 | 5.0426e-05 | 9.8606e-05 | 0 | 5.8742e-06 | 0.00011416 | 0 | 0.0233 | 0.0215 | 0 | 0 | 0.0013373 | 0
6625 | 1 | 3.3828e-05 | 0.0001179 | 0 | 2.3497e-06 | 0.00011416 | 0 | 0.0363 | 0.0413 | 0 | 0 | 0.050866 | 0
6626 | 1 | 2.4572e-05 | 0.00013285 | 0 | 1.1748e-06 | 0.00011416 | 0 | 0.0616 | 0.0762 | 0 | 0 | 0.21846 | 0
6627 | 1 | 2.0202e-05 | 0.00014089 | 0 | 1.4098e-05 | 0.00011416 | 0 | 0.0923 | 0.1035 | 0 | 0 | 0.27895 | 0
6628 | 1 | 1.8862e-05 | 0.00014462 | 0 | 3.7595e-05 | 0.00011416 | 0 | 0.1101 | 0.1089 | 0 | 0 | 0.17408 | 0
6629 | 1 | 1.9121e-05 | 0.00014685 | 0 | 9.3987e-05 | 0.00011416 | 0 | 0.1113 | 0.099 | 0 | 0 | 0.050934 | 0
6630 | 1 | 2.4097e-05 | 0.00014821 | 0 | 0.0001821 | 0.00011416 | 0 | 0.1085 | 0.086 | 0 | 0 | 0.0014827 | 0
6631 | 1 | 3.5958e-05 | 0.00013371 | 0 | 0.0001586 | 0.00011416 | 0.03 | 0.1008 | 0.072 | 0 | 0 | 0.0079894 | 0
6632 | 1 | 5.6924e-05 | 8.7408e-05 | 0 | 0.00014685 | 0.00011416 | 0.24 | 0.0676 | 0.0446 | 0 | 0 | 0.089897 | 0.22591
6633 | 1 | 7.7542e-05 | 5.4607e-05 | 0 | 0.00016448 | 0.00011416 | 0.44 | 0.0429 | 0.0211 | 0 | 0 | 0.12346 | 0.062411
6634 | 1 | 8.7706e-05 | 2.2322e-05 | 0 | 0.00018797 | 0.00011416 | 0.59 | 0.0395 | 0.0152 | 0 | 0 | 0.077184 | 0.18843
6635 | 1 | 9.0137e-05 | 2.306e-06 | 0 | 0.00020677 | 0.00011416 | 0.69 | 0.0418 | 0.0191 | 0 | 0 | 0.025199 | 0.77682
6636 | 1 | 8.9065e-05 | 0 | 0 | 0.00018797 | 0.00011416 | 0.74 | 0.0492 | 0.0314 | 0 | 0 | 0.0013373 | 0.82322
6637 | 1 | 8.4597e-05 | 0 | 0 | 0.00019032 | 0.00011416 | 0.73 | 0.0577 | 0.0448 | 0 | 0 | 0.041522 | 0.83407
6638 | 1 | 7.9488e-05 | 0 | 0 | 0.00021382 | 0.00011416 | 0.65 | 0.0651 | 0.0603 | 0 | 0 | 0.18203 | 0.70966
6639 | 1 | 7.7429e-05 | 0 | 0 | 0.00022322 | 0.00011416 | 0.51 | 0.0696 | 0.0792 | 0 | 0 | 0.23148 | 0.49287
6640 | 1 | 8.4535e-05 | 0 | 0 | 0.00022322 | 0.00011416 | 0.32 | 0.0573 | 0.0811 | 0 | 0 | 0.14542 | 0.27095
6641 | 1 | 0.00010343 | 2.7211e-05 | 0 | 0.00016448 | 0.00011416 | 0.13 | 0.0368 | 0.059 | 0 | 0 | 0.042682 | 0.08687
6642 | 1 | 0.00011105 | 5.3813e-05 | 0 | 0.00011748 | 0.00011416 | 0 | 0.0186 | 0.0397 | 0 | 0 | 0.0013779 | 0
6643 | 1 | 0.00012827 | 5.6636e-05 | 0 | 8.8113e-05 | 0.00011416 | 0 | 0.0074 | 0.0236 | 0 | 0 | 0.0057069 | 0
6644 | 1 | 0.0001267 | 5.9606e-05 | 0 | 5.8742e-05 | 0.00011416 | 0 | 0.004 | 0.0153 | 0 | 0 | 0.072001 | 0
6645 | 1 | 0.00010956 | 7.5176e-05 | 0 | 3.7595e-05 | 0.00011416 | 0 | 0.0086 | 0.0146 | 0 | 0 | 0.10281 | 0
6646 | 1 | 8.9571e-05 | 9.7019e-05 | 0 | 2.3497e-05 | 0.00011416 | 0 | 0.0246 | 0.0159 | 0 | 0 | 0.066214 | 0
6647 | 1 | 6.4327e-05 | 0.00011351 | 0 | 9.3987e-06 | 0.00011416 | 0 | 0.0467 | 0.0223 | 0 | 0 | 0.022727 | 0
6648 | 1 | 4.3603e-05 | 0.00012495 | 0 | 5.8742e-06 | 0.00011416 | 0 | 0.0676 | 0.0403 | 0 | 0 | 0.0013373 | 0
6649 | 1 | 3.2409e-05 | 0.00013301 | 0 | 2.3497e-06 | 0.00011416 | 0 | 0.0824 | 0.0654 | 0 | 0 | 0.03493 | 0
6650 | 1 | 2.7425e-05 | 0.00013851 | 0 | 1.1748e-06 | 0.00011416 | 0 | 0.096 | 0.0917 | 0 | 0 | 0.15599 | 0
6651 | 1 | 2.6437e-05 | 0.00014181 | 0 | 1.4098e-05 | 0.00011416 | 0 | 0.1106 | 0.1193 | 0 | 0 | 0.19764 | 0
6652 | 1 | 2.8915e-05 | 0.00014342 | 0 | 3.7595e-05 | 0.00011416 | 0 | 0.1269 | 0.1472 | 0 | 0 | 0.1249 | 0
6653 | 1 | 4.1762e-05 | 0.00014421 | 0 | 9.3987e-05 | 0.00011416 | 0 | 0.1458 | 0.1782 | 0 | 0 | 0.036762 | 0
6654 | 1 | 7.8315e-05 | 0.00014316 | 0 | 0.0001821 | 0.00011416 | 0 | 0.165 | 0.2117 | 0 | 0 | 0.0012976 | 0
6655 | 1 | 0.00013501 | 0.00012803 | 0 | 0.0001586 | 0.00011416 | 0 | 0.1697 | 0.2434 | 0 | 0 | 0.0042308 | 0
6656 | 1 | 0.00016369 | 0.00010204 | 0 | 0.00014685 | 0.00011416 | 0.1 | 0.1272 | 0.2225 | 0 | 0 | 0.059529 | 0.043947
6657 | 1 | 0.00017626 | 7.7685e-05 | 0 | 0.00016448 | 0.00011416 | 0.07 | 0.1031 | 0.199 | 0 | 0 | 0.088053 | 0.081577
6658 | 1 | 0.00017963 | 4.3353e-05 | 0 | 0.00018797 | 0.00011416 | 0.42 | 0.1298 | 0.2148 | 0 | 0 | 0.058228 | 0.12886
6659 | 1 | 0.00018002 | 1.6935e-05 | 0 | 0.00020677 | 0.00011416 | 0.23 | 0.154 | 0.2278 | 0 | 0 | 0.020871 | 0.12929
6660 | 1 | 0.00017701 | 0 | 0 | 0.00018797 | 0.00011416 | 0.16 | 0.1693 | 0.248 | 0 | 0 | 0.0013373 | 0.21677
6661 | 1 | 0.0001816 | 0 | 0 | 0.00019032 | 0.00011416 | 0.15 | 0.1712 | 0.2623 | 0 | 0 | 0.026411 | 0.37448
6662 | 1 | 0.00017933 | 0 | 0 | 0.00021382 | 0.00011416 | 0.14 | 0.1523 | 0.2406 | 0 | 0 | 0.12178 | 0.34527
6663 | 1 | 0.00017869 | 0 | 0 | 0.00022322 | 0.00011416 | 0.04 | 0.1288 | 0.2048 | 0 | 0 | 0.15333 | 0.27272
6664 | 1 | 0.00018243 | 0 | 0 | 0.00022322 | 0.00011416 | 0.04 | 0.1282 | 0.1995 | 0 | 0 | 0.097883 | 0.019377
6665 | 1 | 0.00018551 | 1.4316e-05 | 0 | 0.00016448 | 0.00011416 | 0.04 | 0.1626 | 0.2317 | 0 | 0 | 0.02895 | 0.002574
6666 | 1 | 0.00017442 | 3.1694e-05 | 0 | 0.00011748 | 0.00011416 | 0 | 0.2225 | 0.2868 | 0 | 0 | 0.0011832 | 0
6667 | 1 | 0.00018678 | 3.5439e-05 | 0 | 8.8113e-05 | 0.00011416 | 0 | 0.2537 | 0.3061 | 0 | 0 | 0.0025314 | 0
6668 | 1 | 0.00017458 | 4.0531e-05 | 0 | 5.8742e-05 | 0.00011416 | 0 | 0.2456 | 0.2859 | 0 | 0 | 0.043658 | 0
6669 | 1 | 0.00014986 | 4.6858e-05 | 0 | 3.7595e-05 | 0.00011416 | 0 | 0.229 | 0.2553 | 0 | 0 | 0.068679 | 0
6670 | 1 | 0.00012099 | 5.1858e-05 | 0 | 2.3497e-05 | 0.00011416 | 0 | 0.2142 | 0.2381 | 0 | 0 | 0.047495 | 0
6671 | 1 | 9.6268e-05 | 5.4717e-05 | 0 | 9.3987e-06 | 0.00011416 | 0 | 0.2006 | 0.2205 | 0 | 0 | 0.01828 | 0
6672 | 1 | 7.1926e-05 | 5.7208e-05 | 0 | 5.8742e-06 | 0.00011416 | 0 | 0.1895 | 0.1977 | 0 | 0 | 0.0013373 | 0
6673 | 1 | 5.6827e-05 | 5.896e-05 | 0 | 2.3497e-06 | 0.00011416 | 0 | 0.1811 | 0.1763 | 0 | 0 | 0.020473 | 0
6674 | 1 | 5.0766e-05 | 6.0529e-05 | 0 | 1.1748e-06 | 0.00011416 | 0 | 0.1671 | 0.1621 | 0 | 0 | 0.097428 | 0
6675 | 1 | 4.8588e-05 | 6.2927e-05 | 0 | 1.4098e-05 | 0.00011416 | 0 | 0.1504 | 0.1464 | 0 | 0 | 0.12191 | 0
6676 | 1 | 5.0106e-05 | 6.444e-05 | 0 | 3.7595e-05 | 0.00011416 | 0 | 0.1455 | 0.1373 | 0 | 0 | 0.0786 | 0
6677 | 1 | 6.0904e-05 | 6.6395e-05 | 0 | 9.3987e-05 | 0.00011416 | 0 | 0.1374 | 0.1204 | 0 | 0 | 0.023356 | 0
6678 | 1 | 9.6422e-05 | 6.9033e-05 | 0 | 0.0001821 | 0.00011416 | 0 | 0.1252 | 0.095 | 0 | 0 | 0.0010931 | 0
6679 | 1 | 0.00015231 | 6.955e-05 | 0 | 0.0001586 | 0.00011416 | 0 | 0.1113 | 0.0743 | 0 | 0 | 0.0015239 | 0
6680 | 1 | 0.00018058 | 5.2965e-05 | 0 | 0.00014685 | 0.00011416 | 0.02 | 0.1203 | 0.0595 | 0 | 0 | 0.032819 | 0.07186
6681 | 1 | 0.00019567 | 3.2284e-05 | 0 | 0.00016448 | 0.00011416 | 0.12 | 0.1317 | 0.0362 | 0 | 0 | 0.054893 | 0
6682 | 1 | 0.0001997 | 1.1696e-05 | 0 | 0.00018797 | 0.00011416 | 0.05 | 0.1427 | 0.0363 | 0 | 0 | 0.039629 | 0
6683 | 1 | 0.00019878 | 0 | 0 | 0.00020677 | 0.00011416 | 0.17 | 0.1346 | 0.0514 | 0 | 0 | 0.016293 | 0
6684 | 1 | 0.0001913 | 0 | 0 | 0.00018797 | 0.00011416 | 0.23 | 0.1296 | 0.0801 | 0 | 0 | 0.0013373 | 0.007878
6685 | 1 | 0.00019278 | 0 | 0 | 0.00019032 | 0.00011416 | 0.17 | 0.1356 | 0.1332 | 0 | 0 | 0.015499 | 0
6686 | 1 | 0.00019157 | 0 | 0 | 0.00021382 | 0.00011416 | 0.15 | 0.1224 | 0.1179 | 0 | 0 | 0.076556 | 0.12421
6687 | 1 | 0.00019065 | 0 | 0 | 0.00022322 | 0.00011416 | 0.12 | 0.1033 | 0.1159 | 0 | 0 | 0.095102 | 0.092675
6688 | 1 | 0.00019211 | 0 | 0 | 0.00022322 | 0.00011416 | 0.02 | 0.1019 | 0.1491 | 0 | 0 | 0.062032 | 0.24762
6689 | 1 | 0.00019552 | 0 | 0 | 0.00016448 | 0.00011416 | 0.01 | 0.1356 | 0.2198 | 0 | 0 | 0.018534 | 0.040215
6690 | 1 | 0.00018115 | 9.0027e-06 | 0 | 0.00011748 | 0.00011416 | 0 | 0.1917 | 0.3037 | 0 | 0 | 0.0010078 | 0
6691 | 1 | 0.00018994 | 1.3172e-05 | 0 | 8.8113e-05 | 0.00011416 | 0 | 0.2256 | 0.3265 | 0 | 0 | 0.00082711 | 0
6692 | 1 | 0.00017877 | 1.7304e-05 | 0 | 5.8742e-05 | 0.00011416 | 0 | 0.2446 | 0.3459 | 0 | 0 | 0.023942 | 0
6693 | 1 | 0.00015457 | 2.2212e-05 | 0 | 3.7595e-05 | 0.00011416 | 0 | 0.2487 | 0.3366 | 0 | 0 | 0.043087 | 0
6694 | 1 | 0.00012612 | 2.7359e-05 | 0 | 2.3497e-05 | 0.00011416 | 0 | 0.2452 | 0.334 | 0 | 0 | 0.032684 | 0
6695 | 1 | 0.0001023 | 3.2616e-05 | 0 | 9.3987e-06 | 0.00011416 | 0 | 0.2424 | 0.3183 | 0 | 0 | 0.014455 | 0
6696 | 1 | 7.7006e-05 | 3.6933e-05 | 0 | 5.8742e-06 | 0.00011416 | 0 | 0.244 | 0.3194 | 0 | 0 | 0.0013373 | 0
6697 | 1 | 6.0291e-05 | 4.1767e-05 | 0 | 2.3497e-06 | 0.00011416 | 0 | 0.2444 | 0.3309 | 0 | 0 | 0.010683 | 0
6698 | 1 | 5.2299e-05 | 4.6785e-05 | 0 | 1.1748e-06 | 0.00011416 | 0 | 0.2508 | 0.342 | 0 | 0 | 0.055732 | 0
6699 | 1 | 4.9596e-05 | 5.1636e-05 | 0 | 1.4098e-05 | 0.00011416 | 0 | 0.2606 | 0.3493 | 0 | 0 | 0.068513 | 0
6700 | 1 | 4.9745e-05 | 5.6451e-05 | 0 | 3.7595e-05 | 0.00011416 | 0 | 0.253 | 0.3499 | 0 | 0 | 0.045444 | 0
6701 | 1 | 5.9767e-05 | 5.9366e-05 | 0 | 9.3987e-05 | 0.00011416 | 0 | 0.2497 | 0.3624 | 0 | 0 | 0.013684 | 0
6702 | 1 | 9.5154e-05 | 5.9588e-05 | 0 | 0.0001821 | 0.00011416 | 0 | 0.2499 | 0.3733 | 0 | 0 | 0.00091137 | 0
6703 | 1 | 0.00015096 | 5.5695e-05 | 0 | 0.0001586 | 0.00011416 | 0 | 0.2329 | 0.3673 | 0 | 0 | 0.00032027 | 0
6704 | 1 | 0.0001804 | 4.304e-05 | 0 | 0.00014685 | 0.00011416 | 0.06 | 0.2028 | 0.3313 | 0 | 0 | 0.015602 | 0.23647
6705 | 1 | 0.00019257 | 2.7654e-05 | 0 | 0.00016448 | 0.00011416 | 0.13 | 0.2032 | 0.3218 | 0 | 0 | 0.031318 | 0.27228
6706 | 1 | 0.00019574 | 1.212e-05 | 0 | 0.00018797 | 0.00011416 | 0.4 | 0.2377 | 0.3494 | 0 | 0 | 0.025484 | 0.20635
6707 | 1 | 0.00019733 | 0 | 0 | 0.00020677 | 0.00011416 | 0.15 | 0.2466 | 0.3613 | 0 | 0 | 0.012438 | 0.0059837
6708 | 1 | 0.00019342 | 0 | 0 | 0.00018797 | 0.00011416 | 0.16 | 0.2388 | 0.3519 | 0 | 0 | 0.0013373 | 0.057586
6709 | 1 | 0.00019618 | 0 | 0 | 0.00019032 | 0.00011416 | 0.22 | 0.2322 | 0.3428 | 0 | 0 | 0.0075296 | 0.0019946
6710 | 1 | 0.0001945 | 0 | 0 | 0.00021382 | 0.00011416 | 0.06 | 0.2259 | 0.3355 | 0 | 0 | 0.041581 | 0
6711 | 1 | 0.00019344 | 0 | 0 | 0.00022322 | 0.00011416 | 0.03 | 0.2106 | 0.3164 | 0 | 0 | 0.050571 | 0.025016
6712 | 1 | 0.00019541 | 0 | 0 | 0.00022322 | 0.00011416 | 0.04 | 0.1788 | 0.2837 | 0 | 0 | 0.034124 | 0
6713 | 1 | 0.00019864 | 1.1438e-05 | 0 | 0.00016448 | 0.00011416 | 0.03 | 0.1756 | 0.2623 | 0 | 0 | 0.010357 | 0
6714 | 1 | 0.00018627 | 3.0772e-05 | 0 | 0.00011748 | 0.00011416 | 0 | 0.2065 | 0.2813 | 0 | 0 | 0.00083588 | 0
6715 | 1 | 0.00019227 | 3.721e-05 | 0 | 8.8113e-05 | 0.00011416 | 0 | 0.2177 | 0.298 | 0 | 0 | 0.00010522 | 0
6716 | 1 | 0.00017842 | 4.1582e-05 | 0 | 5.8742e-05 | 0.00011416 | 0 | 0.2146 | 0.318 | 0 | 0 | 0.01035 | 0
6717 | 1 | 0.00015327 | 4.5991e-05 | 0 | 3.7595e-05 | 0.00011416 | 0 | 0.2036 | 0.3444 | 0 | 0 | 0.023329 | 0
6718 | 1 | 0.0001252 | 4.8648e-05 | 0 | 2.3497e-05 | 0.00011416 | 0 | 0.1994 | 0.3603 | 0 | 0 | 0.020362 | 0
6719 | 1 | 0.00010153 | 5.0585e-05 | 0 | 9.3987e-06 | 0.00011416 | 0 | 0.2074 | 0.351 | 0 | 0 | 0.010909 | 0
6720 | 1 | 7.6415e-05 | 5.5363e-05 | 0 | 5.8742e-06 | 0.00011416 | 0 | 0.1936 | 0.3169 | 0 | 0 | 0.0013373 | 0
6721 | 1 | 5.9486e-05 | 6.2281e-05 | 0 | 2.3497e-06 | 0.00011416 | 0 | 0.1678 | 0.2718 | 0 | 0 | 0.0050674 | 0
6722 | 1 | 5.181e-05 | 6.9162e-05 | 0 | 1.1748e-06 | 0.00011416 | 0 | 0.149 | 0.2335 | 0 | 0 | 0.030055 | 0
6723 | 1 | 4.8609e-05 | 7.4217e-05 | 0 | 1.4098e-05 | 0.00011416 | 0 | 0.1361 | 0.2036 | 0 | 0 | 0.036072 | 0
6724 | 1 | 4.9795e-05 | 7.7464e-05 | 0 | 3.7595e-05 | 0.00011416 | 0 | 0.1288 | 0.1842 | 0 | 0 | 0.024859 | 0
6725 | 1 | 5.9397e-05 | 7.977e-05 | 0 | 9.3987e-05 | 0.00011416 | 0 | 0.1262 | 0.1717 | 0 | 0 | 0.0076188 | 0
6726 | 1 | 9.4295e-05 | 8.1965e-05 | 0 | 0.0001821 | 0.00011416 | 0 | 0.1246 | 0.162 | 0 | 0 | 0.00076468 | 0
6727 | 1 | 0.00015188 | 7.787e-05 | 0 | 0.0001586 | 0.00011416 | 0 | 0.1185 | 0.1507 | 0 | 0 | 1.7578e-05 | 0
6728 | 1 | 0.00018143 | 6.0289e-05 | 0 | 0.00014685 | 0.00011416 | 0.03 | 0.0975 | 0.128 | 0 | 0 | 0.0064322 | 0.023489
6729 | 1 | 0.00019386 | 4.6951e-05 | 0 | 0.00016448 | 0.00011416 | 0.23 | 0.0766 | 0.1022 | 0 | 0 | 0.01683 | 0.010619
6730 | 1 | 0.00019377 | 3.3926e-05 | 0 | 0.00018797 | 0.00011416 | 0.11 | 0.0739 | 0.0884 | 0 | 0 | 0.015976 | 0
6731 | 1 | 0.00019335 | 2.2341e-05 | 0 | 0.00020677 | 0.00011416 | 0.24 | 0.0663 | 0.0741 | 0 | 0 | 0.00951 | 0
6732 | 1 | 0.00018783 | 1.1991e-05 | 0 | 0.00018797 | 0.00011416 | 0.22 | 0.0592 | 0.0619 | 0 | 0 | 0.0013373 | 0.066088
6733 | 1 | 0.00018869 | 5.3869e-06 | 0 | 0.00019032 | 0.00011416 | 0.14 | 0.0544 | 0.0543 | 0 | 0 | 0.0042568 | 0.034197
6734 | 1 | 0.00018655 | 5.1655e-06 | 0 | 0.00021382 | 0.00011416 | 0.11 | 0.0497 | 0.0469 | 0 | 0 | 0.026119 | 0.07966
6735 | 1 | 0.00018364 | 1.1106e-05 | 0 | 0.00022322 | 0.00011416 | 0.1 | 0.0443 | 0.0395 | 0 | 0 | 0.031154 | 0.016881
6736 | 1 | 0.00018365 | 2.2175e-05 | 0 | 0.00022322 | 0.00011416 | 0.04 | 0.0382 | 0.0309 | 0 | 0 | 0.021683 | 0.020447
6737 | 1 | 0.00018534 | 4.3243e-05 | 0 | 0.00016448 | 0.00011416 | 0.02 | 0.0363 | 0.0267 | 0 | 0 | 0.0066753 | 0
6738 | 1 | 0.00017632 | 6.7797e-05 | 0 | 0.00011748 | 0.00011416 | 0 | 0.0371 | 0.0241 | 0 | 0 | 0.00073737 | 0
6739 | 1 | 0.00018706 | 7.6911e-05 | 0 | 8.8113e-05 | 0.00011416 | 0 | 0.0321 | 0.0184 | 0 | 0 | 5.3757e-06 | 0
6740 | 1 | 0.00017604 | 8.3921e-05 | 0 | 5.8742e-05 | 0.00011416 | 0 | 0.0252 | 0.0123 | 0 | 0 | 0.0051952 | 0
6741 | 1 | 0.00015077 | 8.9086e-05 | 0 | 3.7595e-05 | 0.00011416 | 0 | 0.0186 | 0.0074 | 0 | 0 | 0.014612 | 0
6742 | 1 | 0.00012196 | 9.2499e-05 | 0 | 2.3497e-05 | 0.00011416 | 0 | 0.014 | 0.0048 | 0 | 0 | 0.014416 | 0
6743 | 1 | 9.6931e-05 | 9.3864e-05 | 0 | 9.3987e-06 | 0.00011416 | 0 | 0.0107 | 0.0031 | 0 | 0 | 0.0089859 | 0
6744 | 1 | 7.284e-05 | 9.3588e-05 | 0 | 5.8742e-06 | 0.00011416 | 0 | 0.0082 | 0.0016 | 0 | 0 | 0.0013373 | 0
6745 | 1 | 5.6445e-05 | 9.4934e-05 | 0 | 2.3497e-06 | 0.00011416 | 0 | 0.0065 | 0.0005 | 0 | 0 | 0.0059748 | 0
6746 | 1 | 4.8579e-05 | 9.6632e-05 | 0 | 1.1748e-06 | 0.00011416 | 0 | 0.0058 | 0.0001 | 0 | 0 | 0.034368 | 0
6747 | 1 | 4.5894e-05 | 9.9399e-05 | 0 | 1.4098e-05 | 0.00011416 | 0 | 0.0057 | 0 | 0 | 0 | 0.041482 | 0
6748 | 1 | 4.7063e-05 | 0.00010292 | 0 | 3.7595e-05 | 0.00011416 | 0 | 0.0063 | 0 | 0 | 0 | 0.028332 | 0
6749 | 1 | 5.6738e-05 | 0.00010761 | 0 | 9.3987e-05 | 0.00011416 | 0 | 0.0073 | 0.0001 | 0 | 0 | 0.0086474 | 0
6750 | 1 | 9.0258e-05 | 0.00011152 | 0 | 0.0001821 | 0.00011416 | 0 | 0.0083 | 0.0004 | 0 | 0 | 0.00079265 | 0
6751 | 1 | 0.00014588 | 0.00011117 | 0 | 0.0001586 | 0.00011416 | 0 | 0.0097 | 0.0021 | 0 | 0 | 4.1009e-05 | 0
6752 | 1 | 0.00017487 | 8.9769e-05 | 0 | 0.00014685 | 0.00011416 | 0.16 | 0.01 | 0.0048 | 0 | 0 | 0.0078515 | 0.1923
6753 | 1 | 0.00018858 | 6.3333e-05 | 0 | 0.00016448 | 0.00011416 | 0.37 | 0.0112 | 0.0087 | 0 | 0 | 0.019261 | 0.36807
6754 | 1 | 0.00018938 | 3.9442e-05 | 0 | 0.00018797 | 0.00011416 | 0.42 | 0.0132 | 0.0127 | 0 | 0 | 0.017646 | 0.53911
6755 | 1 | 0.00018663 | 2.2747e-05 | 0 | 0.00020677 | 0.00011416 | 0.2 | 0.0138 | 0.0141 | 0 | 0 | 0.010054 | 0.22124
6756 | 1 | 0.00018001 | 1.0276e-05 | 0 | 0.00018797 | 0.00011416 | 0.42 | 0.0148 | 0.0156 | 0 | 0 | 0.0013373 | 0.29893
6757 | 1 | 0.00017878 | 3.5974e-06 | 0 | 0.00019032 | 0.00011416 | 0.59 | 0.017 | 0.0185 | 0 | 0 | 0.0093331 | 0.45058
6758 | 1 | 0.00017479 | 9.0396e-07 | 0 | 0.00021382 | 0.00011416 | 0.43 | 0.0218 | 0.0259 | 0 | 0 | 0.04974 | 0.1217
6759 | 1 | 0.00017002 | 2.1584e-06 | 0 | 0.00022322 | 0.00011416 | 0.4 | 0.0307 | 0.0413 | 0 | 0 | 0.0609 | 0.064094
6760 | 1 | 0.00016867 | 1.1512e-05 | 0 | 0.00022322 | 0.00011416 | 0.32 | 0.0433 | 0.063 | 0 | 0 | 0.040656 | 0.097266
6761 | 1 | 0.00017165 | 3.769e-05 | 0 | 0.00016448 | 0.00011416 | 0.1 | 0.0652 | 0.0973 | 0 | 0 | 0.012279 | 0.095004
6762 | 1 | 0.00016191 | 6.7797e-05 | 0 | 0.00011748 | 0.00011416 | 0 | 0.1025 | 0.1473 | 0 | 0 | 0.00088065 | 0
6763 | 1 | 0.00017284 | 7.5398e-05 | 0 | 8.8113e-05 | 0.00011416 | 0 | 0.1294 | 0.1818 | 0 | 0 | 0.0002153 | 0
6764 | 1 | 0.00016195 | 8.1689e-05 | 0 | 5.8742e-05 | 0.00011416 | 0 | 0.1429 | 0.196 | 0 | 0 | 0.013328 | 0
6765 | 1 | 0.00013508 | 8.892e-05 | 0 | 3.7595e-05 | 0.00011416 | 0 | 0.1377 | 0.1868 | 0 | 0 | 0.027934 | 0
6766 | 1 | 0.00011029 | 9.558e-05 | 0 | 2.3497e-05 | 0.00011416 | 0 | 0.132 | 0.1799 | 0 | 0 | 0.023343 | 0
6767 | 1 | 9.1355e-05 | 0.00010049 | 0 | 9.3987e-06 | 0.00011416 | 0 | 0.13 | 0.1824 | 0 | 0 | 0.01181 | 0
6768 | 1 | 6.7776e-05 | 0.00010432 | 0 | 5.8742e-06 | 0.00011416 | 0 | 0.1292 | 0.1848 | 0 | 0 | 0.0013373 | 0
6769 | 1 | 4.8881e-05 | 0.00010816 | 0 | 2.3497e-06 | 0.00011416 | 0 | 0.129 | 0.1854 | 0 | 0 | 0.015499 | 0
6770 | 1 | 3.9851e-05 | 0.00011264 | 0 | 1.1748e-06 | 0.00011416 | 0 | 0.1323 | 0.1942 | 0 | 0 | 0.076556 | 0
6771 | 1 | 3.5182e-05 | 0.00011757 | 0 | 1.4098e-05 | 0.00011416 | 0 | 0.1393 | 0.2064 | 0 | 0 | 0.095102 | 0
6772 | 1 | 3.3437e-05 | 0.00012346 | 0 | 3.7595e-05 | 0.00011416 | 0 | 0.1373 | 0.2016 | 0 | 0 | 0.062032 | 0
6773 | 1 | 3.5502e-05 | 0.00012897 | 0 | 9.3987e-05 | 0.00011416 | 0 | 0.1343 | 0.193 | 0 | 0 | 0.018534 | 0
6774 | 1 | 4.7035e-05 | 0.00013369 | 0 | 0.0001821 | 0.00011416 | 0 | 0.1372 | 0.1961 | 0 | 0 | 0.0010078 | 0
6775 | 1 | 7.0124e-05 | 0.00013345 | 0 | 0.0001586 | 0.00011416 | 0 | 0.1381 | 0.2009 | 0 | 0 | 0.00082711 | 0
6776 | 1 | 9.4465e-05 | 0.00011783 | 0 | 0.00014685 | 0.00011416 | 0 | 0.1157 | 0.193 | 0 | 0 | 0.023942 | 0.027077
6777 | 1 | 0.00011778 | 9.5174e-05 | 0 | 0.00016448 | 0.00011416 | 0.15 | 0.1181 | 0.1891 | 0 | 0 | 0.043087 | 0.25538
6778 | 1 | 0.00012766 | 7.0546e-05 | 0 | 0.00018797 | 0.00011416 | 0.16 | 0.1344 | 0.1938 | 0 | 0 | 0.032684 | 0.34234
6779 | 1 | 0.00012627 | 5.0456e-05 | 0 | 0.00020677 | 0.00011416 | 0.46 | 0.1369 | 0.1907 | 0 | 0 | 0.014455 | 0.73944
6780 | 1 | 0.00011757 | 3.6251e-05 | 0 | 0.00018797 | 0.00011416 | 0.52 | 0.1426 | 0.1887 | 0 | 0 | 0.0013373 | 0.81084
6781 | 1 | 0.00010915 | 2.8189e-05 | 0 | 0.00019032 | 0.00011416 | 0.52 | 0.1558 | 0.1949 | 0 | 0 | 0.023914 | 0.8314
6782 | 1 | 0.00010281 | 2.6307e-05 | 0 | 0.00021382 | 0.00011416 | 0.16 | 0.1759 | 0.2106 | 0 | 0 | 0.11161 | 0.71465
6783 | 1 | 9.8886e-05 | 3.0975e-05 | 0 | 0.00022322 | 0.00011416 | 0.48 | 0.1979 | 0.2354 | 0 | 0 | 0.14018 | 0.52576
6784 | 1 | 0.00010306 | 4.4386e-05 | 0 | 0.00022322 | 0.00011416 | 0.31 | 0.2107 | 0.2646 | 0 | 0 | 0.089831 | 0.2857
6785 | 1 | 0.00011581 | 7.6468e-05 | 0 | 0.00016448 | 0.00011416 | 0.09 | 0.2356 | 0.3141 | 0 | 0 | 0.026617 | 0.080574
6786 | 1 | 0.00011849 | 0.00011133 | 0 | 0.00011748 | 0.00011416 | 0 | 0.3065 | 0.3933 | 0 | 0 | 0.0011466 | 0
6787 | 1 | 0.00013142 | 0.00012342 | 0 | 8.8113e-05 | 0.00011416 | 0 | 0.338 | 0.4396 | 0 | 0 | 0.0020875 | 0
6788 | 1 | 0.00012208 | 0.00013855 | 0 | 5.8742e-05 | 0.00011416 | 0 | 0.3328 | 0.443 | 0 | 0 | 0.039075 | 0
6789 | 1 | 0.00010371 | 0.00015354 | 0 | 3.7595e-05 | 0.00011416 | 0 | 0.3246 | 0.4381 | 0 | 0 | 0.062917 | 0
6790 | 1 | 8.5286e-05 | 0.00016745 | 0 | 2.3497e-05 | 0.00011416 | 0 | 0.3002 | 0.4164 | 0 | 0 | 0.044234 | 0
6791 | 1 | 6.6664e-05 | 0.0001814 | 0 | 9.3987e-06 | 0.00011416 | 0 | 0.2769 | 0.3964 | 0 | 0 | 0.017467 | 0
6792 | 1 | 3.9674e-05 | 0.00019219 | 0 | 5.8742e-06 | 0.00011416 | 0 | 0.266 | 0.3821 | 0 | 0 | 0.0013373 | 0
6793 | 1 | 2.3652e-05 | 0.00020223 | 0 | 2.3497e-06 | 0.00011416 | 0 | 0.2521 | 0.3613 | 0 | 0 | 0.036507 | 0
6794 | 1 | 1.4952e-05 | 0.00021136 | 0 | 1.1748e-06 | 0.00011416 | 0 | 0.2387 | 0.3422 | 0 | 0 | 0.16225 | 0
6795 | 1 | 9.8398e-06 | 0.00021985 | 0 | 1.4098e-05 | 0.00011416 | 0 | 0.2338 | 0.3321 | 0 | 0 | 0.20577 | 0
6796 | 1 | 8.1333e-06 | 0.00022822 | 0 | 3.7595e-05 | 0.00011416 | 0 | 0.2381 | 0.3371 | 0 | 0 | 0.12983 | 0
6797 | 1 | 9.0225e-06 | 0.0002354 | 0 | 9.3987e-05 | 0.00011416 | 0 | 0.2515 | 0.3672 | 0 | 0 | 0.038187 | 0
6798 | 1 | 1.3832e-05 | 0.0002427 | 0 | 0.0001821 | 0.00011416 | 0 | 0.2695 | 0.4144 | 0 | 0 | 0.0013174 | 0
6799 | 1 | 2.5187e-05 | 0.00024477 | 0 | 0.0001586 | 0.00011416 | 0 | 0.2792 | 0.4592 | 0 | 0 | 0.0045725 | 0
6800 | 1 | 4.2068e-05 | 0.00022653 | 0 | 0.00014685 | 0.00011416 | 0.14 | 0.2626 | 0.4774 | 0 | 0 | 0.062499 | 0.20183
6801 | 1 | 6.0161e-05 | 0.00019175 | 0 | 0.00016448 | 0.00011416 | 0.4 | 0.3222 | 0.5354 | 0 | 0 | 0.091599 | 0.37637
6802 | 1 | 6.82e-05 | 0.00015624 | 0 | 0.00018797 | 0.00011416 | 0.66 | 0.3647 | 0.5523 | 0 | 0 | 0.060161 | 0.61397
6803 | 1 | 7.077e-05 | 0.00012488 | 0 | 0.00020677 | 0.00011416 | 0.73 | 0.3694 | 0.5282 | 0 | 0 | 0.021325 | 0.74627
6804 | 1 | 7.3081e-05 | 0.00010189 | 0 | 0.00018797 | 0.00011416 | 0.76 | 0.3554 | 0.488 | 0 | 0 | 0.0013373 | 0.77889
6805 | 1 | 6.9525e-05 | 8.6596e-05 | 0 | 0.00019032 | 0.00011416 | 0.74 | 0.3406 | 0.4567 | 0 | 0 | 0.052888 | 0.77071
6806 | 1 | 6.416e-05 | 7.846e-05 | 0 | 0.00021382 | 0.00011416 | 0.66 | 0.332 | 0.4403 | 0 | 0 | 0.22628 | 0.66088
6807 | 1 | 6.316e-05 | 7.763e-05 | 0 | 0.00022322 | 0.00011416 | 0.53 | 0.3235 | 0.427 | 0 | 0 | 0.28916 | 0.53694
6808 | 1 | 7.0073e-05 | 8.75e-05 | 0 | 0.00022322 | 0.00011416 | 0.32 | 0.308 | 0.4228 | 0 | 0 | 0.18023 | 0.31072
6809 | 1 | 9.0617e-05 | 0.00011995 | 0 | 0.00016448 | 0.00011416 | 0.08 | 0.3127 | 0.4496 | 0 | 0 | 0.052702 | 0.010207
6810 | 1 | 0.00010009 | 0.00015467 | 0 | 0.00011748 | 0.00011416 | 0 | 0.3661 | 0.5115 | 0 | 0 | 0.0015043 | 0
6811 | 1 | 0.00012046 | 0.00016675 | 0 | 8.8113e-05 | 0.00011416 | 0 | 0.3896 | 0.5624 | 0 | 0 | 0.0085089 | 0
6812 | 1 | 0.00011454 | 0.00018166 | 0 | 5.8742e-05 | 0.00011416 | 0 | 0.3873 | 0.5834 | 0 | 0 | 0.0938 | 0
6813 | 1 | 9.5506e-05 | 0.00019559 | 0 | 3.7595e-05 | 0.00011416 | 0 | 0.3712 | 0.5749 | 0 | 0 | 0.12789 | 0
6814 | 1 | 7.5069e-05 | 0.00020817 | 0 | 2.3497e-05 | 0.00011416 | 0 | 0.3443 | 0.5417 | 0 | 0 | 0.079513 | 0
6815 | 1 | 5.0913e-05 | 0.00022001 | 0 | 9.3987e-06 | 0.00011416 | 0 | 0.3142 | 0.4883 | 0 | 0 | 0.025714 | 0
6816 | 1 | 3.5104e-05 | 0.00023184 | 0 | 5.8742e-06 | 0.00011416 | 0 | 0.2809 | 0.4189 | 0 | 0 | 0.0013373 | 0
6817 | 1 | 2.3522e-05 | 0.00024324 | 0 | 2.3497e-06 | 0.00011416 | 0 | 0.2501 | 0.3511 | 0 | 0 | 0.071033 | 0
6818 | 1 | 1.9116e-05 | 0.00025344 | 0 | 1.1748e-06 | 0.00011416 | 0 | 0.2252 | 0.3043 | 0 | 0 | 0.29571 | 0
6819 | 1 | 1.8153e-05 | 0.00026184 | 0 | 1.4098e-05 | 0.00011416 | 0 | 0.2067 | 0.2732 | 0 | 0 | 0.37996 | 0
6820 | 1 | 2.1625e-05 | 0.00026671 | 0 | 3.7595e-05 | 0.00011416 | 0 | 0.2002 | 0.262 | 0 | 0 | 0.23473 | 0
6821 | 1 | 3.5013e-05 | 0.00026968 | 0 | 9.3987e-05 | 0.00011416 | 0 | 0.1965 | 0.2597 | 0 | 0 | 0.068347 | 0
6822 | 1 | 7.5221e-05 | 0.00027218 | 0 | 0.0001821 | 0.00011416 | 0 | 0.1898 | 0.2555 | 0 | 0 | 0.0016847 | 0
6823 | 1 | 0.00013369 | 0.00027036 | 0 | 0.0001586 | 0.00011416 | 0 | 0.185 | 0.259 | 0 | 0 | 0.013496 | 0
6824 | 1 | 0.00016225 | 0.00025436 | 0 | 0.00014685 | 0.00011416 | 0.05 | 0.1625 | 0.246 | 0 | 0 | 0.12916 | 0.087962
6825 | 1 | 0.00017411 | 0.00022732 | 0 | 0.00016448 | 0.00011416 | 0.23 | 0.1673 | 0.2441 | 0 | 0 | 0.16727 | 0.16397
6826 | 1 | 0.00017614 | 0.00019824 | 0 | 0.00018797 | 0.00011416 | 0.42 | 0.1755 | 0.2265 | 0 | 0 | 0.099862 | 0.2602
6827 | 1 | 0.00017575 | 0.00016828 | 0 | 0.00020677 | 0.00011416 | 0.58 | 0.1713 | 0.2085 | 0 | 0 | 0.030087 | 0.51954
6828 | 1 | 0.00016846 | 0.00014264 | 0 | 0.00018797 | 0.00011416 | 0.57 | 0.157 | 0.1863 | 0 | 0 | 0.0013373 | 0.24879
6829 | 1 | 0.00017112 | 0.00012532 | 0 | 0.00019032 | 0.00011416 | 0.62 | 0.133 | 0.1491 | 0 | 0 | 0.092915 | 0.1126
6830 | 1 | 0.0001672 | 0.00011464 | 0 | 0.00021382 | 0.00011416 | 0.54 | 0.1071 | 0.1103 | 0 | 0 | 0.37805 | 0.13184
6831 | 1 | 0.00016443 | 0.00011049 | 0 | 0.00022322 | 0.00011416 | 0.5 | 0.0873 | 0.0849 | 0 | 0 | 0.48802 | 0.20872
6832 | 1 | 0.00016502 | 0.0001186 | 0 | 0.00022322 | 0.00011416 | 0.31 | 0.0825 | 0.078 | 0 | 0 | 0.29924 | 0.24092
6833 | 1 | 0.000168 | 0.00016048 | 0 | 0.00016448 | 0.00011416 | 0.08 | 0.1105 | 0.1117 | 0 | 0 | 0.086816 | 0.064863
6834 | 1 | 0.00015848 | 0.00019712 | 0 | 0.00011748 | 0.00011416 | 0 | 0.1626 | 0.1683 | 0 | 0 | 0.0018789 | 0
6835 | 1 | 0.00017773 | 0.0002062 | 0 | 8.8113e-05 | 0.00011416 | 0 | 0.2014 | 0.2103 | 0 | 0 | 0.020128 | 0
6836 | 1 | 0.00016533 | 0.00021357 | 0 | 5.8742e-05 | 0.00011416 | 0 | 0.2075 | 0.2272 | 0 | 0 | 0.17244 | 0
6837 | 1 | 0.0001388 | 0.00022097 | 0 | 3.7595e-05 | 0.00011416 | 0 | 0.1953 | 0.2243 | 0 | 0 | 0.214 | 0
6838 | 1 | 0.00010824 | 0.00022763 | 0 | 2.3497e-05 | 0.00011416 | 0 | 0.1802 | 0.2195 | 0 | 0 | 0.12342 | 0
6839 | 1 | 8.2175e-05 | 0.00023073 | 0 | 9.3987e-06 | 0.00011416 | 0 | 0.1735 | 0.2311 | 0 | 0 | 0.03493 | 0
6840 | 1 | 5.0421e-05 | 0.0002316 | 0 | 5.8742e-06 | 0.00011416 | 0 | 0.1815 | 0.2649 | 0 | 0 | 0.0013373 | 0
6841 | 1 | 3.4041e-05 | 0.00023278 | 0 | 2.3497e-06 | 0.00011416 | 0 | 0.1973 | 0.3201 | 0 | 0 | 0.1154 | 0
6842 | 1 | 2.7903e-05 | 0.00023473 | 0 | 1.1748e-06 | 0.00011416 | 0 | 0.2219 | 0.3894 | 0 | 0 | 0.46157 | 0
6843 | 1 | 2.6855e-05 | 0.00023501 | 0 | 1.4098e-05 | 0.00011416 | 0 | 0.2509 | 0.4638 | 0 | 0 | 0.59791 | 0
6844 | 1 | 2.9466e-05 | 0.00023608 | 0 | 3.7595e-05 | 0.00011416 | 0 | 0.2712 | 0.521 | 0 | 0 | 0.36456 | 0
6845 | 1 | 4.1177e-05 | 0.00023802 | 0 | 9.3987e-05 | 0.00011416 | 0 | 0.2879 | 0.5559 | 0 | 0 | 0.10548 | 0
6846 | 1 | 7.825e-05 | 0.00023966 | 0 | 0.0001821 | 0.00011416 | 0 | 0.3112 | 0.5878 | 0 | 0 | 0.0020606 | 0
6847 | 1 | 0.00013818 | 0.0002385 | 0 | 0.0001586 | 0.00011416 | 0 | 0.3373 | 0.6256 | 0 | 0 | 0.027465 | 0
6848 | 1 | 0.00016697 | 0.00022616 | 0 | 0.00014685 | 0.00011416 | 0.03 | 0.3706 | 0.6598 | 0 | 0 | 0.21744 | 0.002652
6849 | 1 | 0.00017861 | 0.00020712 | 0 | 0.00016448 | 0.00011416 | 0.25 | 0.4422 | 0.6891 | 0 | 0 | 0.26141 | 0.038744
6850 | 1 | 0.00017726 | 0.00018754 | 0 | 0.00018797 | 0.00011416 | 0.45 | 0.4571 | 0.6721 | 0 | 0 | 0.14684 | 0
6851 | 1 | 0.00017789 | 0.00016939 | 0 | 0.00020677 | 0.00011416 | 0.03 | 0.4187 | 0.6267 | 0 | 0 | 0.039572 | 0
6852 | 1 | 0.00017356 | 0.00015384 | 0 | 0.00018797 | 0.00011416 | 0.05 | 0.3783 | 0.5828 | 0 | 0 | 0.0013373 | 0
6853 | 1 | 0.00017671 | 0.00014249 | 0 | 0.00019032 | 0.00011416 | 0.04 | 0.3578 | 0.5559 | 0 | 0 | 0.13351 | 0
6854 | 1 | 0.00017687 | 0.00013731 | 0 | 0.00021382 | 0.00011416 | 0.04 | 0.3604 | 0.5524 | 0 | 0 | 0.5282 | 0
6855 | 1 | 0.00017568 | 0.00013821 | 0 | 0.00022322 | 0.00011416 | 0.02 | 0.3677 | 0.5533 | 0 | 0 | 0.68575 | 0.08775
6856 | 1 | 0.00017736 | 0.0001446 | 0 | 0.00022322 | 0.00011416 | 0.03 | 0.3428 | 0.5275 | 0 | 0 | 0.41662 | 0.1456
6857 | 1 | 0.00017881 | 0.00016035 | 0 | 0.00016448 | 0.00011416 | 0.03 | 0.2854 | 0.4761 | 0 | 0 | 0.12033 | 0.030665
6858 | 1 | 0.0001688 | 0.00018295 | 0 | 0.00011748 | 0.00011416 | 0 | 0.2596 | 0.4395 | 0 | 0 | 0.0021973 | 0
6859 | 1 | 0.000181 | 0.00019491 | 0 | 8.8113e-05 | 0.00011416 | 0 | 0.2322 | 0.3999 | 0 | 0 | 0.033674 | 0
6860 | 1 | 0.00016444 | 0.00020629 | 0 | 5.8742e-05 | 0.00011416 | 0 | 0.198 | 0.3489 | 0 | 0 | 0.25398 | 0
6861 | 1 | 0.00013839 | 0.00021535 | 0 | 3.7595e-05 | 0.00011416 | 0 | 0.1623 | 0.2944 | 0 | 0 | 0.29924 | 0
6862 | 1 | 0.00010858 | 0.00022066 | 0 | 2.3497e-05 | 0.00011416 | 0 | 0.1313 | 0.247 | 0 | 0 | 0.16527 | 0
6863 | 1 | 8.2498e-05 | 0.00022169 | 0 | 9.3987e-06 | 0.00011416 | 0 | 0.1068 | 0.2076 | 0 | 0 | 0.043128 | 0
6864 | 1 | 6.1823e-05 | 0.00022049 | 0 | 5.8742e-06 | 0.00011416 | 0 | 0.0904 | 0.1759 | 0 | 0 | 0.0013373 | 0
6865 | 1 | 4.5618e-05 | 0.00021933 | 0 | 2.3497e-06 | 0.00011416 | 0 | 0.0853 | 0.1661 | 0 | 0 | 0.15342 | 0
6866 | 1 | 3.8897e-05 | 0.00021784 | 0 | 1.1748e-06 | 0.00011416 | 0 | 0.0922 | 0.1844 | 0 | 0 | 0.60096 | 0
6867 | 1 | 3.6697e-05 | 0.00021405 | 0 | 1.4098e-05 | 0.00011416 | 0 | 0.1066 | 0.2337 | 0 | 0 | 0.7818 | 0
6868 | 1 | 3.886e-05 | 0.00020987 | 0 | 3.7595e-05 | 0.00011416 | 0 | 0.1185 | 0.291 | 0 | 0 | 0.47341 | 0
6869 | 1 | 5.0151e-05 | 0.00020741 | 0 | 9.3987e-05 | 0.00011416 | 0 | 0.1263 | 0.3292 | 0 | 0 | 0.13651 | 0
6870 | 1 | 8.6777e-05 | 0.00020483 | 0 | 0.0001821 | 0.00011416 | 0 | 0.1373 | 0.3551 | 0 | 0 | 0.0023399 | 0
6871 | 1 | 0.00014759 | 0.00019996 | 0 | 0.0001586 | 0.00011416 | 0 | 0.1485 | 0.3662 | 0 | 0 | 0.040754 | 0
6872 | 1 | 0.00018205 | 0.00018459 | 0 | 0.00014685 | 0.00011416 | 0.11 | 0.1527 | 0.3615 | 0 | 0 | 0.29439 | 0.0054489
6873 | 1 | 0.00019556 | 0.00017589 | 0 | 0.00016448 | 0.00011416 | 0.03 | 0.1737 | 0.3795 | 0 | 0 | 0.34057 | 0.013884
6874 | 1 | 0.00019988 | 0.00017188 | 0 | 0.00018797 | 0.00011416 | 0.2 | 0.21 | 0.4033 | 0 | 0 | 0.18518 | 0.002184
6875 | 1 | 0.00020168 | 0.00016959 | 0 | 0.00020677 | 0.00011416 | 0.05 | 0.2408 | 0.431 | 0 | 0 | 0.04689 | 0
6876 | 1 | 0.00019703 | 0.00017013 | 0 | 0.00018797 | 0.00011416 | 0.04 | 0.2596 | 0.4457 | 0 | 0 | 0.0013373 | 0
6877 | 1 | 0.00020005 | 0.00017229 | 0 | 0.00019032 | 0.00011416 | 0.08 | 0.2628 | 0.434 | 0 | 0 | 0.16191 | 0
6878 | 1 | 0.00019809 | 0.00017705 | 0 | 0.00021382 | 0.00011416 | 0.05 | 0.2525 | 0.4118 | 0 | 0 | 0.63184 | 0
6879 | 1 | 0.00019439 | 0.00018387 | 0 | 0.00022322 | 0.00011416 | 0.1 | 0.2303 | 0.3863 | 0 | 0 | 0.8226 | 0
6880 | 1 | 0.00019433 | 0.00019212 | 0 | 0.00022322 | 0.00011416 | 0.04 | 0.2066 | 0.3691 | 0 | 0 | 0.4975 | 0
6881 | 1 | 0.00019726 | 0.00020138 | 0 | 0.00016448 | 0.00011416 | 0.02 | 0.1801 | 0.3513 | 0 | 0 | 0.14337 | 0.024592
6882 | 1 | 0.00018825 | 0.00021068 | 0 | 0.00011748 | 0.00011416 | 0 | 0.1737 | 0.3394 | 0 | 0 | 0.0023987 | 0
6883 | 1 | 0.00019104 | 0.00021656 | 0 | 8.8113e-05 | 0.00011416 | 0 | 0.1752 | 0.3234 | 0 | 0 | 0.043843 | 0
6884 | 1 | 0.00017048 | 0.00022088 | 0 | 5.8742e-05 | 0.00011416 | 0 | 0.1764 | 0.3023 | 0 | 0 | 0.31169 | 0
6885 | 1 | 0.00014392 | 0.00022527 | 0 | 3.7595e-05 | 0.00011416 | 0 | 0.1662 | 0.2725 | 0 | 0 | 0.35811 | 0
6886 | 1 | 0.00011406 | 0.00022819 | 0 | 2.3497e-05 | 0.00011416 | 0 | 0.1441 | 0.2342 | 0 | 0 | 0.19357 | 0
6887 | 1 | 8.8164e-05 | 0.00023005 | 0 | 9.3987e-06 | 0.00011416 | 0 | 0.1272 | 0.2008 | 0 | 0 | 0.048455 | 0
6888 | 1 | 5.6987e-05 | 0.00023136 | 0 | 5.8742e-06 | 0.00011416 | 0 | 0.1154 | 0.1753 | 0 | 0 | 0.0013373 | 0
6889 | 1 | 4.1592e-05 | 0.00023151 | 0 | 2.3497e-06 | 0.00011416 | 0 | 0.1099 | 0.1555 | 0 | 0 | 0.16627 | 0
6890 | 1 | 3.4579e-05 | 0.00022968 | 0 | 1.1748e-06 | 0.00011416 | 0 | 0.1057 | 0.1492 | 0 | 0 | 0.64767 | 0
6891 | 1 | 3.2521e-05 | 0.00022793 | 0 | 1.4098e-05 | 0.00011416 | 0 | 0.0997 | 0.1435 | 0 | 0 | 0.84353 | 0
6892 | 1 | 3.4395e-05 | 0.00022527 | 0 | 3.7595e-05 | 0.00011416 | 0 | 0.0985 | 0.1419 | 0 | 0 | 0.50985 | 0
6893 | 1 | 4.5699e-05 | 0.00022219 | 0 | 9.3987e-05 | 0.00011416 | 0 | 0.0981 | 0.143 | 0 | 0 | 0.14689 | 0
6894 | 1 | 8.227e-05 | 0.00021883 | 0 | 0.0001821 | 0.00011416 | 0 | 0.0966 | 0.1459 | 0 | 0 | 0.0024284 | 0
6895 | 1 | 0.00014318 | 0.00021477 | 0 | 0.0001586 | 0.00011416 | 0 | 0.0906 | 0.1461 | 0 | 0 | 0.045444 | 0
6896 | 1 | 0.00017716 | 0.00020112 | 0 | 0.00014685 | 0.00011416 | 0.01 | 0.0724 | 0.1278 | 0 | 0 | 0.32058 | 0.050433
6897 | 1 | 0.0001922 | 0.0001871 | 0 | 0.00016448 | 0.00011416 | 0.04 | 0.062 | 0.1064 | 0 | 0 | 0.3671 | 0.046967
6898 | 1 | 0.00019838 | 0.00017041 | 0 | 0.00018797 | 0.00011416 | 0.12 | 0.0749 | 0.1024 | 0 | 0 | 0.19786 | 0
6899 | 1 | 0.00020013 | 0.00015871 | 0 | 0.00020677 | 0.00011416 | 0.03 | 0.0887 | 0.1034 | 0 | 0 | 0.04925 | 0
6900 | 1 | 0.00019552 | 0.00015076 | 0 | 0.00018797 | 0.00011416 | 0.06 | 0.0969 | 0.0987 | 0 | 0 | 0.0013373 | 0
6901 | 1 | 0.00019711 | 0.00014613 | 0 | 0.00019032 | 0.00011416 | 0.04 | 0.1058 | 0.0956 | 0 | 0 | 0.16627 | 0
6902 | 1 | 0.00019465 | 0.00014574 | 0 | 0.00021382 | 0.00011416 | 0.06 | 0.1198 | 0.1064 | 0 | 0 | 0.64767 | 0
6903 | 1 | 0.00019293 | 0.00014807 | 0 | 0.00022322 | 0.00011416 | 0.04 | 0.136 | 0.1383 | 0 | 0 | 0.84353 | 0
6904 | 1 | 0.00019423 | 0.000151 | 0 | 0.00022322 | 0.00011416 | 0.11 | 0.144 | 0.177 | 0 | 0 | 0.50985 | 0.018352
6905 | 1 | 0.0001977 | 0.00015655 | 0 | 0.00016448 | 0.00011416 | 0.01 | 0.1574 | 0.222 | 0 | 0 | 0.14689 | 0
6906 | 1 | 0.00019069 | 0.00016227 | 0 | 0.00011748 | 0.00011416 | 0 | 0.1679 | 0.258 | 0 | 0 | 0.0024284 | 0
6907 | 1 | 0.00019312 | 0.00016504 | 0 | 8.8113e-05 | 0.00011416 | 0 | 0.162 | 0.2562 | 0 | 0 | 0.045444 | 0
6908 | 1 | 0.00017368 | 0.00016779 | 0 | 5.8742e-05 | 0.00011416 | 0 | 0.1447 | 0.2188 | 0 | 0 | 0.32058 | 0
6909 | 1 | 0.00014399 | 0.00016989 | 0 | 3.7595e-05 | 0.00011416 | 0 | 0.1251 | 0.1887 | 0 | 0 | 0.3671 | 0
6910 | 1 | 0.00011491 | 0.00017081 | 0 | 2.3497e-05 | 0.00011416 | 0 | 0.1165 | 0.1901 | 0 | 0 | 0.19786 | 0
6911 | 1 | 8.9097e-05 | 0.00017065 | 0 | 9.3987e-06 | 0.00011416 | 0 | 0.1187 | 0.2168 | 0 | 0 | 0.04925 | 0
6912 | 1 | 6.9671e-05 | 0.00017072 | 0 | 5.8742e-06 | 0.00011416 | 0 | 0.1208 | 0.2584 | 0 | 0 | 0.0013373 | 0
6913 | 1 | 5.3225e-05 | 0.00017236 | 0 | 2.3497e-06 | 0.00011416 | 0 | 0.1215 | 0.292 | 0 | 0 | 0.15342 | 0
6914 | 1 | 4.518e-05 | 0.00017589 | 0 | 1.1748e-06 | 0.00011416 | 0 | 0.1178 | 0.3001 | 0 | 0 | 0.60096 | 0
6915 | 1 | 4.2125e-05 | 0.00018005 | 0 | 1.4098e-05 | 0.00011416 | 0 | 0.1127 | 0.2874 | 0 | 0 | 0.7818 | 0
6916 | 1 | 4.3764e-05 | 0.00018201 | 0 | 3.7595e-05 | 0.00011416 | 0 | 0.1101 | 0.2717 | 0 | 0 | 0.47341 | 0
6917 | 1 | 5.4287e-05 | 0.0001829 | 0 | 9.3987e-05 | 0.00011416 | 0 | 0.1088 | 0.2522 | 0 | 0 | 0.13651 | 0
6918 | 1 | 8.8706e-05 | 0.00018339 | 0 | 0.0001821 | 0.00011416 | 0 | 0.1042 | 0.2284 | 0 | 0 | 0.0023399 | 0
6919 | 1 | 0.00014717 | 0.00018271 | 0 | 0.0001586 | 0.00011416 | 0 | 0.0918 | 0.1986 | 0 | 0 | 0.040754 | 0
6920 | 1 | 0.00018362 | 0.00017605 | 0 | 0.00014685 | 0.00011416 | 0 | 0.0623 | 0.1467 | 0 | 0 | 0.29439 | 0
6921 | 1 | 0.00019807 | 0.00016882 | 0 | 0.00016448 | 0.00011416 | 0.06 | 0.0362 | 0.0915 | 0 | 0 | 0.34057 | 0
6922 | 1 | 0.00020167 | 0.00016054 | 0 | 0.00018797 | 0.00011416 | 0.02 | 0.025 | 0.0584 | 0 | 0 | 0.18518 | 0
6923 | 1 | 0.00020472 | 0.00015246 | 0 | 0.00020677 | 0.00011416 | 0.02 | 0.0217 | 0.0406 | 0 | 0 | 0.04689 | 0
6924 | 1 | 0.00019952 | 0.00014633 | 0 | 0.00018797 | 0.00011416 | 0.02 | 0.0235 | 0.0335 | 0 | 0 | 0.0013373 | 0
6925 | 1 | 0.00019901 | 0.00014244 | 0 | 0.00019032 | 0.00011416 | 0.04 | 0.0286 | 0.0307 | 0 | 0 | 0.14125 | 0
6926 | 1 | 0.00019575 | 0.0001408 | 0 | 0.00021382 | 0.00011416 | 0.03 | 0.035 | 0.0335 | 0 | 0 | 0.55656 | 0
6927 | 1 | 0.00019014 | 0.00014146 | 0 | 0.00022322 | 0.00011416 | 0.03 | 0.044 | 0.0486 | 0 | 0 | 0.72317 | 0
6928 | 1 | 0.00018745 | 0.00014484 | 0 | 0.00022322 | 0.00011416 | 0 | 0.0585 | 0.0884 | 0 | 0 | 0.43876 | 0
6929 | 1 | 0.00019014 | 0.00015011 | 0 | 0.00016448 | 0.00011416 | 0 | 0.0762 | 0.1593 | 0 | 0 | 0.12664 | 0
6930 | 1 | 0.00018406 | 0.00015163 | 0 | 0.00011748 | 0.00011416 | 0 | 0.0957 | 0.2462 | 0 | 0 | 0.0022536 | 0
6931 | 1 | 0.000184 | 0.00015087 | 0 | 8.8113e-05 | 0.00011416 | 0 | 0.1119 | 0.3336 | 0 | 0 | 0.036398 | 0
6932 | 1 | 0.00016415 | 0.00015054 | 0 | 5.8742e-05 | 0.00011416 | 0 | 0.1227 | 0.385 | 0 | 0 | 0.26967 | 0
6933 | 1 | 0.0001381 | 0.00015067 | 0 | 3.7595e-05 | 0.00011416 | 0 | 0.1188 | 0.388 | 0 | 0 | 0.31535 | 0
6934 | 1 | 0.00011366 | 0.00015164 | 0 | 2.3497e-05 | 0.00011416 | 0 | 0.1013 | 0.3496 | 0 | 0 | 0.17305 | 0
6935 | 1 | 9.3461e-05 | 0.00015282 | 0 | 9.3987e-06 | 0.00011416 | 0 | 0.0906 | 0.3141 | 0 | 0 | 0.044607 | 0
6936 | 1 | 6.2173e-05 | 0.00015358 | 0 | 5.8742e-06 | 0.00011416 | 0 | 0.0864 | 0.2831 | 0 | 0 | 0.0013373 | 0
6937 | 1 | 4.5062e-05 | 0.00015535 | 0 | 2.3497e-06 | 0.00011416 | 0 | 0.0803 | 0.2488 | 0 | 0 | 0.11888 | 0
6938 | 1 | 3.5121e-05 | 0.00015746 | 0 | 1.1748e-06 | 0.00011416 | 0 | 0.0753 | 0.2299 | 0 | 0 | 0.47442 | 0
6939 | 1 | 3.0331e-05 | 0.00015915 | 0 | 1.4098e-05 | 0.00011416 | 0 | 0.0678 | 0.2124 | 0 | 0 | 0.61484 | 0
6940 | 1 | 2.9431e-05 | 0.00016068 | 0 | 3.7595e-05 | 0.00011416 | 0 | 0.0582 | 0.1908 | 0 | 0 | 0.37461 | 0
6941 | 1 | 3.1846e-05 | 0.00016196 | 0 | 9.3987e-05 | 0.00011416 | 0 | 0.0481 | 0.1636 | 0 | 0 | 0.10834 | 0
6942 | 1 | 4.357e-05 | 0.00016417 | 0 | 0.0001821 | 0.00011416 | 0 | 0.0393 | 0.1336 | 0 | 0 | 0.0020875 | 0
6943 | 1 | 6.6938e-05 | 0.000166 | 0 | 0.0001586 | 0.00011416 | 0 | 0.0359 | 0.111 | 0 | 0 | 0.02864 | 0
6944 | 1 | 9.2383e-05 | 0.00015764 | 0 | 0.00014685 | 0.00011416 | 0.02 | 0.0305 | 0.0866 | 0 | 0 | 0.22445 | 0
6945 | 1 | 0.00011909 | 0.00014628 | 0 | 0.00016448 | 0.00011416 | 0.01 | 0.0219 | 0.0558 | 0 | 0 | 0.2687 | 0
6946 | 1 | 0.00013196 | 0.00013253 | 0 | 0.00018797 | 0.00011416 | 0.03 | 0.0159 | 0.0341 | 0 | 0 | 0.15041 | 0
6947 | 1 | 0.00013666 | 0.00012207 | 0 | 0.00020677 | 0.00011416 | 0.07 | 0.0118 | 0.0222 | 0 | 0 | 0.040267 | 0
6948 | 1 | 0.00013476 | 0.00011246 | 0 | 0.00018797 | 0.00011416 | 0.06 | 0.0095 | 0.0128 | 0 | 0 | 0.0013373 | 0
6949 | 1 | 0.00012982 | 0.00010431 | 0 | 0.00019032 | 0.00011416 | 0.04 | 0.0076 | 0.0086 | 0 | 0 | 0.099011 | 0
6950 | 1 | 0.00012373 | 9.9251e-05 | 0 | 0.00021382 | 0.00011416 | 0.02 | 0.008 | 0.0078 | 0 | 0 | 0.40079 | 0
6951 | 1 | 0.00011889 | 9.9583e-05 | 0 | 0.00022322 | 0.00011416 | 0.11 | 0.0107 | 0.0163 | 0 | 0 | 0.5179 | 0
6952 | 1 | 0.00012002 | 0.00010691 | 0 | 0.00022322 | 0.00011416 | 0.06 | 0.0152 | 0.027 | 0 | 0 | 0.31703 | 0.0082346
6953 | 1 | 0.00013001 | 0.00012838 | 0 | 0.00016448 | 0.00011416 | 0.02 | 0.0258 | 0.0422 | 0 | 0 | 0.091902 | 0
6954 | 1 | 0.00013369 | 0.00014624 | 0 | 0.00011748 | 0.00011416 | 0 | 0.035 | 0.0617 | 0 | 0 | 0.0019297 | 0
6955 | 1 | 0.0001361 | 0.00015316 | 0 | 8.8113e-05 | 0.00011416 | 0 | 0.0368 | 0.069 | 0 | 0 | 0.022071 | 0
6956 | 1 | 0.0001209 | 0.00015736 | 0 | 5.8742e-05 | 0.00011416 | 0 | 0.0325 | 0.0689 | 0 | 0 | 0.18459 | 0
6957 | 1 | 0.00010166 | 0.00016192 | 0 | 3.7595e-05 | 0.00011416 | 0 | 0.0256 | 0.0619 | 0 | 0 | 0.2269 | 0
6958 | 1 | 8.4691e-05 | 0.00016561 | 0 | 2.3497e-05 | 0.00011416 | 0 | 0.0194 | 0.0489 | 0 | 0 | 0.12983 | 0
6959 | 1 | 6.5766e-05 | 0.0001702 | 0 | 9.3987e-06 | 0.00011416 | 0 | 0.014 | 0.0329 | 0 | 0 | 0.036217 | 0
6960 | 1 | 5.1961e-05 | 0.00017153 | 0 | 5.8742e-06 | 0.00011416 | 0 | 0.0102 | 0.0195 | 0 | 0 | 0.0013373 | 0
6961 | 1 | 3.5742e-05 | 0.00017277 | 0 | 2.3497e-06 | 0.00011416 | 0 | 0.0089 | 0.0094 | 0 | 0 | 0.07614 | 0
6962 | 1 | 2.7191e-05 | 0.00017469 | 0 | 1.1748e-06 | 0.00011416 | 0 | 0.0089 | 0.0029 | 0 | 0 | 0.31504 | 0
6963 | 1 | 2.3455e-05 | 0.00017415 | 0 | 1.4098e-05 | 0.00011416 | 0 | 0.0097 | 0.0005 | 0 | 0 | 0.40529 | 0
6964 | 1 | 2.2235e-05 | 0.00017638 | 0 | 3.7595e-05 | 0.00011416 | 0 | 0.0101 | 0.0001 | 0 | 0 | 0.24989 | 0
6965 | 1 | 2.302e-05 | 0.00017873 | 0 | 9.3987e-05 | 0.00011416 | 0 | 0.0099 | 0.0012 | 0 | 0 | 0.07269 | 0
6966 | 1 | 2.8605e-05 | 0.00018109 | 0 | 0.0001821 | 0.00011416 | 0 | 0.0101 | 0.0032 | 0 | 0 | 0.0017319 | 0
6967 | 1 | 4.2735e-05 | 0.00018166 | 0 | 0.0001586 | 0.00011416 | 0 | 0.0111 | 0.0057 | 0 | 0 | 0.014991 | 0
6968 | 1 | 5.8186e-05 | 0.00016755 | 0 | 0.00014685 | 0.00011416 | 0.11 | 0.0125 | 0.0085 | 0 | 0 | 0.1392 | 0
6969 | 1 | 7.7806e-05 | 0.00014851 | 0 | 0.00016448 | 0.00011416 | 0.29 | 0.0125 | 0.0098 | 0 | 0 | 0.17824 | 0
6970 | 1 | 9.1886e-05 | 0.00012401 | 0 | 0.00018797 | 0.00011416 | 0.03 | 0.012 | 0.0095 | 0 | 0 | 0.10544 | 0
6971 | 1 | 0.00010221 | 0.00010617 | 0 | 0.00020677 | 0.00011416 | 0.04 | 0.0128 | 0.0085 | 0 | 0 | 0.031253 | 0
6972 | 1 | 0.00010869 | 9.4787e-05 | 0 | 0.00018797 | 0.00011416 | 0.05 | 0.015 | 0.0094 | 0 | 0 | 0.0013373 | 0
6973 | 1 | 0.00010805 | 8.6504e-05 | 0 | 0.00019032 | 0.00011416 | 0.07 | 0.0193 | 0.0139 | 0 | 0 | 0.057093 | 0
6974 | 1 | 0.00010524 | 8.1744e-05 | 0 | 0.00021382 | 0.00011416 | 0.07 | 0.0264 | 0.0234 | 0 | 0 | 0.24249 | 0
6975 | 1 | 0.00010292 | 8.1892e-05 | 0 | 0.00022322 | 0.00011416 | 0.03 | 0.0341 | 0.038 | 0 | 0 | 0.31032 | 0
6976 | 1 | 0.00010702 | 8.9289e-05 | 0 | 0.00022322 | 0.00011416 | 0.03 | 0.042 | 0.0564 | 0 | 0 | 0.19297 | 0.0084351
6977 | 1 | 0.00012233 | 0.00011165 | 0 | 0.00016448 | 0.00011416 | 0 | 0.054 | 0.0849 | 0 | 0 | 0.056361 | 0.011466
6978 | 1 | 0.0001328 | 0.00012209 | 0 | 0.00011748 | 0.00011416 | 0 | 0.0677 | 0.1176 | 0 | 0 | 0.0015481 | 0
6979 | 1 | 0.00013753 | 0.00012436 | 0 | 8.8113e-05 | 0.00011416 | 0 | 0.0792 | 0.1479 | 0 | 0 | 0.0096143 | 0
6980 | 1 | 0.00012623 | 0.00012545 | 0 | 5.8742e-05 | 0.00011416 | 0 | 0.0904 | 0.172 | 0 | 0 | 0.10194 | 0
6981 | 1 | 0.00010982 | 0.00012633 | 0 | 3.7595e-05 | 0.00011416 | 0 | 0.1003 | 0.1871 | 0 | 0 | 0.13708 | 0
6982 | 1 | 9.1846e-05 | 0.00012663 | 0 | 2.3497e-05 | 0.00011416 | 0 | 0.1046 | 0.1895 | 0 | 0 | 0.084313 | 0
6983 | 1 | 6.8565e-05 | 0.00012689 | 0 | 9.3987e-06 | 0.00011416 | 0 | 0.1065 | 0.1883 | 0 | 0 | 0.026764 | 0
6984 | 1 | 4.3361e-05 | 0.00012833 | 0 | 5.8742e-06 | 0.00011416 | 0 | 0.1055 | 0.1805 | 0 | 0 | 0.0013373 | 0
6985 | 1 | 3.0775e-05 | 0.00013058 | 0 | 2.3497e-06 | 0.00011416 | 0 | 0.1024 | 0.1703 | 0 | 0 | 0.041522 | 0
6986 | 1 | 2.6293e-05 | 0.00013338 | 0 | 1.1748e-06 | 0.00011416 | 0 | 0.1003 | 0.1567 | 0 | 0 | 0.18203 | 0
6987 | 1 | 2.5959e-05 | 0.00013465 | 0 | 1.4098e-05 | 0.00011416 | 0 | 0.1003 | 0.146 | 0 | 0 | 0.23148 | 0
6988 | 1 | 2.9623e-05 | 0.00013364 | 0 | 3.7595e-05 | 0.00011416 | 0 | 0.1018 | 0.1445 | 0 | 0 | 0.14542 | 0
6989 | 1 | 4.2225e-05 | 0.00013303 | 0 | 9.3987e-05 | 0.00011416 | 0 | 0.1052 | 0.1508 | 0 | 0 | 0.042682 | 0
6990 | 1 | 7.6714e-05 | 0.00013469 | 0 | 0.0001821 | 0.00011416 | 0 | 0.1045 | 0.1495 | 0 | 0 | 0.0013779 | 0
6991 | 1 | 0.00013098 | 0.00013541 | 0 | 0.0001586 | 0.00011416 | 0 | 0.0993 | 0.1414 | 0 | 0 | 0.0057069 | 0
6992 | 1 | 0.00016705 | 0.0001186 | 0 | 0.00014685 | 0.00011416 | 0.02 | 0.0829 | 0.1267 | 0 | 0 | 0.072001 | 0.0031534
6993 | 1 | 0.00018372 | 0.00010121 | 0 | 0.00016448 | 0.00011416 | 0.04 | 0.0569 | 0.1011 | 0 | 0 | 0.10281 | 0
6994 | 1 | 0.00019129 | 8.4216e-05 | 0 | 0.00018797 | 0.00011416 | 0.02 | 0.0517 | 0.0851 | 0 | 0 | 0.066214 | 0
6995 | 1 | 0.00019376 | 7.1837e-05 | 0 | 0.00020677 | 0.00011416 | 0.03 | 0.0443 | 0.0687 | 0 | 0 | 0.022727 | 0
6996 | 1 | 0.00019051 | 6.0897e-05 | 0 | 0.00018797 | 0.00011416 | 0.03 | 0.0365 | 0.0571 | 0 | 0 | 0.0013373 | 0
6997 | 1 | 0.0001919 | 5.2873e-05 | 0 | 0.00019032 | 0.00011416 | 0.02 | 0.0329 | 0.0545 | 0 | 0 | 0.029075 | 0
6998 | 1 | 0.00018861 | 4.8279e-05 | 0 | 0.00021382 | 0.00011416 | 0.03 | 0.0327 | 0.0568 | 0 | 0 | 0.13256 | 0
6999 | 1 | 0.00018364 | 4.9386e-05 | 0 | 0.00022322 | 0.00011416 | 0.04 | 0.0333 | 0.058 | 0 | 0 | 0.16727 | 0
7000 | 1 | 0.00018047 | 6.1654e-05 | 0 | 0.00022322 | 0.00011416 | 0.02 | 0.0339 | 0.0598 | 0 | 0 | 0.1064 | 0
7001 | 1 | 0.00018167 | 8.9935e-05 | 0 | 0.00016448 | 0.00011416 | 0 | 0.0388 | 0.0669 | 0 | 0 | 0.031417 | 0
7002 | 1 | 0.00017618 | 0.00010394 | 0 | 0.00011748 | 0.00011416 | 0 | 0.0403 | 0.0689 | 0 | 0 | 0.0012206 | 0
7003 | 1 | 0.00018374 | 0.00011047 | 0 | 8.8113e-05 | 0.00011416 | 0 | 0.0382 | 0.0665 | 0 | 0 | 0.0030341 | 0
7004 | 1 | 0.00016473 | 0.00011644 | 0 | 5.8742e-05 | 0.00011416 | 0 | 0.0349 | 0.0632 | 0 | 0 | 0.048587 | 0
7005 | 1 | 0.00013946 | 0.00012296 | 0 | 3.7595e-05 | 0.00011416 | 0 | 0.0289 | 0.0545 | 0 | 0 | 0.074782 | 0
7006 | 1 | 0.00011091 | 0.00012833 | 0 | 2.3497e-05 | 0.00011416 | 0 | 0.0224 | 0.0463 | 0 | 0 | 0.050911 | 0
7007 | 1 | 8.6613e-05 | 0.00013272 | 0 | 9.3987e-06 | 0.00011416 | 0 | 0.0169 | 0.0409 | 0 | 0 | 0.019119 | 0
7008 | 1 | 6.7799e-05 | 0.00013563 | 0 | 5.8742e-06 | 0.00011416 | 0 | 0.0127 | 0.0407 | 0 | 0 | 0.0013373 | 0
7009 | 1 | 5.2522e-05 | 0.00013912 | 0 | 2.3497e-06 | 0.00011416 | 0 | 0.012 | 0.0526 | 0 | 0 | 0.019404 | 0
7010 | 1 | 4.5339e-05 | 0.00014467 | 0 | 1.1748e-06 | 0.00011416 | 0 | 0.0181 | 0.0812 | 0 | 0 | 0.092983 | 0
7011 | 1 | 4.2121e-05 | 0.00014783 | 0 | 1.4098e-05 | 0.00011416 | 0 | 0.0317 | 0.1229 | 0 | 0 | 0.11619 | 0
7012 | 1 | 4.3976e-05 | 0.00014895 | 0 | 3.7595e-05 | 0.00011416 | 0 | 0.0421 | 0.1519 | 0 | 0 | 0.075076 | 0
7013 | 1 | 5.4785e-05 | 0.00014993 | 0 | 9.3987e-05 | 0.00011416 | 0 | 0.0472 | 0.1638 | 0 | 0 | 0.022332 | 0
7014 | 1 | 8.8812e-05 | 0.00015104 | 0 | 0.0001821 | 0.00011416 | 0 | 0.053 | 0.1715 | 0 | 0 | 0.0010757 | 0
7015 | 1 | 0.00014148 | 0.00015137 | 0 | 0.0001586 | 0.00011416 | 0 | 0.058 | 0.1741 | 0 | 0 | 0.0013616 | 0
7016 | 1 | 0.00017494 | 0.00013113 | 0 | 0.00014685 | 0.00011416 | 0 | 0.0594 | 0.1666 | 0 | 0 | 0.030893 | 0.026063
7017 | 1 | 0.00019059 | 0.00010715 | 0 | 0.00016448 | 0.00011416 | 0.01 | 0.0586 | 0.1677 | 0 | 0 | 0.052378 | 0
7018 | 1 | 0.00019404 | 8.9234e-05 | 0 | 0.00018797 | 0.00011416 | 0.02 | 0.0826 | 0.187 | 0 | 0 | 0.038168 | 0
7019 | 1 | 0.00019439 | 7.3498e-05 | 0 | 0.00020677 | 0.00011416 | 0.09 | 0.1117 | 0.194 | 0 | 0 | 0.015913 | 0
7020 | 1 | 0.00019165 | 6.4938e-05 | 0 | 0.00018797 | 0.00011416 | 0.06 | 0.1317 | 0.1913 | 0 | 0 | 0.0013373 | 0
7021 | 1 | 0.00019259 | 5.9846e-05 | 0 | 0.00019032 | 0.00011416 | 0.02 | 0.1342 | 0.163 | 0 | 0 | 0.014612 | 0
7022 | 1 | 0.00018848 | 5.7632e-05 | 0 | 0.00021382 | 0.00011416 | 0.22 | 0.1168 | 0.1246 | 0 | 0 | 0.072776 | 0
7023 | 1 | 0.00018351 | 6.0768e-05 | 0 | 0.00022322 | 0.00011416 | 0.05 | 0.0951 | 0.0966 | 0 | 0 | 0.090263 | 0
7024 | 1 | 0.00018022 | 7.2907e-05 | 0 | 0.00022322 | 0.00011416 | 0.01 | 0.0738 | 0.0776 | 0 | 0 | 0.059026 | 0.029562
7025 | 1 | 0.00018079 | 0.00010746 | 0 | 0.00016448 | 0.00011416 | 0 | 0.0737 | 0.0736 | 0 | 0 | 0.017657 | 0
7026 | 1 | 0.0001769 | 0.00012925 | 0 | 0.00011748 | 0.00011416 | 0 | 0.062 | 0.0518 | 0 | 0 | 0.00099127 | 0
7027 | 1 | 0.00018745 | 0.00013585 | 0 | 8.8113e-05 | 0.00011416 | 0 | 0.0365 | 0.0243 | 0 | 0 | 0.00071998 | 0
7028 | 1 | 0.00017155 | 0.00013772 | 0 | 5.8742e-05 | 0.00011416 | 0 | 0.0162 | 0.007 | 0 | 0 | 0.022384 | 0
7029 | 1 | 0.00014777 | 0.00013364 | 0 | 3.7595e-05 | 0.00011416 | 0 | 0.0045 | 0.0009 | 0 | 0 | 0.04095 | 0
7030 | 1 | 0.00012027 | 0.00013462 | 0 | 2.3497e-05 | 0.00011416 | 0 | 0.0036 | 0.0058 | 0 | 0 | 0.0314 | 0
7031 | 1 | 9.4016e-05 | 0.00014947 | 0 | 9.3987e-06 | 0.00011416 | 0 | 0.0143 | 0.0286 | 0 | 0 | 0.014105 | 0
7032 | 1 | 6.2731e-05 | 0.00016402 | 0 | 5.8742e-06 | 0.00011416 | 0 | 0.0329 | 0.05 | 0 | 0 | 0.0013373 | 0
7033 | 1 | 4.4942e-05 | 0.00017173 | 0 | 2.3497e-06 | 0.00011416 | 0 | 0.0534 | 0.0683 | 0 | 0 | 0.011404 | 0
7034 | 1 | 3.8132e-05 | 0.00016762 | 0 | 1.1748e-06 | 0.00011416 | 0 | 0.069 | 0.087 | 0 | 0 | 0.058901 | 0
7035 | 1 | 3.6092e-05 | 0.00016168 | 0 | 1.4098e-05 | 0.00011416 | 0 | 0.0888 | 0.1204 | 0 | 0 | 0.072546 | 0
7036 | 1 | 3.8475e-05 | 0.00015709 | 0 | 3.7595e-05 | 0.00011416 | 0 | 0.1152 | 0.164 | 0 | 0 | 0.047973 | 0
7037 | 1 | 4.9169e-05 | 0.0001526 | 0 | 9.3987e-05 | 0.00011416 | 0 | 0.1464 | 0.2123 | 0 | 0 | 0.014425 | 0
7038 | 1 | 8.3283e-05 | 0.00014783 | 0 | 0.0001821 | 0.00011416 | 0 | 0.1823 | 0.2719 | 0 | 0 | 0.00092699 | 0
7039 | 1 | 0.00013687 | 0.00014443 | 0 | 0.0001586 | 0.00011416 | 0 | 0.2028 | 0.3261 | 0 | 0 | 0.00038361 | 0
7040 | 1 | 0.00017116 | 0.00013735 | 0 | 0.00014685 | 0.00011416 | 0.02 | 0.2081 | 0.3692 | 0 | 0 | 0.01683 | 0
7041 | 1 | 0.00018454 | 0.00012654 | 0 | 0.00016448 | 0.00011416 | 0.18 | 0.2162 | 0.415 | 0 | 0 | 0.033108 | 0.02584
7042 | 1 | 0.00018913 | 0.00011558 | 0 | 0.00018797 | 0.00011416 | 0.08 | 0.2187 | 0.446 | 0 | 0 | 0.026602 | 0.0094491
7043 | 1 | 0.00018776 | 0.00010215 | 0 | 0.00020677 | 0.00011416 | 0.09 | 0.2585 | 0.4959 | 0 | 0 | 0.01276 | 0
7044 | 1 | 0.00018434 | 8.8994e-05 | 0 | 0.00018797 | 0.00011416 | 0.2 | 0.3016 | 0.5497 | 0 | 0 | 0.0013373 | 0.018018
7045 | 1 | 0.0001864 | 8.0194e-05 | 0 | 0.00019032 | 0.00011416 | 0.19 | 0.3278 | 0.5734 | 0 | 0 | 0.0099928 | 0.03861
7046 | 1 | 0.00018424 | 7.9881e-05 | 0 | 0.00021382 | 0.00011416 | 0.11 | 0.3302 | 0.5751 | 0 | 0 | 0.052679 | 0.016413
7047 | 1 | 0.00018248 | 8.274e-05 | 0 | 0.00022322 | 0.00011416 | 0.06 | 0.3359 | 0.5723 | 0 | 0 | 0.064631 | 0.0050477
7048 | 1 | 0.00018406 | 8.8496e-05 | 0 | 0.00022322 | 0.00011416 | 0.01 | 0.351 | 0.56 | 0 | 0 | 0.043006 | 0
7049 | 1 | 0.00018856 | 9.9344e-05 | 0 | 0.00016448 | 0.00011416 | 0 | 0.357 | 0.5215 | 0 | 0 | 0.012969 | 0
7050 | 1 | 0.00018531 | 0.0001051 | 0 | 0.00011748 | 0.00011416 | 0 | 0.3592 | 0.4811 | 0 | 0 | 0.00089592 | 0
7051 | 1 | 0.00018483 | 0.00010656 | 0 | 8.8113e-05 | 0.00011416 | 0 | 0.3769 | 0.471 | 0 | 0 | 0.00026432 | 0
7052 | 1 | 0.00016645 | 0.00010628 | 0 | 5.8742e-05 | 0.00011416 | 0 | 0.3631 | 0.4433 | 0 | 0 | 0.014435 | 0
7053 | 1 | 0.00014353 | 0.00010479 | 0 | 3.7595e-05 | 0.00011416 | 0 | 0.3415 | 0.367 | 0 | 0 | 0.029594 | 0
7054 | 1 | 0.00011655 | 0.00010294 | 0 | 2.3497e-05 | 0.00011416 | 0 | 0.3001 | 0.3023 | 0 | 0 | 0.024398 | 0
7055 | 1 | 9.2008e-05 | 0.00010279 | 0 | 9.3987e-06 | 0.00011416 | 0 | 0.247 | 0.2562 | 0 | 0 | 0.012122 | 0
7056 | 1 | 7.3934e-05 | 0.00010298 | 0 | 5.8742e-06 | 0.00011416 | 0 | 0.2218 | 0.2458 | 0 | 0 | 0.0013373 | 0
7057 | 1 | 5.7173e-05 | 0.00010281 | 0 | 2.3497e-06 | 0.00011416 | 0 | 0.2132 | 0.2557 | 0 | 0 | 0.010683 | 0
7058 | 1 | 4.9679e-05 | 0.00010316 | 0 | 1.1748e-06 | 0.00011416 | 0 | 0.2115 | 0.2657 | 0 | 0 | 0.055732 | 0
7059 | 1 | 4.6544e-05 | 0.00010412 | 0 | 1.4098e-05 | 0.00011416 | 0 | 0.2132 | 0.2819 | 0 | 0 | 0.068513 | 0
7060 | 1 | 4.8078e-05 | 0.0001051 | 0 | 3.7595e-05 | 0.00011416 | 0 | 0.2129 | 0.2972 | 0 | 0 | 0.045444 | 0
7061 | 1 | 5.9477e-05 | 0.00010373 | 0 | 9.3987e-05 | 0.00011416 | 0 | 0.2223 | 0.3255 | 0 | 0 | 0.013684 | 0
7062 | 1 | 9.2581e-05 | 0.00010182 | 0 | 0.0001821 | 0.00011416 | 0 | 0.2298 | 0.3616 | 0 | 0 | 0.00091137 | 0
7063 | 1 | 0.00014645 | 9.9546e-05 | 0 | 0.0001586 | 0.00011416 | 0 | 0.2369 | 0.37 | 0 | 0 | 0.00032027 | 0
7064 | 1 | 0.00018086 | 9.4233e-05 | 0 | 0.00014685 | 0.00011416 | 0.01 | 0.235 | 0.3625 | 0 | 0 | 0.015602 | 0.0034877
7065 | 1 | 0.00019561 | 8.3441e-05 | 0 | 0.00016448 | 0.00011416 | 0.04 | 0.2372 | 0.3882 | 0 | 0 | 0.031318 | 0
7066 | 1 | 0.00020052 | 6.9015e-05 | 0 | 0.00018797 | 0.00011416 | 0.02 | 0.2386 | 0.4076 | 0 | 0 | 0.025484 | 0
7067 | 1 | 0.00020428 | 5.1581e-05 | 0 | 0.00020677 | 0.00011416 | 0.04 | 0.2824 | 0.47 | 0 | 0 | 0.012438 | 0
7068 | 1 | 0.00020062 | 3.7228e-05 | 0 | 0.00018797 | 0.00011416 | 0.05 | 0.3622 | 0.5542 | 0 | 0 | 0.0013373 | 0.0022731
7069 | 1 | 0.00020022 | 3.1731e-05 | 0 | 0.00019032 | 0.00011416 | 0.09 | 0.3993 | 0.582 | 0 | 0 | 0.012942 | 0
7070 | 1 | 0.0001976 | 3.4037e-05 | 0 | 0.00021382 | 0.00011416 | 0.01 | 0.3992 | 0.5613 | 0 | 0 | 0.065594 | 0
7071 | 1 | 0.00019409 | 4.1914e-05 | 0 | 0.00022322 | 0.00011416 | 0.01 | 0.3561 | 0.5148 | 0 | 0 | 0.081082 | 0
7072 | 1 | 0.00019269 | 5.5824e-05 | 0 | 0.00022322 | 0.00011416 | 0.03 | 0.3156 | 0.4776 | 0 | 0 | 0.053309 | 0
7073 | 1 | 0.00019412 | 7.4272e-05 | 0 | 0.00016448 | 0.00011416 | 0 | 0.3037 | 0.4472 | 0 | 0 | 0.015987 | 0
7074 | 1 | 0.00019022 | 8.453e-05 | 0 | 0.00011748 | 0.00011416 | 0 | 0.282 | 0.3975 | 0 | 0 | 0.00095877 | 0
7075 | 1 | 0.00019472 | 8.999e-05 | 0 | 8.8113e-05 | 0.00011416 | 0 | 0.2548 | 0.3376 | 0 | 0 | 0.00053427 | 0
7076 | 1 | 0.00017743 | 9.4067e-05 | 0 | 5.8742e-05 | 0.00011416 | 0 | 0.2252 | 0.2806 | 0 | 0 | 0.019475 | 0
7077 | 1 | 0.00015095 | 9.8882e-05 | 0 | 3.7595e-05 | 0.00011416 | 0 | 0.1949 | 0.2346 | 0 | 0 | 0.03689 | 0
7078 | 1 | 0.0001229 | 0.00010456 | 0 | 2.3497e-05 | 0.00011416 | 0 | 0.1703 | 0.2016 | 0 | 0 | 0.028935 | 0
7079 | 1 | 9.8378e-05 | 0.00011043 | 0 | 9.3987e-06 | 0.00011416 | 0 | 0.1495 | 0.1686 | 0 | 0 | 0.013421 | 0
7080 | 1 | 6.7865e-05 | 0.00011868 | 0 | 5.8742e-06 | 0.00011416 | 0 | 0.1362 | 0.1506 | 0 | 0 | 0.0013373 | 0
7081 | 1 | 5.1297e-05 | 0.00012338 | 0 | 2.3497e-06 | 0.00011416 | 0 | 0.1294 | 0.1396 | 0 | 0 | 0.016421 | 0
7082 | 1 | 4.2378e-05 | 0.00012556 | 0 | 1.1748e-06 | 0.00011416 | 0 | 0.1215 | 0.124 | 0 | 0 | 0.080465 | 0
7083 | 1 | 3.9221e-05 | 0.00012928 | 0 | 1.4098e-05 | 0.00011416 | 0 | 0.1064 | 0.1029 | 0 | 0 | 0.10011 | 0
7084 | 1 | 3.9972e-05 | 0.00013565 | 0 | 3.7595e-05 | 0.00011416 | 0 | 0.0896 | 0.0875 | 0 | 0 | 0.065138 | 0
7085 | 1 | 5.0022e-05 | 0.00014454 | 0 | 9.3987e-05 | 0.00011416 | 0 | 0.0799 | 0.0833 | 0 | 0 | 0.019439 | 0
7086 | 1 | 8.1474e-05 | 0.00015255 | 0 | 0.0001821 | 0.00011416 | 0 | 0.0804 | 0.0873 | 0 | 0 | 0.0010245 | 0
7087 | 1 | 0.00013138 | 0.00015915 | 0 | 0.0001586 | 0.00011416 | 0 | 0.0878 | 0.0986 | 0 | 0 | 0.00094438 | 0
7088 | 1 | 0.00016766 | 0.00012969 | 0 | 0.00014685 | 0.00011416 | 0.04 | 0.0974 | 0.115 | 0 | 0 | 0.02557 | 0.018063
7089 | 1 | 0.0001847 | 8.7168e-05 | 0 | 0.00016448 | 0.00011416 | 0.07 | 0.0834 | 0.118 | 0 | 0 | 0.045297 | 0.0080229
7090 | 1 | 0.00018957 | 5.8444e-05 | 0 | 0.00018797 | 0.00011416 | 0.08 | 0.0909 | 0.1305 | 0 | 0 | 0.034002 | 0.002418
7091 | 1 | 0.00019053 | 3.7099e-05 | 0 | 0.00020677 | 0.00011416 | 0.09 | 0.1118 | 0.1591 | 0 | 0 | 0.014811 | 0.018597
7092 | 1 | 0.00018269 | 3.0292e-05 | 0 | 0.00018797 | 0.00011416 | 0.2 | 0.1089 | 0.1614 | 0 | 0 | 0.0013373 | 0.1079
7093 | 1 | 0.00018046 | 2.9997e-05 | 0 | 0.00019032 | 0.00011416 | 0.39 | 0.0983 | 0.1452 | 0 | 0 | 0.020473 | 0.013906
7094 | 1 | 0.00017708 | 3.4332e-05 | 0 | 0.00021382 | 0.00011416 | 0.14 | 0.0848 | 0.1283 | 0 | 0 | 0.097428 | 0.012001
7095 | 1 | 0.00017073 | 4.1748e-05 | 0 | 0.00022322 | 0.00011416 | 0.1 | 0.0753 | 0.1277 | 0 | 0 | 0.12191 | 0.0052037
7096 | 1 | 0.00016948 | 5.6747e-05 | 0 | 0.00022322 | 0.00011416 | 0.05 | 0.0749 | 0.1423 | 0 | 0 | 0.0786 | 0.0096051
7097 | 1 | 0.00017435 | 8.0582e-05 | 0 | 0.00016448 | 0.00011416 | 0 | 0.0843 | 0.1668 | 0 | 0 | 0.023356 | 0
7098 | 1 | 0.00017584 | 9.2942e-05 | 0 | 0.00011748 | 0.00011416 | 0 | 0.0917 | 0.1848 | 0 | 0 | 0.0010931 | 0
7099 | 1 | 0.00017442 | 0.00010038 | 0 | 8.8113e-05 | 0.00011416 | 0 | 0.0956 | 0.1951 | 0 | 0 | 0.0015239 | 0
7100 | 1 | 0.00015401 | 0.00010672 | 0 | 5.8742e-05 | 0.00011416 | 0 | 0.0994 | 0.2019 | 0 | 0 | 0.032819 | 0
7101 | 1 | 0.00012942 | 0.00011097 | 0 | 3.7595e-05 | 0.00011416 | 0 | 0.1068 | 0.2167 | 0 | 0 | 0.054893 | 0
7102 | 1 | 0.00010603 | 0.00011266 | 0 | 2.3497e-05 | 0.00011416 | 0 | 0.1178 | 0.2374 | 0 | 0 | 0.039629 | 0
7103 | 1 | 8.7633e-05 | 0.00011368 | 0 | 9.3987e-06 | 0.00011416 | 0 | 0.1301 | 0.2614 | 0 | 0 | 0.016293 | 0
7104 | 1 | 6.3363e-05 | 0.00011668 | 0 | 5.8742e-06 | 0.00011416 | 0 | 0.1415 | 0.2813 | 0 | 0 | 0.0013373 | 0
7105 | 1 | 4.4778e-05 | 0.00012043 | 0 | 2.3497e-06 | 0.00011416 | 0 | 0.1489 | 0.286 | 0 | 0 | 0.026411 | 0
7106 | 1 | 3.4499e-05 | 0.00012274 | 0 | 1.1748e-06 | 0.00011416 | 0 | 0.156 | 0.2904 | 0 | 0 | 0.12178 | 0
7107 | 1 | 2.9411e-05 | 0.00012305 | 0 | 1.4098e-05 | 0.00011416 | 0 | 0.1651 | 0.2959 | 0 | 0 | 0.15333 | 0
7108 | 1 | 2.8541e-05 | 0.00012397 | 0 | 3.7595e-05 | 0.00011416 | 0 | 0.1699 | 0.307 | 0 | 0 | 0.097883 | 0
7109 | 1 | 3.0501e-05 | 0.00012565 | 0 | 9.3987e-05 | 0.00011416 | 0 | 0.166 | 0.3051 | 0 | 0 | 0.02895 | 0
7110 | 1 | 4.3402e-05 | 0.00012654 | 0 | 0.0001821 | 0.00011416 | 0 | 0.156 | 0.277 | 0 | 0 | 0.0011832 | 0
7111 | 1 | 6.678e-05 | 0.00012755 | 0 | 0.0001586 | 0.00011416 | 0 | 0.1539 | 0.2696 | 0 | 0 | 0.0025314 | 0
7112 | 1 | 9.3256e-05 | 0.00011918 | 0 | 0.00014685 | 0.00011416 | 0.01 | 0.15 | 0.2836 | 0 | 0 | 0.043658 | 0
7113 | 1 | 0.00011771 | 0.00010713 | 0 | 0.00016448 | 0.00011416 | 0.03 | 0.1319 | 0.275 | 0 | 0 | 0.068679 | 0
7114 | 1 | 0.00012999 | 9.3034e-05 | 0 | 0.00018797 | 0.00011416 | 0.02 | 0.1196 | 0.2563 | 0 | 0 | 0.047495 | 0
7115 | 1 | 0.00013231 | 7.6542e-05 | 0 | 0.00020677 | 0.00011416 | 0.09 | 0.1187 | 0.2484 | 0 | 0 | 0.01828 | 0
7116 | 1 | 0.00013 | 6.2226e-05 | 0 | 0.00018797 | 0.00011416 | 0.18 | 0.1218 | 0.2381 | 0 | 0 | 0.0013373 | 0.020859
7117 | 1 | 0.00012426 | 5.4736e-05 | 0 | 0.00019032 | 0.00011416 | 0.11 | 0.1255 | 0.2408 | 0 | 0 | 0.031913 | 0.02106
7118 | 1 | 0.00011683 | 5.2909e-05 | 0 | 0.00021382 | 0.00011416 | 0.19 | 0.1273 | 0.2662 | 0 | 0 | 0.14396 | 0.012135
7119 | 1 | 0.0001113 | 5.8204e-05 | 0 | 0.00022322 | 0.00011416 | 0.19 | 0.1262 | 0.2803 | 0 | 0 | 0.18203 | 0.0052817
7120 | 1 | 0.00011305 | 7.2815e-05 | 0 | 0.00022322 | 0.00011416 | 0.06 | 0.1429 | 0.2878 | 0 | 0 | 0.1154 | 0.019767
7121 | 1 | 0.00012335 | 9.1263e-05 | 0 | 0.00016448 | 0.00011416 | 0 | 0.1698 | 0.2963 | 0 | 0 | 0.03402 | 0
7122 | 1 | 0.00013556 | 9.8587e-05 | 0 | 0.00011748 | 0.00011416 | 0 | 0.1888 | 0.2985 | 0 | 0 | 0.0012587 | 0
7123 | 1 | 0.00013769 | 0.00010163 | 0 | 8.8113e-05 | 0.00011416 | 0 | 0.1999 | 0.3079 | 0 | 0 | 0.0035994 | 0
7124 | 1 | 0.00012198 | 0.00010364 | 0 | 5.8742e-05 | 0.00011416 | 0 | 0.2001 | 0.3097 | 0 | 0 | 0.053873 | 0
7125 | 1 | 0.00010443 | 0.00010615 | 0 | 3.7595e-05 | 0.00011416 | 0 | 0.1999 | 0.2927 | 0 | 0 | 0.081237 | 0
7126 | 1 | 8.7289e-05 | 0.00010892 | 0 | 2.3497e-05 | 0.00011416 | 0 | 0.1949 | 0.2674 | 0 | 0 | 0.054488 | 0
7127 | 1 | 6.9012e-05 | 0.00011071 | 0 | 9.3987e-06 | 0.00011416 | 0 | 0.1889 | 0.2415 | 0 | 0 | 0.019982 | 0
7128 | 1 | 5.4773e-05 | 0.0001122 | 0 | 5.8742e-06 | 0.00011416 | 0 | 0.1668 | 0.2241 | 0 | 0 | 0.0013373 | 0
7129 | 1 | 3.8963e-05 | 0.00011573 | 0 | 2.3497e-06 | 0.00011416 | 0 | 0.1496 | 0.2568 | 0 | 0 | 0.038131 | 0
7130 | 1 | 2.9915e-05 | 0.0001179 | 0 | 1.1748e-06 | 0.00011416 | 0 | 0.1828 | 0.3584 | 0 | 0 | 0.16868 | 0
7131 | 1 | 2.5471e-05 | 0.00011301 | 0 | 1.4098e-05 | 0.00011416 | 0 | 0.2617 | 0.399 | 0 | 0 | 0.21411 | 0
7132 | 1 | 2.3867e-05 | 0.00011311 | 0 | 3.7595e-05 | 0.00011416 | 0 | 0.2526 | 0.3294 | 0 | 0 | 0.1349 | 0
7133 | 1 | 2.2809e-05 | 0.0001258 | 0 | 9.3987e-05 | 0.00011416 | 0 | 0.2018 | 0.2695 | 0 | 0 | 0.039648 | 0
7134 | 1 | 2.4773e-05 | 0.0001388 | 0 | 0.0001821 | 0.00011416 | 0 | 0.1782 | 0.234 | 0 | 0 | 0.0013373 | 0
7135 | 1 | 3.3162e-05 | 0.00014878 | 0 | 0.0001586 | 0.00011416 | 0 | 0.1556 | 0.181 | 0 | 0 | 0.0049321 | 0
7136 | 1 | 4.5294e-05 | 0.0001294 | 0 | 0.00014685 | 0.00011416 | 0.02 | 0.1247 | 0.133 | 0 | 0 | 0.065567 | 0.117
7137 | 1 | 6.7148e-05 | 9.5506e-05 | 0 | 0.00016448 | 0.00011416 | 0.26 | 0.0832 | 0.0958 | 0 | 0 | 0.09524 | 0.28809
7138 | 1 | 8.1844e-05 | 7.3959e-05 | 0 | 0.00018797 | 0.00011416 | 0.5 | 0.0788 | 0.0876 | 0 | 0 | 0.062136 | 0.44185
7139 | 1 | 8.6625e-05 | 5.909e-05 | 0 | 0.00020677 | 0.00011416 | 0.48 | 0.0717 | 0.0721 | 0 | 0 | 0.021786 | 0.40103
7140 | 1 | 9.1407e-05 | 4.9386e-05 | 0 | 0.00018797 | 0.00011416 | 0.51 | 0.0499 | 0.0437 | 0 | 0 | 0.0013373 | 0.41669
7141 | 1 | 9.3077e-05 | 4.5825e-05 | 0 | 0.00019032 | 0.00011416 | 0.51 | 0.0325 | 0.0205 | 0 | 0 | 0.045108 | 0.37596
7142 | 1 | 8.9706e-05 | 4.8058e-05 | 0 | 0.00021382 | 0.00011416 | 0.32 | 0.021 | 0.0109 | 0 | 0 | 0.19607 | 0.29225
7143 | 1 | 8.8135e-05 | 5.706e-05 | 0 | 0.00022322 | 0.00011416 | 0.31 | 0.0147 | 0.0044 | 0 | 0 | 0.24976 | 0.2227
7144 | 1 | 8.9402e-05 | 7.169e-05 | 0 | 0.00022322 | 0.00011416 | 0.09 | 0.0083 | 0.0008 | 0 | 0 | 0.15647 | 0.020347
7145 | 1 | 9.8761e-05 | 8.9603e-05 | 0 | 0.00016448 | 0.00011416 | 0 | 0.0039 | 0 | 0 | 0 | 0.045866 | 0
7146 | 1 | 0.0001321 | 0.00010469 | 0 | 0.00011748 | 0.00011416 | 0 | 0.0044 | 0 | 0 | 0 | 0.0014192 | 0
7147 | 1 | 0.00014594 | 0.00011862 | 0 | 8.8113e-05 | 0.00011416 | 0 | 0.0135 | 0.004 | 0 | 0 | 0.0065588 | 0
7148 | 1 | 0.00013561 | 0.00013218 | 0 | 5.8742e-05 | 0.00011416 | 0 | 0.0323 | 0.0246 | 0 | 0 | 0.078843 | 0
7149 | 1 | 0.00012071 | 0.00014438 | 0 | 3.7595e-05 | 0.00011416 | 0 | 0.061 | 0.067 | 0 | 0 | 0.11077 | 0
7150 | 1 | 0.00010223 | 0.00015205 | 0 | 2.3497e-05 | 0.00011416 | 0 | 0.0913 | 0.1114 | 0 | 0 | 0.070468 | 0
7151 | 1 | 8.4275e-05 | 0.00015622 | 0 | 9.3987e-06 | 0.00011416 | 0 | 0.1022 | 0.1286 | 0 | 0 | 0.023696 | 0
7152 | 1 | 6.0441e-05 | 0.00015952 | 0 | 5.8742e-06 | 0.00011416 | 0 | 0.1036 | 0.1445 | 0 | 0 | 0.0013373 | 0
7153 | 1 | 4.2158e-05 | 0.00016138 | 0 | 2.3497e-06 | 0.00011416 | 0 | 0.1114 | 0.1605 | 0 | 0 | 0.050866 | 0
7154 | 1 | 3.1818e-05 | 0.00016129 | 0 | 1.1748e-06 | 0.00011416 | 0 | 0.1238 | 0.1781 | 0 | 0 | 0.21846 | 0
7155 | 1 | 2.8111e-05 | 0.00016126 | 0 | 1.4098e-05 | 0.00011416 | 0 | 0.1327 | 0.191 | 0 | 0 | 0.27895 | 0
7156 | 1 | 2.7089e-05 | 0.00016006 | 0 | 3.7595e-05 | 0.00011416 | 0 | 0.1447 | 0.2105 | 0 | 0 | 0.17408 | 0
7157 | 1 | 3.0896e-05 | 0.00015742 | 0 | 9.3987e-05 | 0.00011416 | 0 | 0.1579 | 0.2366 | 0 | 0 | 0.050934 | 0
7158 | 1 | 4.5565e-05 | 0.00015587 | 0 | 0.0001821 | 0.00011416 | 0 | 0.1598 | 0.245 | 0 | 0 | 0.0014827 | 0
7159 | 1 | 8.5224e-05 | 0.00015509 | 0 | 0.0001586 | 0.00011416 | 0 | 0.154 | 0.2357 | 0 | 0 | 0.0079894 | 0
7160 | 1 | 0.00013586 | 0.00014452 | 0 | 0.00014685 | 0.00011416 | 0.01 | 0.1387 | 0.2173 | 0 | 0 | 0.089897 | 0.0081231
7161 | 1 | 0.00016774 | 0.00012353 | 0 | 0.00016448 | 0.00011416 | 0.23 | 0.1222 | 0.1898 | 0 | 0 | 0.12346 | 0.16925
7162 | 1 | 0.00017804 | 9.7406e-05 | 0 | 0.00018797 | 0.00011416 | 0.49 | 0.1126 | 0.1583 | 0 | 0 | 0.077184 | 0.35947
7163 | 1 | 0.00017592 | 6.6893e-05 | 0 | 0.00020677 | 0.00011416 | 0.6 | 0.1165 | 0.1446 | 0 | 0 | 0.025199 | 0.58273
7164 | 1 | 0.00017449 | 4.0604e-05 | 0 | 0.00018797 | 0.00011416 | 0.65 | 0.1354 | 0.1575 | 0 | 0 | 0.0013373 | 0.64303
7165 | 1 | 0.00017034 | 2.3263e-05 | 0 | 0.00019032 | 0.00011416 | 0.64 | 0.1535 | 0.1803 | 0 | 0 | 0.054964 | 0.5972
7166 | 1 | 0.00017208 | 1.5238e-05 | 0 | 0.00021382 | 0.00011416 | 0.54 | 0.1681 | 0.2046 | 0 | 0 | 0.23429 | 0.42
7167 | 1 | 0.00017216 | 1.6603e-05 | 0 | 0.00022322 | 0.00011416 | 0.32 | 0.157 | 0.2021 | 0 | 0 | 0.29961 | 0.28628
7168 | 1 | 0.00017296 | 3.7561e-05 | 0 | 0.00022322 | 0.00011416 | 0.19 | 0.1636 | 0.224 | 0 | 0 | 0.18653 | 0.10831
7169 | 1 | 0.00017724 | 7.9069e-05 | 0 | 0.00016448 | 0.00011416 | 0 | 0.2266 | 0.3044 | 0 | 0 | 0.054511 | 0
7170 | 1 | 0.0001978 | 9.4233e-05 | 0 | 0.00011748 | 0.00011416 | 0 | 0.2817 | 0.3632 | 0 | 0 | 0.0015261 | 0
7171 | 1 | 0.0002038 | 0.00010432 | 0 | 8.8113e-05 | 0.00011416 | 0 | 0.2884 | 0.3617 | 0 | 0 | 0.0090503 | 0
7172 | 1 | 0.00019014 | 0.00011661 | 0 | 5.8742e-05 | 0.00011416 | 0 | 0.2717 | 0.3355 | 0 | 0 | 0.097813 | 0
7173 | 1 | 0.00016718 | 0.00012713 | 0 | 3.7595e-05 | 0.00011416 | 0 | 0.2505 | 0.3131 | 0 | 0 | 0.13243 | 0
7174 | 1 | 0.00014156 | 0.00013535 | 0 | 2.3497e-05 | 0.00011416 | 0 | 0.2332 | 0.3013 | 0 | 0 | 0.08189 | 0
7175 | 1 | 0.00011187 | 0.00014091 | 0 | 9.3987e-06 | 0.00011416 | 0 | 0.2203 | 0.2864 | 0 | 0 | 0.026235 | 0
7176 | 1 | 8.6418e-05 | 0.00014428 | 0 | 5.8742e-06 | 0.00011416 | 0 | 0.2105 | 0.2675 | 0 | 0 | 0.0013373 | 0
7177 | 1 | 6.2916e-05 | 0.0001476 | 0 | 2.3497e-06 | 0.00011416 | 0 | 0.2006 | 0.2411 | 0 | 0 | 0.059277 | 0
7178 | 1 | 4.7528e-05 | 0.00015094 | 0 | 1.1748e-06 | 0.00011416 | 0 | 0.1842 | 0.2145 | 0 | 0 | 0.25088 | 0
7179 | 1 | 4.1334e-05 | 0.00015402 | 0 | 1.4098e-05 | 0.00011416 | 0 | 0.1661 | 0.1906 | 0 | 0 | 0.32128 | 0
7180 | 1 | 3.9484e-05 | 0.00015565 | 0 | 3.7595e-05 | 0.00011416 | 0 | 0.1505 | 0.1749 | 0 | 0 | 0.19955 | 0
7181 | 1 | 4.152e-05 | 0.00015814 | 0 | 9.3987e-05 | 0.00011416 | 0 | 0.1376 | 0.1684 | 0 | 0 | 0.058253 | 0
7182 | 1 | 5.3666e-05 | 0.00015836 | 0 | 0.0001821 | 0.00011416 | 0 | 0.1261 | 0.1664 | 0 | 0 | 0.0015704 | 0
7183 | 1 | 9.2166e-05 | 0.00015751 | 0 | 0.0001586 | 0.00011416 | 0 | 0.1163 | 0.1672 | 0 | 0 | 0.010201 | 0
7184 | 1 | 0.00013903 | 0.00014928 | 0 | 0.00014685 | 0.00011416 | 0.07 | 0.1071 | 0.169 | 0 | 0 | 0.10618 | 0.084753
7185 | 1 | 0.00016883 | 0.00013058 | 0 | 0.00016448 | 0.00011416 | 0.36 | 0.0958 | 0.1561 | 0 | 0 | 0.14184 | 0.24997
7186 | 1 | 0.00017907 | 9.5617e-05 | 0 | 0.00018797 | 0.00011416 | 0.52 | 0.0949 | 0.1473 | 0 | 0 | 0.086783 | 0.48627
7187 | 1 | 0.00017707 | 6.1857e-05 | 0 | 0.00020677 | 0.00011416 | 0.63 | 0.0902 | 0.138 | 0 | 0 | 0.0273 | 0.60103
7188 | 1 | 0.00017605 | 3.2174e-05 | 0 | 0.00018797 | 0.00011416 | 0.65 | 0.093 | 0.1355 | 0 | 0 | 0.0013373 | 0.67331
7189 | 1 | 0.00017284 | 1.0682e-05 | 0 | 0.00019032 | 0.00011416 | 0.64 | 0.0938 | 0.1329 | 0 | 0 | 0.061516 | 0.67337
7190 | 1 | 0.00017631 | 0 | 0 | 0.00021382 | 0.00011416 | 0.55 | 0.0943 | 0.1315 | 0 | 0 | 0.25945 | 0.53572
7191 | 1 | 0.00017793 | 0 | 0 | 0.00022322 | 0.00011416 | 0.41 | 0.0922 | 0.1298 | 0 | 0 | 0.33249 | 0.37135
7192 | 1 | 0.00018076 | 2.5883e-05 | 0 | 0.00022322 | 0.00011416 | 0.19 | 0.1135 | 0.1605 | 0 | 0 | 0.20629 | 0.12968
7193 | 1 | 0.0001861 | 6.1949e-05 | 0 | 0.00016448 | 0.00011416 | 0 | 0.1775 | 0.2378 | 0 | 0 | 0.060186 | 0
7194 | 1 | 0.00020687 | 7.2096e-05 | 0 | 0.00011748 | 0.00011416 | 0 | 0.2397 | 0.3118 | 0 | 0 | 0.0015928 | 0
7195 | 1 | 0.00020685 | 7.7446e-05 | 0 | 8.8113e-05 | 0.00011416 | 0 | 0.2589 | 0.3358 | 0 | 0 | 0.010812 | 0
7196 | 1 | 0.00019351 | 8.6282e-05 | 0 | 5.8742e-05 | 0.00011416 | 0 | 0.2428 | 0.3137 | 0 | 0 | 0.11054 | 0
7197 | 1 | 0.00017076 | 9.5967e-05 | 0 | 3.7595e-05 | 0.00011416 | 0 | 0.2169 | 0.2833 | 0 | 0 | 0.1467 | 0
7198 | 1 | 0.00014518 | 0.00010468 | 0 | 2.3497e-05 | 0.00011416 | 0 | 0.1958 | 0.2541 | 0 | 0 | 0.089302 | 0
7199 | 1 | 0.00011515 | 0.00011222 | 0 | 9.3987e-06 | 0.00011416 | 0 | 0.1769 | 0.2258 | 0 | 0 | 0.027843 | 0
7200 | 1 | 8.9904e-05 | 0.00012084 | 0 | 5.8742e-06 | 0.00011416 | 0 | 0.1591 | 0.1999 | 0 | 0 | 0.0013373 | 0
7201 | 1 | 6.4959e-05 | 0.00013095 | 0 | 2.3497e-06 | 0.00011416 | 0 | 0.1491 | 0.1853 | 0 | 0 | 0.06381 | 0
7202 | 1 | 4.9309e-05 | 0.00014124 | 0 | 1.1748e-06 | 0.00011416 | 0 | 0.1471 | 0.1832 | 0 | 0 | 0.26822 | 0
7203 | 1 | 4.2317e-05 | 0.00014777 | 0 | 1.4098e-05 | 0.00011416 | 0 | 0.1524 | 0.1883 | 0 | 0 | 0.34396 | 0
7204 | 1 | 4.0458e-05 | 0.00015068 | 0 | 3.7595e-05 | 0.00011416 | 0 | 0.1429 | 0.1868 | 0 | 0 | 0.21317 | 0
7205 | 1 | 4.1447e-05 | 0.00015393 | 0 | 9.3987e-05 | 0.00011416 | 0 | 0.1376 | 0.1786 | 0 | 0 | 0.062162 | 0
7206 | 1 | 5.3041e-05 | 0.0001565 | 0 | 0.0001821 | 0.00011416 | 0 | 0.1385 | 0.1831 | 0 | 0 | 0.0016155 | 0
7207 | 1 | 8.9796e-05 | 0.00015965 | 0 | 0.0001586 | 0.00011416 | 0 | 0.1515 | 0.2031 | 0 | 0 | 0.011446 | 0
7208 | 1 | 0.00013946 | 0.00015271 | 0 | 0.00014685 | 0.00011416 | 0 | 0.1596 | 0.2152 | 0 | 0 | 0.11501 | 0.013293
7209 | 1 | 0.0001727 | 0.00013277 | 0 | 0.00016448 | 0.00011416 | 0.06 | 0.1566 | 0.2235 | 0 | 0 | 0.15168 | 0.049775
7210 | 1 | 0.00018803 | 0.00010705 | 0 | 0.00018797 | 0.00011416 | 0.12 | 0.1434 | 0.2269 | 0 | 0 | 0.091868 | 0.29658
7211 | 1 | 0.00019184 | 8.4788e-05 | 0 | 0.00020677 | 0.00011416 | 0.01 | 0.1339 | 0.2221 | 0 | 0 | 0.028393 | 0.048995
7212 | 1 | 0.00019357 | 6.6469e-05 | 0 | 0.00018797 | 0.00011416 | 0.3 | 0.1391 | 0.213 | 0 | 0 | 0.0013373 | 0.074757
7213 | 1 | 0.0001917 | 5.4145e-05 | 0 | 0.00019032 | 0.00011416 | 0.13 | 0.131 | 0.2077 | 0 | 0 | 0.06381 | 0.10729
7214 | 1 | 0.00019601 | 4.9478e-05 | 0 | 0.00021382 | 0.00011416 | 0.02 | 0.1209 | 0.1985 | 0 | 0 | 0.26822 | 0.02545
7215 | 1 | 0.00019491 | 5.1932e-05 | 0 | 0.00022322 | 0.00011416 | 0.02 | 0.1146 | 0.2127 | 0 | 0 | 0.34396 | 0
7216 | 1 | 0.00019261 | 6.4292e-05 | 0 | 0.00022322 | 0.00011416 | 0.01 | 0.1095 | 0.2115 | 0 | 0 | 0.21317 | 0
7217 | 1 | 0.00019625 | 8.036e-05 | 0 | 0.00016448 | 0.00011416 | 0 | 0.1264 | 0.2127 | 0 | 0 | 0.062162 | 0
7218 | 1 | 0.00021678 | 8.4677e-05 | 0 | 0.00011748 | 0.00011416 | 0 | 0.1361 | 0.2037 | 0 | 0 | 0.0016155 | 0
7219 | 1 | 0.00020811 | 8.8828e-05 | 0 | 8.8113e-05 | 0.00011416 | 0 | 0.1304 | 0.1669 | 0 | 0 | 0.011446 | 0
7220 | 1 | 0.00019393 | 9.3053e-05 | 0 | 5.8742e-05 | 0.00011416 | 0 | 0.1273 | 0.1294 | 0 | 0 | 0.11501 | 0
7221 | 1 | 0.00017135 | 9.6226e-05 | 0 | 3.7595e-05 | 0.00011416 | 0 | 0.1186 | 0.1169 | 0 | 0 | 0.15168 | 0
7222 | 1 | 0.00014608 | 0.0001018 | 0 | 2.3497e-05 | 0.00011416 | 0 | 0.1091 | 0.1169 | 0 | 0 | 0.091868 | 0
7223 | 1 | 0.00011676 | 0.00011252 | 0 | 9.3987e-06 | 0.00011416 | 0 | 0.104 | 0.1185 | 0 | 0 | 0.028393 | 0
7224 | 1 | 9.267e-05 | 0.00011855 | 0 | 5.8742e-06 | 0.00011416 | 0 | 0.1123 | 0.126 | 0 | 0 | 0.0013373 | 0
7225 | 1 | 6.3236e-05 | 0.00012093 | 0 | 2.3497e-06 | 0.00011416 | 0 | 0.13 | 0.1568 | 0 | 0 | 0.06381 | 0
7226 | 1 | 4.7287e-05 | 0.00012357 | 0 | 1.1748e-06 | 0.00011416 | 0 | 0.1335 | 0.1706 | 0 | 0 | 0.26822 | 0
7227 | 1 | 4.0144e-05 | 0.00012868 | 0 | 1.4098e-05 | 0.00011416 | 0 | 0.1234 | 0.1546 | 0 | 0 | 0.34396 | 0
7228 | 1 | 3.7906e-05 | 0.00013231 | 0 | 3.7595e-05 | 0.00011416 | 0 | 0.1183 | 0.1554 | 0 | 0 | 0.21317 | 0
7229 | 1 | 3.9433e-05 | 0.00013491 | 0 | 9.3987e-05 | 0.00011416 | 0 | 0.1179 | 0.1673 | 0 | 0 | 0.062162 | 0
7230 | 1 | 5.0447e-05 | 0.00014078 | 0 | 0.0001821 | 0.00011416 | 0 | 0.117 | 0.1724 | 0 | 0 | 0.0016155 | 0
7231 | 1 | 8.5681e-05 | 0.0001488 | 0 | 0.0001586 | 0.00011416 | 0 | 0.1146 | 0.1798 | 0 | 0 | 0.011446 | 0
7232 | 1 | 0.00013643 | 0.00013991 | 0 | 0.00014685 | 0.00011416 | 0.07 | 0.0996 | 0.1776 | 0 | 0 | 0.11501 | 0.074267
7233 | 1 | 0.00016883 | 0.00011914 | 0 | 0.00016448 | 0.00011416 | 0.04 | 0.0764 | 0.1577 | 0 | 0 | 0.15168 | 0.25664
7234 | 1 | 0.00018269 | 9.2628e-05 | 0 | 0.00018797 | 0.00011416 | 0.33 | 0.0773 | 0.1637 | 0 | 0 | 0.091868 | 0.060093
7235 | 1 | 0.00018271 | 6.5676e-05 | 0 | 0.00020677 | 0.00011416 | 0.6 | 0.0934 | 0.1818 | 0 | 0 | 0.028393 | 0.2154
7236 | 1 | 0.00017995 | 4.5106e-05 | 0 | 0.00018797 | 0.00011416 | 0.53 | 0.1021 | 0.1903 | 0 | 0 | 0.0013373 | 0.45794
7237 | 1 | 0.00017385 | 3.1842e-05 | 0 | 0.00019032 | 0.00011416 | 0.17 | 0.0968 | 0.184 | 0 | 0 | 0.06381 | 0.62837
7238 | 1 | 0.00017538 | 2.6252e-05 | 0 | 0.00021382 | 0.00011416 | 0.28 | 0.0842 | 0.166 | 0 | 0 | 0.26822 | 0.49729
7239 | 1 | 0.0001759 | 2.8336e-05 | 0 | 0.00022322 | 0.00011416 | 0.29 | 0.0739 | 0.1508 | 0 | 0 | 0.34396 | 0.0085911
7240 | 1 | 0.0001761 | 5.2725e-05 | 0 | 0.00022322 | 0.00011416 | 0.18 | 0.0688 | 0.143 | 0 | 0 | 0.21317 | 0.061431
7241 | 1 | 0.00017986 | 9.8144e-05 | 0 | 0.00016448 | 0.00011416 | 0 | 0.0881 | 0.1663 | 0 | 0 | 0.062162 | 0
7242 | 1 | 0.00020193 | 0.00011571 | 0 | 0.00011748 | 0.00011416 | 0 | 0.1277 | 0.2228 | 0 | 0 | 0.0016155 | 0
7243 | 1 | 0.00020183 | 0.00012567 | 0 | 8.8113e-05 | 0.00011416 | 0 | 0.1594 | 0.2661 | 0 | 0 | 0.011446 | 0
7244 | 1 | 0.00018885 | 0.00013565 | 0 | 5.8742e-05 | 0.00011416 | 0 | 0.1675 | 0.2702 | 0 | 0 | 0.11501 | 0
7245 | 1 | 0.00016737 | 0.00014563 | 0 | 3.7595e-05 | 0.00011416 | 0 | 0.1644 | 0.2627 | 0 | 0 | 0.15168 | 0
7246 | 1 | 0.00013805 | 0.00015463 | 0 | 2.3497e-05 | 0.00011416 | 0 | 0.1683 | 0.2695 | 0 | 0 | 0.091868 | 0
7247 | 1 | 0.00010889 | 0.00016129 | 0 | 9.3987e-06 | 0.00011416 | 0 | 0.1733 | 0.2884 | 0 | 0 | 0.028393 | 0
7248 | 1 | 8.4765e-05 | 0.00016365 | 0 | 5.8742e-06 | 0.00011416 | 0 | 0.1841 | 0.3112 | 0 | 0 | 0.0013373 | 0
7249 | 1 | 5.9836e-05 | 0.00016456 | 0 | 2.3497e-06 | 0.00011416 | 0 | 0.185 | 0.3043 | 0 | 0 | 0.059277 | 0
7250 | 1 | 4.171e-05 | 0.00016415 | 0 | 1.1748e-06 | 0.00011416 | 0 | 0.1768 | 0.299 | 0 | 0 | 0.25088 | 0
7251 | 1 | 3.6719e-05 | 0.00016107 | 0 | 1.4098e-05 | 0.00011416 | 0 | 0.1794 | 0.3127 | 0 | 0 | 0.32128 | 0
7252 | 1 | 3.6295e-05 | 0.00015742 | 0 | 3.7595e-05 | 0.00011416 | 0 | 0.1778 | 0.3187 | 0 | 0 | 0.19955 | 0
7253 | 1 | 3.7376e-05 | 0.0001583 | 0 | 9.3987e-05 | 0.00011416 | 0 | 0.1725 | 0.3177 | 0 | 0 | 0.058253 | 0
7254 | 1 | 4.9032e-05 | 0.00015919 | 0 | 0.0001821 | 0.00011416 | 0 | 0.1689 | 0.3209 | 0 | 0 | 0.0015704 | 0
7255 | 1 | 8.369e-05 | 0.00016103 | 0 | 0.0001586 | 0.00011416 | 0 | 0.1705 | 0.342 | 0 | 0 | 0.010201 | 0
7256 | 1 | 0.00013218 | 0.00015458 | 0 | 0.00014685 | 0.00011416 | 0.02 | 0.1741 | 0.3571 | 0 | 0 | 0.10618 | 0.014631
7257 | 1 | 0.00016273 | 0.00013493 | 0 | 0.00016448 | 0.00011416 | 0.24 | 0.1668 | 0.3463 | 0 | 0 | 0.14184 | 0.10955
7258 | 1 | 0.00017674 | 0.000106 | 0 | 0.00018797 | 0.00011416 | 0.37 | 0.166 | 0.3297 | 0 | 0 | 0.086783 | 0.19324
7259 | 1 | 0.00017776 | 7.7814e-05 | 0 | 0.00020677 | 0.00011416 | 0.46 | 0.1476 | 0.2983 | 0 | 0 | 0.0273 | 0.23777
7260 | 1 | 0.00017794 | 5.3463e-05 | 0 | 0.00018797 | 0.00011416 | 0.57 | 0.1326 | 0.266 | 0 | 0 | 0.0013373 | 0.29526
7261 | 1 | 0.00017358 | 4.066e-05 | 0 | 0.00019032 | 0.00011416 | 0.41 | 0.1233 | 0.244 | 0 | 0 | 0.057093 | 0.36854
7262 | 1 | 0.0001743 | 3.9516e-05 | 0 | 0.00021382 | 0.00011416 | 0.26 | 0.1153 | 0.2213 | 0 | 0 | 0.24249 | 0.15911
7263 | 1 | 0.00017137 | 4.6453e-05 | 0 | 0.00022322 | 0.00011416 | 0.29 | 0.1233 | 0.2222 | 0 | 0 | 0.31032 | 0.10778
7264 | 1 | 0.00016894 | 6.2705e-05 | 0 | 0.00022322 | 0.00011416 | 0.08 | 0.1568 | 0.2526 | 0 | 0 | 0.19297 | 0.023812
7265 | 1 | 0.00017129 | 8.7426e-05 | 0 | 0.00016448 | 0.00011416 | 0 | 0.2025 | 0.2957 | 0 | 0 | 0.056361 | 0
7266 | 1 | 0.00019692 | 9.6263e-05 | 0 | 0.00011748 | 0.00011416 | 0 | 0.2332 | 0.3227 | 0 | 0 | 0.0015481 | 0
7267 | 1 | 0.00019456 | 0.00010198 | 0 | 8.8113e-05 | 0.00011416 | 0 | 0.237 | 0.3154 | 0 | 0 | 0.0096143 | 0
7268 | 1 | 0.00017721 | 0.00010901 | 0 | 5.8742e-05 | 0.00011416 | 0 | 0.2254 | 0.2938 | 0 | 0 | 0.10194 | 0
7269 | 1 | 0.00015509 | 0.00011835 | 0 | 3.7595e-05 | 0.00011416 | 0 | 0.2103 | 0.2721 | 0 | 0 | 0.13708 | 0
7270 | 1 | 0.00012792 | 0.00012864 | 0 | 2.3497e-05 | 0.00011416 | 0 | 0.2038 | 0.2607 | 0 | 0 | 0.084313 | 0
7271 | 1 | 0.0001036 | 0.00013714 | 0 | 9.3987e-06 | 0.00011416 | 0 | 0.1992 | 0.2534 | 0 | 0 | 0.026764 | 0
7272 | 1 | 8.3528e-05 | 0.00014288 | 0 | 5.8742e-06 | 0.00011416 | 0 | 0.1975 | 0.253 | 0 | 0 | 0.0013373 | 0
7273 | 1 | 6.5693e-05 | 0.00014714 | 0 | 2.3497e-06 | 0.00011416 | 0 | 0.2003 | 0.2583 | 0 | 0 | 0.052888 | 0
7274 | 1 | 4.929e-05 | 0.00015116 | 0 | 1.1748e-06 | 0.00011416 | 0 | 0.2042 | 0.267 | 0 | 0 | 0.22628 | 0
7275 | 1 | 3.9584e-05 | 0.00015633 | 0 | 1.4098e-05 | 0.00011416 | 0 | 0.2069 | 0.2812 | 0 | 0 | 0.28916 | 0
7276 | 1 | 3.418e-05 | 0.00016127 | 0 | 3.7595e-05 | 0.00011416 | 0 | 0.2075 | 0.2939 | 0 | 0 | 0.18023 | 0
7277 | 1 | 3.2589e-05 | 0.0001638 | 0 | 9.3987e-05 | 0.00011416 | 0 | 0.2036 | 0.3075 | 0 | 0 | 0.052702 | 0
7278 | 1 | 3.5763e-05 | 0.00016513 | 0 | 0.0001821 | 0.00011416 | 0 | 0.1983 | 0.3123 | 0 | 0 | 0.0015043 | 0
7279 | 1 | 4.9728e-05 | 0.00016611 | 0 | 0.0001586 | 0.00011416 | 0 | 0.1959 | 0.3139 | 0 | 0 | 0.0085089 | 0
7280 | 1 | 6.8974e-05 | 0.00016031 | 0 | 0.00014685 | 0.00011416 | 0.03 | 0.194 | 0.3154 | 0 | 0 | 0.0938 | 0.015411
7281 | 1 | 9.3446e-05 | 0.00014517 | 0 | 0.00016448 | 0.00011416 | 0.33 | 0.1827 | 0.2919 | 0 | 0 | 0.12789 | 0.23279
7282 | 1 | 0.00011424 | 0.00011565 | 0 | 0.00018797 | 0.00011416 | 0.49 | 0.1822 | 0.2752 | 0 | 0 | 0.079513 | 0.28702
7283 | 1 | 0.0001207 | 8.512e-05 | 0 | 0.00020677 | 0.00011416 | 0.51 | 0.1704 | 0.2489 | 0 | 0 | 0.025714 | 0.44277
7284 | 1 | 0.00012004 | 6.0215e-05 | 0 | 0.00018797 | 0.00011416 | 0.54 | 0.1493 | 0.2133 | 0 | 0 | 0.0013373 | 0.45238
7285 | 1 | 0.00011627 | 4.1047e-05 | 0 | 0.00019032 | 0.00011416 | 0.6 | 0.1352 | 0.1866 | 0 | 0 | 0.046976 | 0.34979
7286 | 1 | 0.0001116 | 2.9499e-05 | 0 | 0.00021382 | 0.00011416 | 0.48 | 0.1213 | 0.1631 | 0 | 0 | 0.20336 | 0.17692
7287 | 1 | 0.0001096 | 2.8724e-05 | 0 | 0.00022322 | 0.00011416 | 0.36 | 0.099 | 0.1309 | 0 | 0 | 0.25925 | 0.21928
7288 | 1 | 0.00010916 | 5.7337e-05 | 0 | 0.00022322 | 0.00011416 | 0.15 | 0.1014 | 0.127 | 0 | 0 | 0.1622 | 0.057508
7289 | 1 | 0.00011647 | 0.00010412 | 0 | 0.00016448 | 0.00011416 | 0 | 0.1383 | 0.1542 | 0 | 0 | 0.047516 | 0
7290 | 1 | 0.00014837 | 0.00011823 | 0 | 0.00011748 | 0.00011416 | 0 | 0.1698 | 0.1806 | 0 | 0 | 0.0014402 | 0
7291 | 1 | 0.00015539 | 0.00012788 | 0 | 8.8113e-05 | 0.00011416 | 0 | 0.181 | 0.1854 | 0 | 0 | 0.0070149 | 0
7292 | 1 | 0.00014105 | 0.00014131 | 0 | 5.8742e-05 | 0.00011416 | 0 | 0.1694 | 0.1672 | 0 | 0 | 0.082421 | 0
7293 | 1 | 0.00012333 | 0.0001548 | 0 | 3.7595e-05 | 0.00011416 | 0 | 0.1488 | 0.1461 | 0 | 0 | 0.11489 | 0
7294 | 1 | 0.00010437 | 0.00015945 | 0 | 2.3497e-05 | 0.00011416 | 0 | 0.1332 | 0.133 | 0 | 0 | 0.072661 | 0
7295 | 1 | 8.8486e-05 | 0.00016074 | 0 | 9.3987e-06 | 0.00011416 | 0 | 0.1179 | 0.1202 | 0 | 0 | 0.02419 | 0
7296 | 1 | 7.0396e-05 | 0.00016033 | 0 | 5.8742e-06 | 0.00011416 | 0 | 0.0958 | 0.1003 | 0 | 0 | 0.0013373 | 0
7297 | 1 | 5.1958e-05 | 0.00015984 | 0 | 2.3497e-06 | 0.00011416 | 0 | 0.0722 | 0.0813 | 0 | 0 | 0.041522 | 0
7298 | 1 | 3.791e-05 | 0.00016105 | 0 | 1.1748e-06 | 0.00011416 | 0 | 0.0542 | 0.0657 | 0 | 0 | 0.18203 | 0
7299 | 1 | 3.0311e-05 | 0.00016258 | 0 | 1.4098e-05 | 0.00011416 | 0 | 0.04 | 0.0507 | 0 | 0 | 0.23148 | 0
7300 | 1 | 2.6147e-05 | 0.00016452 | 0 | 3.7595e-05 | 0.00011416 | 0 | 0.0324 | 0.0407 | 0 | 0 | 0.14542 | 0
7301 | 1 | 2.4183e-05 | 0.00016666 | 0 | 9.3987e-05 | 0.00011416 | 0 | 0.0323 | 0.0397 | 0 | 0 | 0.042682 | 0
7302 | 1 | 2.5442e-05 | 0.00017 | 0 | 0.0001821 | 0.00011416 | 0 | 0.0356 | 0.0449 | 0 | 0 | 0.0013779 | 0
7303 | 1 | 3.2e-05 | 0.00017341 | 0 | 0.0001586 | 0.00011416 | 0 | 0.0366 | 0.0479 | 0 | 0 | 0.0057069 | 0
7304 | 1 | 4.0819e-05 | 0.000176 | 0 | 0.00014685 | 0.00011416 | 0.12 | 0.0348 | 0.052 | 0 | 0 | 0.072001 | 0.070523
7305 | 1 | 5.8921e-05 | 0.00017074 | 0 | 0.00016448 | 0.00011416 | 0.35 | 0.0336 | 0.0644 | 0 | 0 | 0.10281 | 0.22486
7306 | 1 | 7.5611e-05 | 0.00015893 | 0 | 0.00018797 | 0.00011416 | 0.51 | 0.0315 | 0.0701 | 0 | 0 | 0.066214 | 0.55459
7307 | 1 | 8.4829e-05 | 0.00014065 | 0 | 0.00020677 | 0.00011416 | 0.65 | 0.027 | 0.0608 | 0 | 0 | 0.022727 | 0.71368
7308 | 1 | 8.9738e-05 | 0.00011622 | 0 | 0.00018797 | 0.00011416 | 0.7 | 0.0213 | 0.0468 | 0 | 0 | 0.0013373 | 0.73322
7309 | 1 | 9.4395e-05 | 9.1521e-05 | 0 | 0.00019032 | 0.00011416 | 0.64 | 0.0129 | 0.0314 | 0 | 0 | 0.036507 | 0.707
7310 | 1 | 9.3836e-05 | 7.3055e-05 | 0 | 0.00021382 | 0.00011416 | 0.58 | 0.0075 | 0.0188 | 0 | 0 | 0.16225 | 0.532
7311 | 1 | 9.2516e-05 | 6.4274e-05 | 0 | 0.00022322 | 0.00011416 | 0.42 | 0.0049 | 0.0111 | 0 | 0 | 0.20577 | 0.45823
7312 | 1 | 9.3144e-05 | 7.9438e-05 | 0 | 0.00022322 | 0.00011416 | 0.22 | 0.0039 | 0.0089 | 0 | 0 | 0.12983 | 0.19999
7313 | 1 | 0.00010244 | 0.00010824 | 0 | 0.00016448 | 0.00011416 | 0 | 0.0059 | 0.0116 | 0 | 0 | 0.038187 | 0
7314 | 1 | 0.00013844 | 0.00012556 | 0 | 0.00011748 | 0.00011416 | 0 | 0.0116 | 0.017 | 0 | 0 | 0.0013174 | 0
7315 | 1 | 0.00015005 | 0.00013807 | 0 | 8.8113e-05 | 0.00011416 | 0 | 0.0183 | 0.0223 | 0 | 0 | 0.0045725 | 0
7316 | 1 | 0.00013986 | 0.00014821 | 0 | 5.8742e-05 | 0.00011416 | 0 | 0.0232 | 0.0272 | 0 | 0 | 0.062499 | 0
7317 | 1 | 0.00012594 | 0.00015644 | 0 | 3.7595e-05 | 0.00011416 | 0 | 0.0261 | 0.0308 | 0 | 0 | 0.091599 | 0
7318 | 1 | 0.00010666 | 0.00016417 | 0 | 2.3497e-05 | 0.00011416 | 0 | 0.0257 | 0.0313 | 0 | 0 | 0.060161 | 0
7319 | 1 | 8.7824e-05 | 0.00016865 | 0 | 9.3987e-06 | 0.00011416 | 0 | 0.0209 | 0.0283 | 0 | 0 | 0.021325 | 0
7320 | 1 | 6.3768e-05 | 0.00016959 | 0 | 5.8742e-06 | 0.00011416 | 0 | 0.0146 | 0.0243 | 0 | 0 | 0.0013373 | 0
7321 | 1 | 4.0873e-05 | 0.00017015 | 0 | 2.3497e-06 | 0.00011416 | 0 | 0.011 | 0.0231 | 0 | 0 | 0.030472 | 0
7322 | 1 | 3.0158e-05 | 0.00017284 | 0 | 1.1748e-06 | 0.00011416 | 0 | 0.0113 | 0.0268 | 0 | 0 | 0.13818 | 0
7323 | 1 | 2.572e-05 | 0.00017823 | 0 | 1.4098e-05 | 0.00011416 | 0 | 0.0152 | 0.037 | 0 | 0 | 0.17455 | 0
7324 | 1 | 2.4536e-05 | 0.00018048 | 0 | 3.7595e-05 | 0.00011416 | 0 | 0.0207 | 0.046 | 0 | 0 | 0.11084 | 0
7325 | 1 | 2.7304e-05 | 0.00018081 | 0 | 9.3987e-05 | 0.00011416 | 0 | 0.0252 | 0.0525 | 0 | 0 | 0.032701 | 0
7326 | 1 | 4.1186e-05 | 0.0001821 | 0 | 0.0001821 | 0.00011416 | 0 | 0.0278 | 0.0581 | 0 | 0 | 0.0012395 | 0
7327 | 1 | 8.1708e-05 | 0.0001821 | 0 | 0.0001586 | 0.00011416 | 0 | 0.0291 | 0.0605 | 0 | 0 | 0.0033087 | 0
7328 | 1 | 0.00013559 | 0.00017576 | 0 | 0.00014685 | 0.00011416 | 0.09 | 0.029 | 0.0601 | 0 | 0 | 0.051184 | 0.011499
7329 | 1 | 0.00016557 | 0.00016157 | 0 | 0.00016448 | 0.00011416 | 0.37 | 0.0254 | 0.0555 | 0 | 0 | 0.077965 | 0.054957
7330 | 1 | 0.00017683 | 0.00013915 | 0 | 0.00018797 | 0.00011416 | 0.52 | 0.0238 | 0.0497 | 0 | 0 | 0.052679 | 0.055113
7331 | 1 | 0.00017681 | 0.00010582 | 0 | 0.00020677 | 0.00011416 | 0.63 | 0.0255 | 0.0488 | 0 | 0 | 0.019547 | 0.062066
7332 | 1 | 0.00017726 | 7.5139e-05 | 0 | 0.00018797 | 0.00011416 | 0.69 | 0.026 | 0.0479 | 0 | 0 | 0.0013373 | 0.11162
7333 | 1 | 0.00017391 | 5.1157e-05 | 0 | 0.00019032 | 0.00011416 | 0.64 | 0.0282 | 0.0487 | 0 | 0 | 0.025142 | 0.16706
7334 | 1 | 0.00017675 | 3.7413e-05 | 0 | 0.00021382 | 0.00011416 | 0.56 | 0.033 | 0.0584 | 0 | 0 | 0.11662 | 0.20843
7335 | 1 | 0.00017693 | 3.7893e-05 | 0 | 0.00022322 | 0.00011416 | 0.4 | 0.0391 | 0.0729 | 0 | 0 | 0.14666 | 0.30982
7336 | 1 | 0.00017601 | 7.5084e-05 | 0 | 0.00022322 | 0.00011416 | 0.21 | 0.0564 | 0.0981 | 0 | 0 | 0.0938 | 0.0044126
7337 | 1 | 0.00018106 | 0.00012065 | 0 | 0.00016448 | 0.00011416 | 0 | 0.0874 | 0.139 | 0 | 0 | 0.027767 | 0
7338 | 1 | 0.00020169 | 0.0001389 | 0 | 0.00011748 | 0.00011416 | 0 | 0.1212 | 0.1759 | 0 | 0 | 0.0011648 | 0
7339 | 1 | 0.0002005 | 0.00015128 | 0 | 8.8113e-05 | 0.00011416 | 0 | 0.1465 | 0.1915 | 0 | 0 | 0.0023023 | 0
7340 | 1 | 0.00018518 | 0.00016301 | 0 | 5.8742e-05 | 0.00011416 | 0 | 0.1516 | 0.178 | 0 | 0 | 0.041324 | 0
7341 | 1 | 0.00016262 | 0.0001738 | 0 | 3.7595e-05 | 0.00011416 | 0 | 0.1404 | 0.1526 | 0 | 0 | 0.065756 | 0
7342 | 1 | 0.00013618 | 0.00018118 | 0 | 2.3497e-05 | 0.00011416 | 0 | 0.1221 | 0.1403 | 0 | 0 | 0.045845 | 0
7343 | 1 | 0.00010712 | 0.00018504 | 0 | 9.3987e-06 | 0.00011416 | 0 | 0.102 | 0.1184 | 0 | 0 | 0.017871 | 0
7344 | 1 | 8.1925e-05 | 0.00018314 | 0 | 5.8742e-06 | 0.00011416 | 0 | 0.0809 | 0.0941 | 0 | 0 | 0.0013373 | 0
7345 | 1 | 6.5094e-05 | 0.0001779 | 0 | 2.3497e-06 | 0.00011416 | 0 | 0.0653 | 0.0836 | 0 | 0 | 0.020473 | 0
7346 | 1 | 5.0628e-05 | 0.00017812 | 0 | 1.1748e-06 | 0.00011416 | 0 | 0.0597 | 0.1022 | 0 | 0 | 0.097428 | 0
7347 | 1 | 4.4273e-05 | 0.00017897 | 0 | 1.4098e-05 | 0.00011416 | 0 | 0.0586 | 0.1215 | 0 | 0 | 0.12191 | 0
7348 | 1 | 4.1263e-05 | 0.00018116 | 0 | 3.7595e-05 | 0.00011416 | 0 | 0.0569 | 0.1143 | 0 | 0 | 0.0786 | 0
7349 | 1 | 4.3143e-05 | 0.00018277 | 0 | 9.3987e-05 | 0.00011416 | 0 | 0.0572 | 0.1056 | 0 | 0 | 0.023356 | 0
7350 | 1 | 5.5039e-05 | 0.0001845 | 0 | 0.0001821 | 0.00011416 | 0 | 0.0611 | 0.1135 | 0 | 0 | 0.0010931 | 0
7351 | 1 | 9.3512e-05 | 0.00018647 | 0 | 0.0001586 | 0.00011416 | 0 | 0.0716 | 0.1341 | 0 | 0 | 0.0015239 | 0
7352 | 1 | 0.00014666 | 0.00018133 | 0 | 0.00014685 | 0.00011416 | 0.07 | 0.0803 | 0.159 | 0 | 0 | 0.032819 | 0.1101
7353 | 1 | 0.00017453 | 0.0001598 | 0 | 0.00016448 | 0.00011416 | 0.33 | 0.0753 | 0.1636 | 0 | 0 | 0.054893 | 0.32354
7354 | 1 | 0.0001854 | 0.00012873 | 0 | 0.00018797 | 0.00011416 | 0.53 | 0.0643 | 0.1413 | 0 | 0 | 0.039629 | 0.57264
7355 | 1 | 0.00018622 | 8.94e-05 | 0 | 0.00020677 | 0.00011416 | 0.63 | 0.0614 | 0.1172 | 0 | 0 | 0.016293 | 0.75313
7356 | 1 | 0.00018713 | 5.3186e-05 | 0 | 0.00018797 | 0.00011416 | 0.6 | 0.0623 | 0.1108 | 0 | 0 | 0.0013373 | 0.75865
7357 | 1 | 0.00018229 | 3.1048e-05 | 0 | 0.00019032 | 0.00011416 | 0.65 | 0.0489 | 0.0938 | 0 | 0 | 0.016421 | 0.70661
7358 | 1 | 0.00018503 | 2.0053e-05 | 0 | 0.00021382 | 0.00011416 | 0.54 | 0.0357 | 0.0744 | 0 | 0 | 0.080465 | 0.61121
7359 | 1 | 0.00018533 | 2.2138e-05 | 0 | 0.00022322 | 0.00011416 | 0.4 | 0.0272 | 0.061 | 0 | 0 | 0.10011 | 0.36212
7360 | 1 | 0.00018651 | 5.0696e-05 | 0 | 0.00022322 | 0.00011416 | 0.19 | 0.0361 | 0.0669 | 0 | 0 | 0.065138 | 0.022899
7361 | 1 | 0.00019141 | 8.2906e-05 | 0 | 0.00016448 | 0.00011416 | 0 | 0.0597 | 0.0892 | 0 | 0 | 0.019439 | 0
7362 | 1 | 0.00021766 | 9.9362e-05 | 0 | 0.00011748 | 0.00011416 | 0 | 0.0922 | 0.1328 | 0 | 0 | 0.0010245 | 0
7363 | 1 | 0.0002095 | 0.0001103 | 0 | 8.8113e-05 | 0.00011416 | 0 | 0.1251 | 0.1825 | 0 | 0 | 0.00094438 | 0
7364 | 1 | 0.00019527 | 0.00011523 | 0 | 5.8742e-05 | 0.00011416 | 0 | 0.1564 | 0.2283 | 0 | 0 | 0.02557 | 0
7365 | 1 | 0.00017455 | 0.00011763 | 0 | 3.7595e-05 | 0.00011416 | 0 | 0.1826 | 0.2735 | 0 | 0 | 0.045297 | 0
7366 | 1 | 0.00014885 | 0.00012279 | 0 | 2.3497e-05 | 0.00011416 | 0 | 0.1934 | 0.2986 | 0 | 0 | 0.034002 | 0
7367 | 1 | 0.00011948 | 0.00013207 | 0 | 9.3987e-06 | 0.00011416 | 0 | 0.1953 | 0.2864 | 0 | 0 | 0.014811 | 0
7368 | 1 | 9.3979e-05 | 0.00013891 | 0 | 5.8742e-06 | 0.00011416 | 0 | 0.194 | 0.2545 | 0 | 0 | 0.0013373 | 0
7369 | 1 | 6.3185e-05 | 0.00014434 | 0 | 2.3497e-06 | 0.00011416 | 0 | 0.1874 | 0.2352 | 0 | 0 | 0.012942 | 0
7370 | 1 | 4.7917e-05 | 0.00015059 | 0 | 1.1748e-06 | 0.00011416 | 0 | 0.1767 | 0.2239 | 0 | 0 | 0.065594 | 0
7371 | 1 | 3.9874e-05 | 0.00015688 | 0 | 1.4098e-05 | 0.00011416 | 0 | 0.1651 | 0.2079 | 0 | 0 | 0.081082 | 0
7372 | 1 | 3.662e-05 | 0.0001617 | 0 | 3.7595e-05 | 0.00011416 | 0 | 0.1625 | 0.1969 | 0 | 0 | 0.053309 | 0
7373 | 1 | 3.7685e-05 | 0.0001643 | 0 | 9.3987e-05 | 0.00011416 | 0 | 0.1747 | 0.207 | 0 | 0 | 0.015987 | 0
7374 | 1 | 4.959e-05 | 0.00016495 | 0 | 0.0001821 | 0.00011416 | 0 | 0.1913 | 0.2328 | 0 | 0 | 0.00095877 | 0
7375 | 1 | 8.6857e-05 | 0.00016166 | 0 | 0.0001586 | 0.00011416 | 0 | 0.2037 | 0.2537 | 0 | 0 | 0.00053427 | 0
7376 | 1 | 0.00014078 | 0.00014517 | 0 | 0.00014685 | 0.00011416 | 0 | 0.2062 | 0.2564 | 0 | 0 | 0.019475 | 0.019611
7377 | 1 | 0.00017156 | 0.00011641 | 0 | 0.00016448 | 0.00011416 | 0.02 | 0.168 | 0.2278 | 0 | 0 | 0.03689 | 0.12142
7378 | 1 | 0.00018646 | 8.6707e-05 | 0 | 0.00018797 | 0.00011416 | 0.09 | 0.1475 | 0.1957 | 0 | 0 | 0.028935 | 0.17559
7379 | 1 | 0.00019023 | 5.3813e-05 | 0 | 0.00020677 | 0.00011416 | 0.31 | 0.1698 | 0.2047 | 0 | 0 | 0.013421 | 0.26443
7380 | 1 | 0.00019381 | 2.9388e-05 | 0 | 0.00018797 | 0.00011416 | 0.14 | 0.2014 | 0.2562 | 0 | 0 | 0.0013373 | 0.041429
7381 | 1 | 0.00019377 | 1.9721e-05 | 0 | 0.00019032 | 0.00011416 | 0.06 | 0.2098 | 0.281 | 0 | 0 | 0.010683 | 0.031512
7382 | 1 | 0.00019622 | 1.867e-05 | 0 | 0.00021382 | 0.00011416 | 0.08 | 0.2071 | 0.2979 | 0 | 0 | 0.055732 | 0.29697
7383 | 1 | 0.00019405 | 2.3558e-05 | 0 | 0.00022322 | 0.00011416 | 0.01 | 0.1974 | 0.2968 | 0 | 0 | 0.068513 | 0.15887
7384 | 1 | 0.00019229 | 3.8833e-05 | 0 | 0.00022322 | 0.00011416 | 0.01 | 0.2135 | 0.2999 | 0 | 0 | 0.045444 | 0.18557
7385 | 1 | 0.00019782 | 5.6691e-05 | 0 | 0.00016448 | 0.00011416 | 0 | 0.2614 | 0.3513 | 0 | 0 | 0.013684 | 0
7386 | 1 | 0.00022176 | 5.8702e-05 | 0 | 0.00011748 | 0.00011416 | 0 | 0.2898 | 0.3891 | 0 | 0 | 0.00091137 | 0
7387 | 1 | 0.00020999 | 6.3849e-05 | 0 | 8.8113e-05 | 0.00011416 | 0 | 0.2839 | 0.4024 | 0 | 0 | 0.00032027 | 0
7388 | 1 | 0.00019397 | 7.0158e-05 | 0 | 5.8742e-05 | 0.00011416 | 0 | 0.2702 | 0.3832 | 0 | 0 | 0.015602 | 0
7389 | 1 | 0.00017137 | 7.763e-05 | 0 | 3.7595e-05 | 0.00011416 | 0 | 0.2533 | 0.3765 | 0 | 0 | 0.031318 | 0
7390 | 1 | 0.00014624 | 8.6245e-05 | 0 | 2.3497e-05 | 0.00011416 | 0 | 0.2428 | 0.3547 | 0 | 0 | 0.025484 | 0
7391 | 1 | 0.0001175 | 9.3994e-05 | 0 | 9.3987e-06 | 0.00011416 | 0 | 0.2428 | 0.3425 | 0 | 0 | 0.012438 | 0
7392 | 1 | 9.1856e-05 | 0.00010123 | 0 | 5.8742e-06 | 0.00011416 | 0 | 0.2411 | 0.332 | 0 | 0 | 0.0013373 | 0
7393 | 1 | 6.7276e-05 | 0.00010678 | 0 | 2.3497e-06 | 0.00011416 | 0 | 0.2443 | 0.3248 | 0 | 0 | 0.0099928 | 0
7394 | 1 | 5.1895e-05 | 0.00011039 | 0 | 1.1748e-06 | 0.00011416 | 0 | 0.2424 | 0.325 | 0 | 0 | 0.052679 | 0
7395 | 1 | 4.4627e-05 | 0.000113 | 0 | 1.4098e-05 | 0.00011416 | 0 | 0.2412 | 0.3285 | 0 | 0 | 0.064631 | 0
7396 | 1 | 4.1766e-05 | 0.00011552 | 0 | 3.7595e-05 | 0.00011416 | 0 | 0.235 | 0.3324 | 0 | 0 | 0.043006 | 0
7397 | 1 | 9.8748e-05 | 0.0001179 | 0 | 9.3987e-05 | 0.00011416 | 0 | 0.2263 | 0.3171 | 0 | 0 | 0.012969 | 0
7398 | 1 | 0.0001263 | 0.00012025 | 0 | 0.0001821 | 0.00011416 | 0 | 0.2197 | 0.3022 | 0 | 0 | 0.00089592 | 0
7399 | 1 | 0.0001611 | 0.00012266 | 0 | 0.0001586 | 0.00011416 | 0 | 0.2159 | 0.3019 | 0 | 0 | 0.00026432 | 0
7400 | 1 | 0.00019721 | 0.00011886 | 0 | 0.00014685 | 0.00011416 | 0.01 | 0.2082 | 0.2987 | 0 | 0 | 0.014435 | 0.028069
7401 | 1 | 0.00017405 | 0.00010091 | 0 | 0.00016448 | 0.00011416 | 0.04 | 0.1779 | 0.2713 | 0 | 0 | 0.029594 | 0.14134
7402 | 1 | 0.00019033 | 7.739e-05 | 0 | 0.00018797 | 0.00011416 | 0.04 | 0.1528 | 0.2431 | 0 | 0 | 0.024398 | 0.022977
7403 | 1 | 0.00026731 | 5.6488e-05 | 0 | 0.00020677 | 0.00011416 | 0.09 | 0.1547 | 0.2437 | 0 | 0 | 0.012122 | 0.27542
7404 | 1 | 0.00019965 | 3.7247e-05 | 0 | 0.00018797 | 0.00011416 | 0.14 | 0.1792 | 0.2759 | 0 | 0 | 0.0013373 | 0
7405 | 1 | 0.00019521 | 2.5163e-05 | 0 | 0.00019032 | 0.00011416 | 0.07 | 0.1842 | 0.285 | 0 | 0 | 0.0099928 | 0
7406 | 1 | 0.00019683 | 1.8485e-05 | 0 | 0.00021382 | 0.00011416 | 0.03 | 0.1841 | 0.3074 | 0 | 0 | 0.052679 | 0
7407 | 1 | 0.00019634 | 1.8928e-05 | 0 | 0.00022322 | 0.00011416 | 0.13 | 0.1976 | 0.343 | 0 | 0 | 0.064631 | 0
7408 | 1 | 0.00019631 | 2.9978e-05 | 0 | 0.00022322 | 0.00011416 | 0.11 | 0.2534 | 0.3971 | 0 | 0 | 0.043006 | 0.094046
7409 | 1 | 0.0002024 | 3.9534e-05 | 0 | 0.00016448 | 0.00011416 | 0 | 0.3255 | 0.4611 | 0 | 0 | 0.012969 | 0
7410 | 1 | 0.00022511 | 3.6601e-05 | 0 | 0.00011748 | 0.00011416 | 0 | 0.3665 | 0.5324 | 0 | 0 | 0.00089592 | 0
7411 | 1 | 0.00021552 | 3.9682e-05 | 0 | 8.8113e-05 | 0.00011416 | 0 | 0.303 | 0.4403 | 0 | 0 | 0.00026432 | 0
7412 | 1 | 0.00020113 | 4.4718e-05 | 0 | 5.8742e-05 | 0.00011416 | 0 | 0.2684 | 0.4146 | 0 | 0 | 0.014435 | 0
7413 | 1 | 0.00018077 | 4.8168e-05 | 0 | 3.7595e-05 | 0.00011416 | 0 | 0.2671 | 0.3387 | 0 | 0 | 0.029594 | 0
7414 | 1 | 0.00015402 | 4.9312e-05 | 0 | 2.3497e-05 | 0.00011416 | 0 | 0.2947 | 0.3227 | 0 | 0 | 0.024398 | 0
7415 | 1 | 0.0001255 | 4.8482e-05 | 0 | 9.3987e-06 | 0.00011416 | 0 | 0.3415 | 0.4255 | 0 | 0 | 0.012122 | 0
7416 | 1 | 0.00010098 | 4.8279e-05 | 0 | 5.8742e-06 | 0.00011416 | 0 | 0.3712 | 0.5246 | 0 | 0 | 0.0013373 | 0
7417 | 1 | 7.7218e-05 | 4.9478e-05 | 0 | 2.3497e-06 | 0.00011416 | 0 | 0.3682 | 0.5748 | 0 | 0 | 0.010683 | 0
7418 | 1 | 6.2051e-05 | 5.0105e-05 | 0 | 1.1748e-06 | 0.00011416 | 0 | 0.3866 | 0.6298 | 0 | 0 | 0.055732 | 0
7419 | 1 | 5.4001e-05 | 4.9773e-05 | 0 | 1.4098e-05 | 0.00011416 | 0 | 0.3859 | 0.6462 | 0 | 0 | 0.068513 | 0
7420 | 1 | 5.0279e-05 | 5.1378e-05 | 0 | 3.7595e-05 | 0.00011416 | 0 | 0.3828 | 0.5584 | 0 | 0 | 0.045444 | 0
7421 | 1 | 5.0514e-05 | 5.4514e-05 | 0 | 9.3987e-05 | 0.00011416 | 0 | 0.3739 | 0.5122 | 0 | 0 | 0.013684 | 0
7422 | 1 | 6.1311e-05 | 5.6396e-05 | 0 | 0.0001821 | 0.00011416 | 0 | 0.3713 | 0.4937 | 0 | 0 | 0.00091137 | 0
7423 | 1 | 9.7428e-05 | 5.8186e-05 | 0 | 0.0001586 | 0.00011416 | 0 | 0.3643 | 0.4702 | 0 | 0 | 0.00032027 | 0
7424 | 1 | 0.00015127 | 5.695e-05 | 0 | 0.00014685 | 0.00011416 | 0 | 0.3501 | 0.4638 | 0 | 0 | 0.015602 | 0
7425 | 1 | 0.00018193 | 4.8187e-05 | 0 | 0.00016448 | 0.00011416 | 0.02 | 0.3307 | 0.4884 | 0 | 0 | 0.031318 | 0.0035211
7426 | 1 | 0.00019684 | 3.7505e-05 | 0 | 0.00018797 | 0.00011416 | 0.02 | 0.2969 | 0.46 | 0 | 0 | 0.025484 | 0
7427 | 1 | 0.00020031 | 2.8484e-05 | 0 | 0.00020677 | 0.00011416 | 0.09 | 0.2715 | 0.4365 | 0 | 0 | 0.012438 | 0
7428 | 1 | 0.00020175 | 2.1363e-05 | 0 | 0.00018797 | 0.00011416 | 0.06 | 0.2788 | 0.3951 | 0 | 0 | 0.0013373 | 0.034365
7429 | 1 | 0.00019826 | 1.3578e-05 | 0 | 0.00019032 | 0.00011416 | 0.12 | 0.3127 | 0.4645 | 0 | 0 | 0.01376 | 0.021461
7430 | 1 | 0.00020012 | 7.2501e-06 | 0 | 0.00021382 | 0.00011416 | 0.03 | 0.3187 | 0.5218 | 0 | 0 | 0.069123 | 0.0085354
7431 | 1 | 0.00019602 | 7.8774e-06 | 0 | 0.00022322 | 0.00011416 | 0.15 | 0.3122 | 0.5133 | 0 | 0 | 0.08559 | 0
7432 | 1 | 0.00019095 | 1.7729e-05 | 0 | 0.00022322 | 0.00011416 | 0.03 | 0.3363 | 0.4943 | 0 | 0 | 0.056119 | 0.0051591
7433 | 1 | 0.00019701 | 2.5938e-05 | 0 | 0.00016448 | 0.00011416 | 0 | 0.3838 | 0.5515 | 0 | 0 | 0.016808 | 0
7434 | 1 | 0.00022003 | 2.6381e-05 | 0 | 0.00011748 | 0.00011416 | 0 | 0.419 | 0.6212 | 0 | 0 | 0.00097493 | 0
7435 | 1 | 0.00020602 | 2.5182e-05 | 0 | 8.8113e-05 | 0.00011416 | 0 | 0.4519 | 0.6635 | 0 | 0 | 0.00062252 | 0
7436 | 1 | 0.00018945 | 2.223e-05 | 0 | 5.8742e-05 | 0.00011416 | 0 | 0.4798 | 0.7437 | 0 | 0 | 0.020896 | 0
7437 | 1 | 0.00016979 | 1.7673e-05 | 0 | 3.7595e-05 | 0.00011416 | 0 | 0.5505 | 0.7695 | 0 | 0 | 0.038885 | 0
7438 | 1 | 0.00014353 | 1.3061e-05 | 0 | 2.3497e-05 | 0.00011416 | 0 | 0.593 | 0.7424 | 0 | 0 | 0.030151 | 0
7439 | 1 | 0.00012005 | 1.2434e-05 | 0 | 9.3987e-06 | 0.00011416 | 0 | 0.5491 | 0.6754 | 0 | 0 | 0.01376 | 0
7440 | 1 | 0.00010267 | 1.5386e-05 | 0 | 5.8742e-06 | 0.00011416 | 0 | 0.4787 | 0.5922 | 0 | 0 | 0.0013373 | 0
7441 | 1 | 7.7911e-05 | 2.0035e-05 | 0 | 2.3497e-06 | 0.00011416 | 0 | 0.4326 | 0.5436 | 0 | 0 | 0.018372 | 0
7442 | 1 | 5.9551e-05 | 2.4794e-05 | 0 | 1.1748e-06 | 0.00011416 | 0 | 0.3809 | 0.481 | 0 | 0 | 0.088676 | 0
7443 | 1 | 4.9083e-05 | 2.889e-05 | 0 | 1.4098e-05 | 0.00011416 | 0 | 0.3171 | 0.3938 | 0 | 0 | 0.11065 | 0
7444 | 1 | 4.3522e-05 | 3.3096e-05 | 0 | 3.7595e-05 | 0.00011416 | 0 | 0.2591 | 0.3578 | 0 | 0 | 0.071659 | 0
7445 | 1 | 4.117e-05 | 3.6564e-05 | 0 | 9.3987e-05 | 0.00011416 | 0 | 0.2261 | 0.3093 | 0 | 0 | 0.021338 | 0
7446 | 1 | 4.4069e-05 | 3.8151e-05 | 0 | 0.0001821 | 0.00011416 | 0 | 0.2071 | 0.2753 | 0 | 0 | 0.0010584 | 0
7447 | 1 | 5.7584e-05 | 3.7727e-05 | 0 | 0.0001586 | 0.00011416 | 0 | 0.219 | 0.3018 | 0 | 0 | 0.0012111 | 0
7448 | 1 | 8.0844e-05 | 3.6251e-05 | 0 | 0.00014685 | 0.00011416 | 0.01 | 0.224 | 0.3398 | 0 | 0 | 0.029044 | 0
7449 | 1 | 0.00010525 | 3.0476e-05 | 0 | 0.00016448 | 0.00011416 | 0.01 | 0.2219 | 0.4268 | 0 | 0 | 0.049941 | 0.021628
7450 | 1 | 0.00012994 | 2.1935e-05 | 0 | 0.00018797 | 0.00011416 | 0.01 | 0.223 | 0.4811 | 0 | 0 | 0.036744 | 0
7451 | 1 | 0.00014317 | 1.2286e-05 | 0 | 0.00020677 | 0.00011416 | 0.05 | 0.2708 | 0.53 | 0 | 0 | 0.01554 | 0
7452 | 1 | 0.00014815 | 3.8557e-06 | 0 | 0.00018797 | 0.00011416 | 0.12 | 0.3275 | 0.5772 | 0 | 0 | 0.0013373 | 0
7453 | 1 | 0.00014705 | 0 | 0 | 0.00019032 | 0.00011416 | 0.09 | 0.3712 | 0.6597 | 0 | 0 | 0.025142 | 0
7454 | 1 | 0.00014143 | 0 | 0 | 0.00021382 | 0.00011416 | 0.14 | 0.4723 | 0.7422 | 0 | 0 | 0.11662 | 0
7455 | 1 | 0.0001347 | 0 | 0 | 0.00022322 | 0.00011416 | 0.02 | 0.6037 | 0.822 | 0 | 0 | 0.14666 | 0.010062
7456 | 1 | 0.00013294 | 0 | 0 | 0.00022322 | 0.00011416 | 0 | 0.7449 | 0.9251 | 0 | 0 | 0.0938 | 0
7457 | 1 | 0.00014165 | 0 | 0 | 0.00016448 | 0.00011416 | 0 | 0.7906 | 0.9437 | 0 | 0 | 0.027767 | 0
7458 | 1 | 0.00017201 | 0 | 0 | 0.00011748 | 0.00011416 | 0 | 0.8251 | 0.9503 | 0 | 0 | 0.0011648 | 0
7459 | 1 | 0.00016788 | 0 | 0 | 8.8113e-05 | 0.00011416 | 0 | 0.8292 | 0.9371 | 0 | 0 | 0.0023023 | 0
7460 | 1 | 0.00015361 | 3.8003e-06 | 0 | 5.8742e-05 | 0.00011416 | 0 | 0.7937 | 0.8983 | 0 | 0 | 0.041324 | 0
7461 | 1 | 0.00013605 | 1.6917e-05 | 0 | 3.7595e-05 | 0.00011416 | 0 | 0.7185 | 0.8368 | 0 | 0 | 0.065756 | 0
7462 | 1 | 0.00011546 | 3.0532e-05 | 0 | 2.3497e-05 | 0.00011416 | 0 | 0.6395 | 0.7901 | 0 | 0 | 0.045845 | 0
7463 | 1 | 9.6945e-05 | 4.1804e-05 | 0 | 9.3987e-06 | 0.00011416 | 0 | 0.5774 | 0.7383 | 0 | 0 | 0.017871 | 0
7464 | 1 | 7.7994e-05 | 5.2485e-05 | 0 | 5.8742e-06 | 0.00011416 | 0 | 0.4973 | 0.6778 | 0 | 0 | 0.0013373 | 0
7465 | 1 | 6.4525e-05 | 6.4403e-05 | 0 | 2.3497e-06 | 0.00011416 | 0 | 0.4103 | 0.5828 | 0 | 0 | 0.03493 | 0
7466 | 1 | 4.7597e-05 | 7.4789e-05 | 0 | 1.1748e-06 | 0.00011416 | 0 | 0.3478 | 0.4827 | 0 | 0 | 0.15599 | 0
7467 | 1 | 3.5622e-05 | 8.4161e-05 | 0 | 1.4098e-05 | 0.00011416 | 0 | 0.2836 | 0.3751 | 0 | 0 | 0.19764 | 0
7468 | 1 | 3.0575e-05 | 9.7978e-05 | 0 | 3.7595e-05 | 0.00011416 | 0 | 0.2124 | 0.222 | 0 | 0 | 0.1249 | 0
7469 | 1 | 2.6629e-05 | 0.00010953 | 0 | 9.3987e-05 | 0.00011416 | 0 | 0.1483 | 0.104 | 0 | 0 | 0.036762 | 0
7470 | 1 | 2.8327e-05 | 0.00011731 | 0 | 0.0001821 | 0.00011416 | 0 | 0.099 | 0.0377 | 0 | 0 | 0.0012976 | 0
7471 | 1 | 3.4654e-05 | 0.00012565 | 0 | 0.0001586 | 0.00011416 | 0 | 0.074 | 0.0323 | 0 | 0 | 0.0042308 | 0
7472 | 1 | 4.5755e-05 | 0.00011844 | 0 | 0.00014685 | 0.00011416 | 0 | 0.0775 | 0.0791 | 0 | 0 | 0.059529 | 0.027077
7473 | 1 | 6.4481e-05 | 8.9621e-05 | 0 | 0.00016448 | 0.00011416 | 0.05 | 0.0864 | 0.1324 | 0 | 0 | 0.088053 | 0.1402
7474 | 1 | 8.4263e-05 | 7.7058e-05 | 0 | 0.00018797 | 0.00011416 | 0.25 | 0.0798 | 0.1568 | 0 | 0 | 0.058228 | 0.059915
7475 | 1 | 9.7797e-05 | 6.4347e-05 | 0 | 0.00020677 | 0.00011416 | 0.28 | 0.0906 | 0.1953 | 0 | 0 | 0.020871 | 0
7476 | 1 | 0.00010302 | 5.0788e-05 | 0 | 0.00018797 | 0.00011416 | 0.44 | 0.1416 | 0.2783 | 0 | 0 | 0.0013373 | 0.056684
7477 | 1 | 0.00010775 | 4.042e-05 | 0 | 0.00019032 | 0.00011416 | 0.27 | 0.1725 | 0.3293 | 0 | 0 | 0.045108 | 0.14526
7478 | 1 | 0.00010741 | 3.5218e-05 | 0 | 0.00021382 | 0.00011416 | 0.11 | 0.1822 | 0.3389 | 0 | 0 | 0.19607 | 0.05255
7479 | 1 | 0.00010566 | 3.9202e-05 | 0 | 0.00022322 | 0.00011416 | 0.06 | 0.2089 | 0.365 | 0 | 0 | 0.24976 | 0.068306
7480 | 1 | 0.00010482 | 4.6526e-05 | 0 | 0.00022322 | 0.00011416 | 0.01 | 0.2833 | 0.4511 | 0 | 0 | 0.15647 | 0.022442
7481 | 1 | 0.00011575 | 4.9367e-05 | 0 | 0.00016448 | 0.00011416 | 0 | 0.3588 | 0.534 | 0 | 0 | 0.045866 | 0
7482 | 1 | 0.00015452 | 4.6194e-05 | 0 | 0.00011748 | 0.00011416 | 0 | 0.4127 | 0.5632 | 0 | 0 | 0.0014192 | 0
7483 | 1 | 0.00015693 | 4.4054e-05 | 0 | 8.8113e-05 | 0.00011416 | 0 | 0.4503 | 0.609 | 0 | 0 | 0.0065588 | 0
7484 | 1 | 0.00014781 | 3.769e-05 | 0 | 5.8742e-05 | 0.00011416 | 0 | 0.5128 | 0.7211 | 0 | 0 | 0.078843 | 0
7485 | 1 | 0.00013565 | 3.0642e-05 | 0 | 3.7595e-05 | 0.00011416 | 0 | 0.5559 | 0.7758 | 0 | 0 | 0.11077 | 0
7486 | 1 | 0.00011952 | 2.4776e-05 | 0 | 2.3497e-05 | 0.00011416 | 0 | 0.6059 | 0.8356 | 0 | 0 | 0.070468 | 0
7487 | 1 | 0.00010194 | 2.223e-05 | 0 | 9.3987e-06 | 0.00011416 | 0 | 0.6242 | 0.8472 | 0 | 0 | 0.023696 | 0
7488 | 1 | 7.9503e-05 | 2.1547e-05 | 0 | 5.8742e-06 | 0.00011416 | 0 | 0.653 | 0.8643 | 0 | 0 | 0.0013373 | 0
7489 | 1 | 5.5428e-05 | 2.1787e-05 | 0 | 2.3497e-06 | 0.00011416 | 0 | 0.7102 | 0.8753 | 0 | 0 | 0.059277 | 0
7490 | 1 | 4.4165e-05 | 2.5606e-05 | 0 | 1.1748e-06 | 0.00011416 | 0 | 0.6986 | 0.8298 | 0 | 0 | 0.25088 | 0
7491 | 1 | 3.8864e-05 | 3.2875e-05 | 0 | 1.4098e-05 | 0.00011416 | 0 | 0.5798 | 0.6798 | 0 | 0 | 0.32128 | 0
7492 | 1 | 3.6945e-05 | 4.3519e-05 | 0 | 3.7595e-05 | 0.00011416 | 0 | 0.4366 | 0.4929 | 0 | 0 | 0.19955 | 0
7493 | 1 | 3.8441e-05 | 5.8278e-05 | 0 | 9.3987e-05 | 0.00011416 | 0 | 0.3273 | 0.3812 | 0 | 0 | 0.058253 | 0
7494 | 1 | 5.0422e-05 | 7.0989e-05 | 0 | 0.0001821 | 0.00011416 | 0 | 0.3229 | 0.4039 | 0 | 0 | 0.0015704 | 0
7495 | 1 | 8.9079e-05 | 7.6339e-05 | 0 | 0.0001586 | 0.00011416 | 0 | 0.3547 | 0.4394 | 0 | 0 | 0.010201 | 0
7496 | 1 | 0.00014294 | 7.394e-05 | 0 | 0.00014685 | 0.00011416 | 0 | 0.4073 | 0.6391 | 0 | 0 | 0.10618 | 0
7497 | 1 | 0.0001711 | 6.8424e-05 | 0 | 0.00016448 | 0.00011416 | 0.04 | 0.4611 | 0.6999 | 0 | 0 | 0.14184 | 0.045329
7498 | 1 | 0.00018252 | 6.3739e-05 | 0 | 0.00018797 | 0.00011416 | 0.04 | 0.5458 | 0.7966 | 0 | 0 | 0.086783 | 0.006084
7499 | 1 | 0.00018811 | 5.9809e-05 | 0 | 0.00020677 | 0.00011416 | 0.09 | 0.6774 | 0.8724 | 0 | 0 | 0.0273 | 0
7500 | 1 | 0.00019362 | 5.8333e-05 | 0 | 0.00018797 | 0.00011416 | 0.08 | 0.727 | 0.8842 | 0 | 0 | 0.0013373 | 0
7501 | 1 | 0.00018935 | 5.8333e-05 | 0 | 0.00019032 | 0.00011416 | 0.11 | 0.7292 | 0.898 | 0 | 0 | 0.073557 | 0
7502 | 1 | 0.00018906 | 6.0141e-05 | 0 | 0.00021382 | 0.00011416 | 0.31 | 0.7405 | 0.9086 | 0 | 0 | 0.30527 | 0
7503 | 1 | 0.00018885 | 6.2835e-05 | 0 | 0.00022322 | 0.00011416 | 0 | 0.7389 | 0.9045 | 0 | 0 | 0.39249 | 0
7504 | 1 | 0.00019083 | 6.5546e-05 | 0 | 0.00022322 | 0.00011416 | 0.01 | 0.7481 | 0.9045 | 0 | 0 | 0.24223 | 0
7505 | 1 | 0.00019956 | 6.9623e-05 | 0 | 0.00016448 | 0.00011416 | 0 | 0.7435 | 0.8932 | 0 | 0 | 0.070496 | 0
7506 | 1 | 0.00023805 | 7.0398e-05 | 0 | 0.00011748 | 0.00011416 | 0 | 0.7489 | 0.8902 | 0 | 0 | 0.0017082 | 0
7507 | 1 | 0.00020848 | 6.8203e-05 | 0 | 8.8113e-05 | 0.00011416 | 0 | 0.7622 | 0.8958 | 0 | 0 | 0.01423 | 0
7508 | 1 | 0.00019418 | 6.5436e-05 | 0 | 5.8742e-05 | 0.00011416 | 0 | 0.7734 | 0.9054 | 0 | 0 | 0.13412 | 0
7509 | 1 | 0.00017323 | 6.5325e-05 | 0 | 3.7595e-05 | 0.00011416 | 0 | 0.7849 | 0.9154 | 0 | 0 | 0.17269 | 0
7510 | 1 | 0.00014856 | 6.3886e-05 | 0 | 2.3497e-05 | 0.00011416 | 0 | 0.8038 | 0.9357 | 0 | 0 | 0.10263 | 0
7511 | 1 | 0.00012001 | 6.1303e-05 | 0 | 9.3987e-06 | 0.00011416 | 0 | 0.8256 | 0.946 | 0 | 0 | 0.030666 | 0
7512 | 1 | 9.4371e-05 | 5.861e-05 | 0 | 5.8742e-06 | 0.00011416 | 0 | 0.8198 | 0.9375 | 0 | 0 | 0.0013373 | 0
7513 | 1 | 7.1432e-05 | 5.6802e-05 | 0 | 2.3497e-06 | 0.00011416 | 0 | 0.7934 | 0.9173 | 0 | 0 | 0.089964 | 0
7514 | 1 | 5.6065e-05 | 5.7817e-05 | 0 | 1.1748e-06 | 0.00011416 | 0 | 0.7614 | 0.8869 | 0 | 0 | 0.36702 | 0
7515 | 1 | 4.8492e-05 | 6.0529e-05 | 0 | 1.4098e-05 | 0.00011416 | 0 | 0.7443 | 0.8721 | 0 | 0 | 0.47351 | 0
7516 | 1 | 4.6e-05 | 6.2853e-05 | 0 | 3.7595e-05 | 0.00011416 | 0 | 0.7404 | 0.8726 | 0 | 0 | 0.2906 | 0
7517 | 1 | 4.6949e-05 | 6.2853e-05 | 0 | 9.3987e-05 | 0.00011416 | 0 | 0.7352 | 0.8729 | 0 | 0 | 0.084345 | 0
7518 | 1 | 5.8986e-05 | 6.11e-05 | 0 | 0.0001821 | 0.00011416 | 0 | 0.7196 | 0.8644 | 0 | 0 | 0.0018538 | 0
7519 | 1 | 9.8218e-05 | 5.8591e-05 | 0 | 0.0001586 | 0.00011416 | 0 | 0.6916 | 0.8459 | 0 | 0 | 0.019201 | 0
7520 | 1 | 0.00015449 | 5.6396e-05 | 0 | 0.00014685 | 0.00011416 | 0 | 0.6607 | 0.8221 | 0 | 0 | 0.16657 | 0
7521 | 1 | 0.00018442 | 5.0253e-05 | 0 | 0.00016448 | 0.00011416 | 0.02 | 0.6387 | 0.8062 | 0 | 0 | 0.20773 | 0
7522 | 1 | 0.00019913 | 4.0992e-05 | 0 | 0.00018797 | 0.00011416 | 0.01 | 0.6198 | 0.7925 | 0 | 0 | 0.12029 | 0
7523 | 1 | 0.0002038 | 3.0126e-05 | 0 | 0.00020677 | 0.00011416 | 0.02 | 0.6237 | 0.7897 | 0 | 0 | 0.034298 | 0
7524 | 1 | 0.00020736 | 2.068e-05 | 0 | 0.00018797 | 0.00011416 | 0.03 | 0.6522 | 0.8073 | 0 | 0 | 0.0013373 | 0
7525 | 1 | 0.00020404 | 1.6788e-05 | 0 | 0.00019032 | 0.00011416 | 0.03 | 0.6522 | 0.8075 | 0 | 0 | 0.10537 | 0
7526 | 1 | 0.0002048 | 1.5958e-05 | 0 | 0.00021382 | 0.00011416 | 0.27 | 0.633 | 0.7938 | 0 | 0 | 0.42441 | 0
7527 | 1 | 0.0002025 | 1.9371e-05 | 0 | 0.00022322 | 0.00011416 | 0 | 0.6118 | 0.7812 | 0 | 0 | 0.54899 | 0
7528 | 1 | 0.00020197 | 2.8078e-05 | 0 | 0.00022322 | 0.00011416 | 0.01 | 0.5916 | 0.7754 | 0 | 0 | 0.33552 | 0
7529 | 1 | 0.0002089 | 3.7339e-05 | 0 | 0.00016448 | 0.00011416 | 0 | 0.5867 | 0.7787 | 0 | 0 | 0.097183 | 0
7530 | 1 | 0.00022761 | 4.3722e-05 | 0 | 0.00011748 | 0.00011416 | 0 | 0.5758 | 0.7786 | 0 | 0 | 0.0019813 | 0
7531 | 1 | 0.00021265 | 4.9884e-05 | 0 | 8.8113e-05 | 0.00011416 | 0 | 0.5715 | 0.7712 | 0 | 0 | 0.024135 | 0
7532 | 1 | 0.00019682 | 5.457e-05 | 0 | 5.8742e-05 | 0.00011416 | 0 | 0.5708 | 0.7677 | 0 | 0 | 0.1973 | 0
7533 | 1 | 0.00017636 | 5.8555e-05 | 0 | 3.7595e-05 | 0.00011416 | 0 | 0.5583 | 0.758 | 0 | 0 | 0.24031 | 0
7534 | 1 | 0.00015196 | 6.1266e-05 | 0 | 2.3497e-05 | 0.00011416 | 0 | 0.5356 | 0.7405 | 0 | 0 | 0.13647 | 0
7535 | 1 | 0.00012295 | 6.3739e-05 | 0 | 9.3987e-06 | 0.00011416 | 0 | 0.5037 | 0.7166 | 0 | 0 | 0.037535 | 0
7536 | 1 | 9.7867e-05 | 6.7115e-05 | 0 | 5.8742e-06 | 0.00011416 | 0 | 0.4747 | 0.6993 | 0 | 0 | 0.0013373 | 0
7537 | 1 | 7.9968e-05 | 7.1118e-05 | 0 | 2.3497e-06 | 0.00011416 | 0 | 0.4406 | 0.6678 | 0 | 0 | 0.11888 | 0
7538 | 1 | 6.3968e-05 | 7.6025e-05 | 0 | 1.1748e-06 | 0.00011416 | 0 | 0.4186 | 0.6386 | 0 | 0 | 0.47442 | 0
7539 | 1 | 5.5959e-05 | 8.2482e-05 | 0 | 1.4098e-05 | 0.00011416 | 0 | 0.396 | 0.6127 | 0 | 0 | 0.61484 | 0
7540 | 1 | 5.2071e-05 | 8.988e-05 | 0 | 3.7595e-05 | 0.00011416 | 0 | 0.3926 | 0.6169 | 0 | 0 | 0.37461 | 0
7541 | 1 | 5.2301e-05 | 9.8034e-05 | 0 | 9.3987e-05 | 0.00011416 | 0 | 0.379 | 0.6048 | 0 | 0 | 0.10834 | 0
7542 | 1 | 6.3224e-05 | 0.00010416 | 0 | 0.0001821 | 0.00011416 | 0 | 0.3663 | 0.5797 | 0 | 0 | 0.0020875 | 0
7543 | 1 | 9.945e-05 | 0.00010785 | 0 | 0.0001586 | 0.00011416 | 0 | 0.3496 | 0.5628 | 0 | 0 | 0.02864 | 0
7544 | 1 | 0.0001555 | 0.000107 | 0 | 0.00014685 | 0.00011416 | 0 | 0.3533 | 0.565 | 0 | 0 | 0.22445 | 0
7545 | 1 | 0.00018492 | 9.9362e-05 | 0 | 0.00016448 | 0.00011416 | 0.02 | 0.3561 | 0.5584 | 0 | 0 | 0.2687 | 0
7546 | 1 | 0.00019877 | 9.0046e-05 | 0 | 0.00018797 | 0.00011416 | 0.18 | 0.3645 | 0.5483 | 0 | 0 | 0.15041 | 0.012513
7547 | 1 | 0.00020359 | 8.1578e-05 | 0 | 0.00020677 | 0.00011416 | 0.03 | 0.3549 | 0.525 | 0 | 0 | 0.040267 | 0
7548 | 1 | 0.00020602 | 7.2741e-05 | 0 | 0.00018797 | 0.00011416 | 0.07 | 0.3746 | 0.5299 | 0 | 0 | 0.0013373 | 0.027846
7549 | 1 | 0.00020345 | 6.6229e-05 | 0 | 0.00019032 | 0.00011416 | 0.03 | 0.3771 | 0.5505 | 0 | 0 | 0.12606 | 0
7550 | 1 | 0.00020544 | 6.3167e-05 | 0 | 0.00021382 | 0.00011416 | 0.06 | 0.3772 | 0.5735 | 0 | 0 | 0.50083 | 0
7551 | 1 | 0.00020458 | 6.42e-05 | 0 | 0.00022322 | 0.00011416 | 0.01 | 0.3758 | 0.5686 | 0 | 0 | 0.64965 | 0
7552 | 1 | 0.00020327 | 6.9974e-05 | 0 | 0.00022322 | 0.00011416 | 0.01 | 0.3963 | 0.5693 | 0 | 0 | 0.39524 | 0
7553 | 1 | 0.00021289 | 7.6689e-05 | 0 | 0.00016448 | 0.00011416 | 0 | 0.4203 | 0.5951 | 0 | 0 | 0.11423 | 0
7554 | 1 | 0.00022947 | 7.9106e-05 | 0 | 0.00011748 | 0.00011416 | 0 | 0.4388 | 0.6063 | 0 | 0 | 0.0021419 | 0
7555 | 1 | 0.0002092 | 8.1541e-05 | 0 | 8.8113e-05 | 0.00011416 | 0 | 0.4135 | 0.5719 | 0 | 0 | 0.031089 | 0
7556 | 1 | 0.00019361 | 8.333e-05 | 0 | 5.8742e-05 | 0.00011416 | 0 | 0.4123 | 0.5751 | 0 | 0 | 0.23891 | 0
7557 | 1 | 0.00017553 | 8.3958e-05 | 0 | 3.7595e-05 | 0.00011416 | 0 | 0.4188 | 0.59 | 0 | 0 | 0.2837 | 0
7558 | 1 | 0.00015262 | 8.3423e-05 | 0 | 2.3497e-05 | 0.00011416 | 0 | 0.4216 | 0.619 | 0 | 0 | 0.15772 | 0
7559 | 1 | 0.00012428 | 8.2611e-05 | 0 | 9.3987e-06 | 0.00011416 | 0 | 0.4318 | 0.6255 | 0 | 0 | 0.041681 | 0
7560 | 1 | 0.00010065 | 8.4493e-05 | 0 | 5.8742e-06 | 0.00011416 | 0 | 0.4203 | 0.62 | 0 | 0 | 0.0013373 | 0
7561 | 1 | 7.6751e-05 | 8.6208e-05 | 0 | 2.3497e-06 | 0.00011416 | 0 | 0.4398 | 0.6504 | 0 | 0 | 0.12975 | 0
7562 | 1 | 6.1756e-05 | 8.7408e-05 | 0 | 1.1748e-06 | 0.00011416 | 0 | 0.4281 | 0.6132 | 0 | 0 | 0.51439 | 0
7563 | 1 | 5.4154e-05 | 8.8201e-05 | 0 | 1.4098e-05 | 0.00011416 | 0 | 0.4088 | 0.5817 | 0 | 0 | 0.66754 | 0
7564 | 1 | 5.0698e-05 | 8.8607e-05 | 0 | 3.7595e-05 | 0.00011416 | 0 | 0.3874 | 0.5549 | 0 | 0 | 0.40584 | 0
7565 | 1 | 5.1591e-05 | 8.7776e-05 | 0 | 9.3987e-05 | 0.00011416 | 0 | 0.3425 | 0.4684 | 0 | 0 | 0.11725 | 0
7566 | 1 | 6.3184e-05 | 9.1189e-05 | 0 | 0.0001821 | 0.00011416 | 0 | 0.2902 | 0.3656 | 0 | 0 | 0.0021695 | 0
7567 | 1 | 0.00010051 | 9.8532e-05 | 0 | 0.0001586 | 0.00011416 | 0 | 0.2594 | 0.3323 | 0 | 0 | 0.032364 | 0
7568 | 1 | 0.00015602 | 0.00010087 | 0 | 0.00014685 | 0.00011416 | 0 | 0.2554 | 0.3233 | 0 | 0 | 0.24637 | 0
7569 | 1 | 0.00018353 | 8.4603e-05 | 0 | 0.00016448 | 0.00011416 | 0.09 | 0.2085 | 0.2757 | 0 | 0 | 0.2914 | 0.056918
7570 | 1 | 0.00019613 | 6.6875e-05 | 0 | 0.00018797 | 0.00011416 | 0.01 | 0.1609 | 0.2139 | 0 | 0 | 0.16147 | 0.092062
7571 | 1 | 0.00019871 | 4.5604e-05 | 0 | 0.00020677 | 0.00011416 | 0.1 | 0.1758 | 0.2048 | 0 | 0 | 0.0424 | 0.11577
7572 | 1 | 0.0002008 | 2.9628e-05 | 0 | 0.00018797 | 0.00011416 | 0.09 | 0.1885 | 0.2226 | 0 | 0 | 0.0013373 | 0.070334
7573 | 1 | 0.0001957 | 2.1566e-05 | 0 | 0.00019032 | 0.00011416 | 0.03 | 0.1888 | 0.2322 | 0 | 0 | 0.12975 | 0.41767
7574 | 1 | 0.00019524 | 2.0625e-05 | 0 | 0.00021382 | 0.00011416 | 0.36 | 0.1714 | 0.228 | 0 | 0 | 0.51439 | 0.34394
7575 | 1 | 0.00019255 | 2.9222e-05 | 0 | 0.00022322 | 0.00011416 | 0.06 | 0.1387 | 0.2098 | 0 | 0 | 0.66754 | 0.30875
7576 | 1 | 0.00019057 | 5.6451e-05 | 0 | 0.00022322 | 0.00011416 | 0.13 | 0.1477 | 0.2612 | 0 | 0 | 0.40584 | 0
7577 | 1 | 0.00019773 | 7.7335e-05 | 0 | 0.00016448 | 0.00011416 | 0 | 0.1961 | 0.3645 | 0 | 0 | 0.11725 | 0
7578 | 1 | 0.00022351 | 8.0619e-05 | 0 | 0.00011748 | 0.00011416 | 0 | 0.2603 | 0.4367 | 0 | 0 | 0.0021695 | 0
7579 | 1 | 0.00021336 | 8.226e-05 | 0 | 8.8113e-05 | 0.00011416 | 0 | 0.3148 | 0.4936 | 0 | 0 | 0.032364 | 0
7580 | 1 | 0.00020069 | 8.2925e-05 | 0 | 5.8742e-05 | 0.00011416 | 0 | 0.3471 | 0.5309 | 0 | 0 | 0.24637 | 0
7581 | 1 | 0.00018253 | 8.3736e-05 | 0 | 3.7595e-05 | 0.00011416 | 0 | 0.3624 | 0.5624 | 0 | 0 | 0.2914 | 0
7582 | 1 | 0.00015397 | 8.3847e-05 | 0 | 2.3497e-05 | 0.00011416 | 0 | 0.3789 | 0.5919 | 0 | 0 | 0.16147 | 0
7583 | 1 | 0.00012587 | 8.4751e-05 | 0 | 9.3987e-06 | 0.00011416 | 0 | 0.3643 | 0.5557 | 0 | 0 | 0.0424 | 0
7584 | 1 | 0.00010192 | 8.5895e-05 | 0 | 5.8742e-06 | 0.00011416 | 0 | 0.3815 | 0.6032 | 0 | 0 | 0.0013373 | 0
7585 | 1 | 7.8474e-05 | 8.3515e-05 | 0 | 2.3497e-06 | 0.00011416 | 0 | 0.4215 | 0.6448 | 0 | 0 | 0.12606 | 0
7586 | 1 | 6.2253e-05 | 8.0231e-05 | 0 | 1.1748e-06 | 0.00011416 | 0 | 0.4697 | 0.7338 | 0 | 0 | 0.50083 | 0
7587 | 1 | 5.4539e-05 | 7.6781e-05 | 0 | 1.4098e-05 | 0.00011416 | 0 | 0.5274 | 0.8027 | 0 | 0 | 0.64965 | 0
7588 | 1 | 5.1776e-05 | 7.2059e-05 | 0 | 3.7595e-05 | 0.00011416 | 0 | 0.5865 | 0.7957 | 0 | 0 | 0.39524 | 0
7589 | 1 | 5.3134e-05 | 6.9236e-05 | 0 | 9.3987e-05 | 0.00011416 | 0 | 0.6125 | 0.8005 | 0 | 0 | 0.11423 | 0
7590 | 1 | 6.4417e-05 | 6.8553e-05 | 0 | 0.0001821 | 0.00011416 | 0 | 0.5791 | 0.773 | 0 | 0 | 0.0021419 | 0
7591 | 1 | 0.00010047 | 7.193e-05 | 0 | 0.0001586 | 0.00011416 | 0 | 0.5406 | 0.7626 | 0 | 0 | 0.031089 | 0
7592 | 1 | 0.00015602 | 7.8165e-05 | 0 | 0.00014685 | 0.00011416 | 0 | 0.5142 | 0.7615 | 0 | 0 | 0.23891 | 0
7593 | 1 | 0.00018504 | 7.6431e-05 | 0 | 0.00016448 | 0.00011416 | 0.31 | 0.5008 | 0.7577 | 0 | 0 | 0.2837 | 0.27942
7594 | 1 | 0.00019597 | 6.8572e-05 | 0 | 0.00018797 | 0.00011416 | 0.3 | 0.5203 | 0.7622 | 0 | 0 | 0.15772 | 0.10633
7595 | 1 | 0.00019589 | 6.2484e-05 | 0 | 0.00020677 | 0.00011416 | 0.42 | 0.6316 | 0.8182 | 0 | 0 | 0.041681 | 0.26933
7596 | 1 | 0.00019377 | 6.6635e-05 | 0 | 0.00018797 | 0.00011416 | 0.59 | 0.6459 | 0.843 | 0 | 0 | 0.0013373 | 0.29278
7597 | 1 | 0.00018403 | 7.1671e-05 | 0 | 0.00019032 | 0.00011416 | 0.6 | 0.65 | 0.8616 | 0 | 0 | 0.1154 | 0.098302
7598 | 1 | 0.00018437 | 7.0638e-05 | 0 | 0.00021382 | 0.00011416 | 0.51 | 0.6979 | 0.8809 | 0 | 0 | 0.46157 | 0.40737
7599 | 1 | 0.00018522 | 7.6043e-05 | 0 | 0.00022322 | 0.00011416 | 0.31 | 0.7223 | 0.889 | 0 | 0 | 0.59791 | 0.17972
7600 | 1 | 0.00019017 | 9.1374e-05 | 0 | 0.00022322 | 0.00011416 | 0 | 0.7181 | 0.8889 | 0 | 0 | 0.36456 | 0
7601 | 1 | 0.00020024 | 0.00010534 | 0 | 0.00016448 | 0.00011416 | 0 | 0.7292 | 0.8989 | 0 | 0 | 0.10548 | 0
7602 | 1 | 0.00021777 | 0.00011844 | 0 | 0.00011748 | 0.00011416 | 0 | 0.7485 | 0.9066 | 0 | 0 | 0.0020606 | 0
7603 | 1 | 0.0002021 | 0.0001312 | 0 | 8.8113e-05 | 0.00011416 | 0 | 0.7384 | 0.8987 | 0 | 0 | 0.027465 | 0
7604 | 1 | 0.00018478 | 0.00014105 | 0 | 5.8742e-05 | 0.00011416 | 0 | 0.7075 | 0.8931 | 0 | 0 | 0.21744 | 0
7605 | 1 | 0.00016304 | 0.00014644 | 0 | 3.7595e-05 | 0.00011416 | 0 | 0.7119 | 0.9048 | 0 | 0 | 0.26141 | 0
7606 | 1 | 0.00013701 | 0.00014709 | 0 | 2.3497e-05 | 0.00011416 | 0 | 0.7269 | 0.9097 | 0 | 0 | 0.14684 | 0
7607 | 1 | 0.00011323 | 0.00014576 | 0 | 9.3987e-06 | 0.00011416 | 0 | 0.733 | 0.8998 | 0 | 0 | 0.039572 | 0
7608 | 1 | 9.5158e-05 | 0.00014323 | 0 | 5.8742e-06 | 0.00011416 | 0 | 0.7345 | 0.8899 | 0 | 0 | 0.0013373 | 0
7609 | 1 | 7.3737e-05 | 0.00014126 | 0 | 2.3497e-06 | 0.00011416 | 0 | 0.7275 | 0.8919 | 0 | 0 | 0.10537 | 0
7610 | 1 | 5.4956e-05 | 0.0001401 | 0 | 1.1748e-06 | 0.00011416 | 0 | 0.7302 | 0.9002 | 0 | 0 | 0.42441 | 0
7611 | 1 | 4.3567e-05 | 0.00013927 | 0 | 1.4098e-05 | 0.00011416 | 0 | 0.73 | 0.8963 | 0 | 0 | 0.54899 | 0
7612 | 1 | 3.8977e-05 | 0.00013862 | 0 | 3.7595e-05 | 0.00011416 | 0 | 0.72 | 0.8836 | 0 | 0 | 0.33552 | 0
7613 | 1 | 3.7354e-05 | 0.00013871 | 0 | 9.3987e-05 | 0.00011416 | 0 | 0.7009 | 0.8689 | 0 | 0 | 0.097183 | 0
7614 | 1 | 4.1216e-05 | 0.00013908 | 0 | 0.0001821 | 0.00011416 | 0 | 0.6669 | 0.8492 | 0 | 0 | 0.0019813 | 0
7615 | 1 | 5.553e-05 | 0.00013939 | 0 | 0.0001586 | 0.00011416 | 0 | 0.6371 | 0.8327 | 0 | 0 | 0.024135 | 0
7616 | 1 | 7.9517e-05 | 0.00013855 | 0 | 0.00014685 | 0.00011416 | 0 | 0.6199 | 0.8216 | 0 | 0 | 0.1973 | 0
7617 | 1 | 0.00010318 | 0.00013189 | 0 | 0.00016448 | 0.00011416 | 0.05 | 0.5923 | 0.808 | 0 | 0 | 0.24031 | 0.0042789
7618 | 1 | 0.00012606 | 0.00012196 | 0 | 0.00018797 | 0.00011416 | 0.06 | 0.5711 | 0.7955 | 0 | 0 | 0.13647 | 0.013082
7619 | 1 | 0.00013854 | 0.00011113 | 0 | 0.00020677 | 0.00011416 | 0.09 | 0.5677 | 0.7936 | 0 | 0 | 0.037535 | 0.085867
7620 | 1 | 0.00014181 | 0.0001032 | 0 | 0.00018797 | 0.00011416 | 0.09 | 0.5985 | 0.8082 | 0 | 0 | 0.0013373 | 0.017227
7621 | 1 | 0.00014098 | 0.00010148 | 0 | 0.00019032 | 0.00011416 | 0.12 | 0.5938 | 0.8066 | 0 | 0 | 0.089964 | 0.075972
7622 | 1 | 0.00013618 | 0.00010593 | 0 | 0.00021382 | 0.00011416 | 0.25 | 0.5447 | 0.7652 | 0 | 0 | 0.36702 | 0.059826
7623 | 1 | 0.00013149 | 0.00011604 | 0 | 0.00022322 | 0.00011416 | 0.05 | 0.4615 | 0.6819 | 0 | 0 | 0.47351 | 0.030509
7624 | 1 | 0.00012923 | 0.00012617 | 0 | 0.00022322 | 0.00011416 | 0.01 | 0.3967 | 0.6002 | 0 | 0 | 0.2906 | 0
7625 | 1 | 0.00014332 | 0.00013072 | 0 | 0.00016448 | 0.00011416 | 0 | 0.3725 | 0.5679 | 0 | 0 | 0.084345 | 0
7626 | 1 | 0.00016916 | 0.00013096 | 0 | 0.00011748 | 0.00011416 | 0 | 0.3842 | 0.5713 | 0 | 0 | 0.0018538 | 0
7627 | 1 | 0.00016108 | 0.00013126 | 0 | 8.8113e-05 | 0.00011416 | 0 | 0.4261 | 0.6144 | 0 | 0 | 0.019201 | 0
7628 | 1 | 0.00014721 | 0.00013277 | 0 | 5.8742e-05 | 0.00011416 | 0 | 0.4972 | 0.6796 | 0 | 0 | 0.16657 | 0
7629 | 1 | 0.00013105 | 0.00013135 | 0 | 3.7595e-05 | 0.00011416 | 0 | 0.5601 | 0.7431 | 0 | 0 | 0.20773 | 0
7630 | 1 | 0.00011507 | 0.00012015 | 0 | 2.3497e-05 | 0.00011416 | 0 | 0.6105 | 0.8291 | 0 | 0 | 0.12029 | 0
7631 | 1 | 0.00010124 | 9.8882e-05 | 0 | 9.3987e-06 | 0.00011416 | 0 | 0.6835 | 0.8933 | 0 | 0 | 0.034298 | 0
7632 | 1 | 8.3733e-05 | 7.6431e-05 | 0 | 5.8742e-06 | 0.00011416 | 0 | 0.7417 | 0.9296 | 0 | 0 | 0.0013373 | 0
7633 | 1 | 6.6328e-05 | 6.5546e-05 | 0 | 2.3497e-06 | 0.00011416 | 0 | 0.7756 | 0.9407 | 0 | 0 | 0.07614 | 0
7634 | 1 | 5.116e-05 | 5.9551e-05 | 0 | 1.1748e-06 | 0.00011416 | 0 | 0.8183 | 0.9429 | 0 | 0 | 0.31504 | 0
7635 | 1 | 4.2759e-05 | 5.6212e-05 | 0 | 1.4098e-05 | 0.00011416 | 0 | 0.8387 | 0.9518 | 0 | 0 | 0.40529 | 0
7636 | 1 | 3.9213e-05 | 5.2393e-05 | 0 | 3.7595e-05 | 0.00011416 | 0 | 0.8609 | 0.9687 | 0 | 0 | 0.24989 | 0
7637 | 1 | 3.8184e-05 | 4.9663e-05 | 0 | 9.3987e-05 | 0.00011416 | 0 | 0.8953 | 0.9717 | 0 | 0 | 0.07269 | 0
7638 | 1 | 3.9441e-05 | 4.8832e-05 | 0 | 0.0001821 | 0.00011416 | 0 | 0.9024 | 0.9696 | 0 | 0 | 0.0017319 | 0
7639 | 1 | 4.6525e-05 | 4.9496e-05 | 0 | 0.0001586 | 0.00011416 | 0 | 0.9049 | 0.9661 | 0 | 0 | 0.014991 | 0
7640 | 1 | 5.9904e-05 | 5.0068e-05 | 0 | 0.00014685 | 0.00011416 | 0 | 0.9015 | 0.9637 | 0 | 0 | 0.1392 | 0
7641 | 1 | 7.6446e-05 | 4.7818e-05 | 0 | 0.00016448 | 0.00011416 | 0.04 | 0.9005 | 0.9676 | 0 | 0 | 0.17824 | 0
7642 | 1 | 9.7091e-05 | 4.315e-05 | 0 | 0.00018797 | 0.00011416 | 0.04 | 0.9053 | 0.9713 | 0 | 0 | 0.10544 | 0
7643 | 1 | 0.00011277 | 3.7431e-05 | 0 | 0.00020677 | 0.00011416 | 0.01 | 0.9106 | 0.9722 | 0 | 0 | 0.031253 | 0
7644 | 1 | 0.00012428 | 3.2045e-05 | 0 | 0.00018797 | 0.00011416 | 0.03 | 0.913 | 0.9706 | 0 | 0 | 0.0013373 | 0
7645 | 1 | 0.00013101 | 2.9037e-05 | 0 | 0.00019032 | 0.00011416 | 0.03 | 0.9056 | 0.9631 | 0 | 0 | 0.061516 | 0
7646 | 1 | 0.00013041 | 2.9406e-05 | 0 | 0.00021382 | 0.00011416 | 0.01 | 0.8869 | 0.9493 | 0 | 0 | 0.25945 | 0.0095606
7647 | 1 | 0.00012652 | 3.2948e-05 | 0 | 0.00022322 | 0.00011416 | 0.01 | 0.8547 | 0.9291 | 0 | 0 | 0.33249 | 0
7648 | 1 | 0.00012434 | 3.8741e-05 | 0 | 0.00022322 | 0.00011416 | 0.06 | 0.8145 | 0.9079 | 0 | 0 | 0.20629 | 0
7649 | 1 | 0.00013425 | 4.3999e-05 | 0 | 0.00016448 | 0.00011416 | 0 | 0.7658 | 0.8814 | 0 | 0 | 0.060186 | 0
7650 | 1 | 0.00016286 | 4.7615e-05 | 0 | 0.00011748 | 0.00011416 | 0 | 0.7136 | 0.8492 | 0 | 0 | 0.0015928 | 0
7651 | 1 | 0.00016089 | 5.1415e-05 | 0 | 8.8113e-05 | 0.00011416 | 0 | 0.6758 | 0.833 | 0 | 0 | 0.010812 | 0
7652 | 1 | 0.00015186 | 5.5584e-05 | 0 | 5.8742e-05 | 0.00011416 | 0 | 0.6508 | 0.8103 | 0 | 0 | 0.11054 | 0
7653 | 1 | 0.00013734 | 6.0639e-05 | 0 | 3.7595e-05 | 0.00011416 | 0 | 0.6315 | 0.8105 | 0 | 0 | 0.1467 | 0
7654 | 1 | 0.00011826 | 6.5362e-05 | 0 | 2.3497e-05 | 0.00011416 | 0 | 0.6215 | 0.8176 | 0 | 0 | 0.089302 | 0
7655 | 1 | 9.8307e-05 | 6.8203e-05 | 0 | 9.3987e-06 | 0.00011416 | 0 | 0.6114 | 0.8069 | 0 | 0 | 0.027843 | 0
7656 | 1 | 7.4915e-05 | 7.062e-05 | 0 | 5.8742e-06 | 0.00011416 | 0 | 0.5907 | 0.806 | 0 | 0 | 0.0013373 | 0
7657 | 1 | 5.1637e-05 | 7.4328e-05 | 0 | 2.3497e-06 | 0.00011416 | 0 | 0.5748 | 0.7949 | 0 | 0 | 0.048895 | 0
7658 | 1 | 4.019e-05 | 7.8552e-05 | 0 | 1.1748e-06 | 0.00011416 | 0 | 0.579 | 0.8052 | 0 | 0 | 0.21082 | 0
7659 | 1 | 3.4816e-05 | 8.3091e-05 | 0 | 1.4098e-05 | 0.00011416 | 0 | 0.5827 | 0.8235 | 0 | 0 | 0.26898 | 0
7660 | 1 | 3.3333e-05 | 8.6208e-05 | 0 | 3.7595e-05 | 0.00011416 | 0 | 0.6209 | 0.8396 | 0 | 0 | 0.16807 | 0
7661 | 1 | 3.6142e-05 | 8.7278e-05 | 0 | 9.3987e-05 | 0.00011416 | 0 | 0.6599 | 0.8551 | 0 | 0 | 0.049205 | 0
7662 | 1 | 5.0105e-05 | 8.7647e-05 | 0 | 0.0001821 | 0.00011416 | 0 | 0.6974 | 0.8769 | 0 | 0 | 0.0014614 | 0
7663 | 1 | 9.1293e-05 | 8.8127e-05 | 0 | 0.0001586 | 0.00011416 | 0 | 0.7178 | 0.8888 | 0 | 0 | 0.0074916 | 0
7664 | 1 | 0.0001504 | 8.8441e-05 | 0 | 0.00014685 | 0.00011416 | 0 | 0.7305 | 0.8949 | 0 | 0 | 0.086105 | 0
7665 | 1 | 0.00018104 | 8.7039e-05 | 0 | 0.00016448 | 0.00011416 | 0.04 | 0.7206 | 0.8876 | 0 | 0 | 0.11912 | 0
7666 | 1 | 0.00019338 | 8.4161e-05 | 0 | 0.00018797 | 0.00011416 | 0.09 | 0.6882 | 0.859 | 0 | 0 | 0.0749 | 0
7667 | 1 | 0.0001968 | 7.8755e-05 | 0 | 0.00020677 | 0.00011416 | 0.07 | 0.653 | 0.8088 | 0 | 0 | 0.024691 | 0.0030309
7668 | 1 | 0.00020141 | 7.204e-05 | 0 | 0.00018797 | 0.00011416 | 0.05 | 0.6135 | 0.7534 | 0 | 0 | 0.0013373 | 0
7669 | 1 | 0.00019972 | 6.7041e-05 | 0 | 0.00019032 | 0.00011416 | 0.09 | 0.5535 | 0.6996 | 0 | 0 | 0.038131 | 0
7670 | 1 | 0.00020342 | 6.3406e-05 | 0 | 0.00021382 | 0.00011416 | 0.03 | 0.4938 | 0.641 | 0 | 0 | 0.16868 | 0
7671 | 1 | 0.00020183 | 6.4661e-05 | 0 | 0.00022322 | 0.00011416 | 0.01 | 0.4351 | 0.5713 | 0 | 0 | 0.21411 | 0
7672 | 1 | 0.00020017 | 7.2833e-05 | 0 | 0.00022322 | 0.00011416 | 0 | 0.4083 | 0.5196 | 0 | 0 | 0.1349 | 0
7673 | 1 | 0.00020825 | 8.3441e-05 | 0 | 0.00016448 | 0.00011416 | 0 | 0.3617 | 0.4432 | 0 | 0 | 0.039648 | 0
7674 | 1 | 0.00022632 | 8.8385e-05 | 0 | 0.00011748 | 0.00011416 | 0 | 0.3248 | 0.4192 | 0 | 0 | 0.0013373 | 0
7675 | 1 | 0.00020926 | 8.8551e-05 | 0 | 8.8113e-05 | 0.00011416 | 0 | 0.2893 | 0.4428 | 0 | 0 | 0.0049321 | 0
7676 | 1 | 0.00019447 | 9.0507e-05 | 0 | 5.8742e-05 | 0.00011416 | 0 | 0.268 | 0.4702 | 0 | 0 | 0.065567 | 0
7677 | 1 | 0.00017274 | 9.2702e-05 | 0 | 3.7595e-05 | 0.00011416 | 0 | 0.2675 | 0.4848 | 0 | 0 | 0.09524 | 0
7678 | 1 | 0.00014702 | 9.3256e-05 | 0 | 2.3497e-05 | 0.00011416 | 0 | 0.2976 | 0.5189 | 0 | 0 | 0.062136 | 0
7679 | 1 | 0.00011858 | 9.5027e-05 | 0 | 9.3987e-06 | 0.00011416 | 0 | 0.3059 | 0.5231 | 0 | 0 | 0.021786 | 0
7680 | 1 | 9.4327e-05 | 9.5082e-05 | 0 | 5.8742e-06 | 0.00011416 | 0 | 0.3232 | 0.5348 | 0 | 0 | 0.0013373 | 0
7681 | 1 | 7.743e-05 | 9.3459e-05 | 0 | 2.3497e-06 | 0.00011416 | 0 | 0.3672 | 0.5669 | 0 | 0 | 0.029075 | 0
7682 | 1 | 6.2856e-05 | 9.1485e-05 | 0 | 1.1748e-06 | 0.00011416 | 0 | 0.3648 | 0.4644 | 0 | 0 | 0.13256 | 0
7683 | 1 | 5.66e-05 | 9.0654e-05 | 0 | 1.4098e-05 | 0.00011416 | 0 | 0.3351 | 0.3411 | 0 | 0 | 0.16727 | 0
7684 | 1 | 5.4309e-05 | 8.6522e-05 | 0 | 3.7595e-05 | 0.00011416 | 0 | 0.3349 | 0.2343 | 0 | 0 | 0.1064 | 0
7685 | 1 | 5.6156e-05 | 8.381e-05 | 0 | 9.3987e-05 | 0.00011416 | 0 | 0.3427 | 0.1507 | 0 | 0 | 0.031417 | 0
7686 | 1 | 6.9183e-05 | 7.8239e-05 | 0 | 0.0001821 | 0.00011416 | 0 | 0.3445 | 0.1236 | 0 | 0 | 0.0012206 | 0
7687 | 1 | 0.00010834 | 7.062e-05 | 0 | 0.0001586 | 0.00011416 | 0 | 0.354 | 0.1569 | 0 | 0 | 0.0030341 | 0
7688 | 1 | 0.00016505 | 6.5528e-05 | 0 | 0.00014685 | 0.00011416 | 0 | 0.3596 | 0.2412 | 0 | 0 | 0.048587 | 0
7689 | 1 | 0.00019299 | 5.8628e-05 | 0 | 0.00016448 | 0.00011416 | 0.07 | 0.3501 | 0.3018 | 0 | 0 | 0.074782 | 0.088196
7690 | 1 | 0.000206 | 5.219e-05 | 0 | 0.00018797 | 0.00011416 | 0.01 | 0.3031 | 0.2626 | 0 | 0 | 0.050911 | 0.017093
7691 | 1 | 0.00020745 | 4.494e-05 | 0 | 0.00020677 | 0.00011416 | 0.04 | 0.298 | 0.2913 | 0 | 0 | 0.019119 | 0.12254
7692 | 1 | 0.00020819 | 4.0254e-05 | 0 | 0.00018797 | 0.00011416 | 0.26 | 0.3703 | 0.4059 | 0 | 0 | 0.0013373 | 0
7693 | 1 | 0.00020265 | 4.3003e-05 | 0 | 0.00019032 | 0.00011416 | 0.02 | 0.4321 | 0.475 | 0 | 0 | 0.022727 | 0
7694 | 1 | 0.00020578 | 5.0087e-05 | 0 | 0.00021382 | 0.00011416 | 0.05 | 0.4657 | 0.5696 | 0 | 0 | 0.10674 | 0
7695 | 1 | 0.00020528 | 5.6765e-05 | 0 | 0.00022322 | 0.00011416 | 0.03 | 0.5141 | 0.7007 | 0 | 0 | 0.1339 | 0.0080563
7696 | 1 | 0.00020476 | 5.9477e-05 | 0 | 0.00022322 | 0.00011416 | 0 | 0.6012 | 0.8194 | 0 | 0 | 0.085976 | 0
7697 | 1 | 0.00021749 | 5.6488e-05 | 0 | 0.00016448 | 0.00011416 | 0 | 0.7077 | 0.906 | 0 | 0 | 0.025498 | 0
7698 | 1 | 0.00023669 | 4.5862e-05 | 0 | 0.00011748 | 0.00011416 | 0 | 0.8392 | 0.9696 | 0 | 0 | 0.0011286 | 0
7699 | 1 | 0.0002219 | 3.0126e-05 | 0 | 8.8113e-05 | 0.00011416 | 0 | 0.9197 | 0.9848 | 0 | 0 | 0.0018864 | 0
7700 | 1 | 0.00020817 | 2.4702e-05 | 0 | 5.8742e-05 | 0.00011416 | 0 | 0.9571 | 0.9851 | 0 | 0 | 0.036909 | 0
7701 | 1 | 0.00018687 | 3.6158e-05 | 0 | 3.7595e-05 | 0.00011416 | 0 | 0.961 | 0.9835 | 0 | 0 | 0.060161 | 0
7702 | 1 | 0.00016128 | 4.8205e-05 | 0 | 2.3497e-05 | 0.00011416 | 0 | 0.9651 | 0.9781 | 0 | 0 | 0.042662 | 0
7703 | 1 | 0.00013154 | 5.5898e-05 | 0 | 9.3987e-06 | 0.00011416 | 0 | 0.9693 | 0.9775 | 0 | 0 | 0.01707 | 0
7704 | 1 | 0.00010552 | 5.9569e-05 | 0 | 5.8742e-06 | 0.00011416 | 0 | 0.9714 | 0.9699 | 0 | 0 | 0.0013373 | 0
7705 | 1 | 8.2277e-05 | 5.9053e-05 | 0 | 2.3497e-06 | 0.00011416 | 0 | 0.9708 | 0.9693 | 0 | 0 | 0.018372 | 0
7706 | 1 | 6.5478e-05 | 6.1285e-05 | 0 | 1.1748e-06 | 0.00011416 | 0 | 0.969 | 0.9721 | 0 | 0 | 0.088676 | 0
7707 | 1 | 5.6813e-05 | 7.0989e-05 | 0 | 1.4098e-05 | 0.00011416 | 0 | 0.9659 | 0.9819 | 0 | 0 | 0.11065 | 0
7708 | 1 | 5.3544e-05 | 8.1781e-05 | 0 | 3.7595e-05 | 0.00011416 | 0 | 0.946 | 0.9829 | 0 | 0 | 0.071659 | 0
7709 | 1 | 5.339e-05 | 9.309e-05 | 0 | 9.3987e-05 | 0.00011416 | 0 | 0.8942 | 0.9576 | 0 | 0 | 0.021338 | 0
7710 | 1 | 6.4758e-05 | 0.0001022 | 0 | 0.0001821 | 0.00011416 | 0 | 0.7981 | 0.9128 | 0 | 0 | 0.0010584 | 0
7711 | 1 | 0.00010181 | 0.00010831 | 0 | 0.0001586 | 0.00011416 | 0 | 0.6811 | 0.8365 | 0 | 0 | 0.0012111 | 0
7712 | 1 | 0.00015653 | 0.00011311 | 0 | 0.00014685 | 0.00011416 | 0 | 0.5653 | 0.723 | 0 | 0 | 0.029044 | 0
7713 | 1 | 0.00018401 | 0.00010538 | 0 | 0.00016448 | 0.00011416 | 0.07 | 0.4852 | 0.6681 | 0 | 0 | 0.049941 | 0.066835
7714 | 1 | 0.00019532 | 8.8976e-05 | 0 | 0.00018797 | 0.00011416 | 0.42 | 0.4662 | 0.686 | 0 | 0 | 0.036744 | 0.24993
7715 | 1 | 0.00019796 | 7.0085e-05 | 0 | 0.00020677 | 0.00011416 | 0.07 | 0.5548 | 0.7286 | 0 | 0 | 0.01554 | 0.018586
7716 | 1 | 0.00020145 | 5.5345e-05 | 0 | 0.00018797 | 0.00011416 | 0.27 | 0.6538 | 0.8064 | 0 | 0 | 0.0013373 | 0
7717 | 1 | 0.00019797 | 4.9995e-05 | 0 | 0.00019032 | 0.00011416 | 0.02 | 0.7216 | 0.8674 | 0 | 0 | 0.014612 | 0.1249
7718 | 1 | 0.00020333 | 5.3776e-05 | 0 | 0.00021382 | 0.00011416 | 0.09 | 0.7587 | 0.9109 | 0 | 0 | 0.072776 | 0.026464
7719 | 1 | 0.00020267 | 5.8721e-05 | 0 | 0.00022322 | 0.00011416 | 0.09 | 0.8103 | 0.9453 | 0 | 0 | 0.090263 | 0
7720 | 1 | 0.00020348 | 6.503e-05 | 0 | 0.00022322 | 0.00011416 | 0.07 | 0.8559 | 0.9648 | 0 | 0 | 0.059026 | 0.037239
7721 | 1 | 0.00021273 | 7.3867e-05 | 0 | 0.00016448 | 0.00011416 | 0 | 0.8806 | 0.9707 | 0 | 0 | 0.017657 | 0
7722 | 1 | 0.00023538 | 7.8183e-05 | 0 | 0.00011748 | 0.00011416 | 0 | 0.8978 | 0.9733 | 0 | 0 | 0.00099127 | 0
7723 | 1 | 0.00021739 | 7.5416e-05 | 0 | 8.8113e-05 | 0.00011416 | 0 | 0.9107 | 0.972 | 0 | 0 | 0.00071998 | 0
7724 | 1 | 0.00020436 | 6.8922e-05 | 0 | 5.8742e-05 | 0.00011416 | 0 | 0.899 | 0.9617 | 0 | 0 | 0.022384 | 0
7725 | 1 | 0.0001839 | 6.4661e-05 | 0 | 3.7595e-05 | 0.00011416 | 0 | 0.8724 | 0.9479 | 0 | 0 | 0.04095 | 0
7726 | 1 | 0.00015961 | 6.3148e-05 | 0 | 2.3497e-05 | 0.00011416 | 0 | 0.8653 | 0.9523 | 0 | 0 | 0.0314 | 0
7727 | 1 | 0.00012969 | 6.669e-05 | 0 | 9.3987e-06 | 0.00011416 | 0 | 0.8594 | 0.9536 | 0 | 0 | 0.014105 | 0
7728 | 1 | 0.00010379 | 7.2557e-05 | 0 | 5.8742e-06 | 0.00011416 | 0 | 0.867 | 0.9615 | 0 | 0 | 0.0013373 | 0
7729 | 1 | 7.4298e-05 | 7.6708e-05 | 0 | 2.3497e-06 | 0.00011416 | 0 | 0.88 | 0.9693 | 0 | 0 | 0.012942 | 0
7730 | 1 | 5.9076e-05 | 7.7685e-05 | 0 | 1.1748e-06 | 0.00011416 | 0 | 0.8978 | 0.9756 | 0 | 0 | 0.065594 | 0
7731 | 1 | 5.1125e-05 | 7.8386e-05 | 0 | 1.4098e-05 | 0.00011416 | 0 | 0.8987 | 0.9737 | 0 | 0 | 0.081082 | 0
7732 | 1 | 4.7489e-05 | 8.0065e-05 | 0 | 3.7595e-05 | 0.00011416 | 0 | 0.8888 | 0.9675 | 0 | 0 | 0.053309 | 0
7733 | 1 | 4.8012e-05 | 8.2445e-05 | 0 | 9.3987e-05 | 0.00011416 | 0 | 0.8781 | 0.9633 | 0 | 0 | 0.015987 | 0
7734 | 1 | 6.0662e-05 | 8.4087e-05 | 0 | 0.0001821 | 0.00011416 | 0 | 0.8693 | 0.959 | 0 | 0 | 0.00095877 | 0
7735 | 1 | 9.8497e-05 | 8.5544e-05 | 0 | 0.0001586 | 0.00011416 | 0 | 0.8584 | 0.9494 | 0 | 0 | 0.00053427 | 0
7736 | 1 | 0.00015614 | 8.7075e-05 | 0 | 0.00014685 | 0.00011416 | 0 | 0.8286 | 0.9273 | 0 | 0 | 0.019475 | 0
7737 | 1 | 0.00018282 | 8.4567e-05 | 0 | 0.00016448 | 0.00011416 | 0.08 | 0.7869 | 0.8994 | 0 | 0 | 0.03689 | 0.08843
7738 | 1 | 0.0001942 | 7.7058e-05 | 0 | 0.00018797 | 0.00011416 | 0.07 | 0.7586 | 0.8788 | 0 | 0 | 0.028935 | 0
7739 | 1 | 0.00019711 | 7.0952e-05 | 0 | 0.00020677 | 0.00011416 | 0.06 | 0.7482 | 0.8646 | 0 | 0 | 0.013421 | 0.056394
7740 | 1 | 0.00020104 | 7.0841e-05 | 0 | 0.00018797 | 0.00011416 | 0.04 | 0.7264 | 0.8442 | 0 | 0 | 0.0013373 | 0.0030197
7741 | 1 | 0.00019791 | 7.6634e-05 | 0 | 0.00019032 | 0.00011416 | 0.03 | 0.678 | 0.8169 | 0 | 0 | 0.012157 | 0.0030754
7742 | 1 | 0.00020027 | 8.56e-05 | 0 | 0.00021382 | 0.00011416 | 0.02 | 0.6146 | 0.7971 | 0 | 0 | 0.062188 | 0
7743 | 1 | 0.00020066 | 9.6816e-05 | 0 | 0.00022322 | 0.00011416 | 0 | 0.54 | 0.762 | 0 | 0 | 0.076735 | 0
7744 | 1 | 0.0002034 | 0.00010851 | 0 | 0.00022322 | 0.00011416 | 0 | 0.4699 | 0.7088 | 0 | 0 | 0.050594 | 0
7745 | 1 | 0.00021613 | 0.00011822 | 0 | 0.00016448 | 0.00011416 | 0 | 0.3956 | 0.6599 | 0 | 0 | 0.015193 | 0
7746 | 1 | 0.00022922 | 0.00012427 | 0 | 0.00011748 | 0.00011416 | 0 | 0.3349 | 0.6057 | 0 | 0 | 0.00094279 | 0
7747 | 1 | 0.00021265 | 0.00012877 | 0 | 8.8113e-05 | 0.00011416 | 0 | 0.3085 | 0.6003 | 0 | 0 | 0.00045479 | 0
7748 | 1 | 0.00019738 | 0.00013161 | 0 | 5.8742e-05 | 0.00011416 | 0 | 0.3001 | 0.5905 | 0 | 0 | 0.01812 | 0
7749 | 1 | 0.00017598 | 0.00013229 | 0 | 3.7595e-05 | 0.00011416 | 0 | 0.3225 | 0.607 | 0 | 0 | 0.034965 | 0
7750 | 1 | 0.00014874 | 0.00013111 | 0 | 2.3497e-05 | 0.00011416 | 0 | 0.3569 | 0.6259 | 0 | 0 | 0.027752 | 0
7751 | 1 | 0.00011901 | 0.00012984 | 0 | 9.3987e-06 | 0.00011416 | 0 | 0.3964 | 0.6574 | 0 | 0 | 0.013088 | 0
7752 | 1 | 9.4321e-05 | 0.00013148 | 0 | 5.8742e-06 | 0.00011416 | 0 | 0.4041 | 0.6409 | 0 | 0 | 0.0013373 | 0
7753 | 1 | 7.803e-05 | 0.000135 | 0 | 2.3497e-06 | 0.00011416 | 0 | 0.4284 | 0.6467 | 0 | 0 | 0.012157 | 0
7754 | 1 | 6.1357e-05 | 0.0001367 | 0 | 1.1748e-06 | 0.00011416 | 0 | 0.4455 | 0.6688 | 0 | 0 | 0.062188 | 0
7755 | 1 | 5.2511e-05 | 0.0001382 | 0 | 1.4098e-05 | 0.00011416 | 0 | 0.4528 | 0.681 | 0 | 0 | 0.076735 | 0
7756 | 1 | 4.8787e-05 | 0.00013989 | 0 | 3.7595e-05 | 0.00011416 | 0 | 0.4512 | 0.6877 | 0 | 0 | 0.050594 | 0
7757 | 1 | 4.952e-05 | 0.00014318 | 0 | 9.3987e-05 | 0.00011416 | 0 | 0.447 | 0.6726 | 0 | 0 | 0.015193 | 0
7758 | 1 | 6.1654e-05 | 0.00014836 | 0 | 0.0001821 | 0.00011416 | 0 | 0.4113 | 0.615 | 0 | 0 | 0.00094279 | 0
7759 | 1 | 9.8687e-05 | 0.0001538 | 0 | 0.0001586 | 0.00011416 | 0 | 0.3822 | 0.5662 | 0 | 0 | 0.00045479 | 0
7760 | 1 | 0.00015569 | 0.00015823 | 0 | 0.00014685 | 0.00011416 | 0 | 0.3538 | 0.5286 | 0 | 0 | 0.01812 | 0
7761 | 1 | 0.00018829 | 0.00015502 | 0 | 0.00016448 | 0.00011416 | 0.01 | 0.323 | 0.4838 | 0 | 0 | 0.034965 | 0.11635
7762 | 1 | 0.00020056 | 0.00014984 | 0 | 0.00018797 | 0.00011416 | 0.06 | 0.2914 | 0.4575 | 0 | 0 | 0.027752 | 0.30765
7763 | 1 | 0.00020242 | 0.00014711 | 0 | 0.00020677 | 0.00011416 | 0.18 | 0.2739 | 0.4409 | 0 | 0 | 0.013088 | 0.053865
7764 | 1 | 0.00020404 | 0.00014556 | 0 | 0.00018797 | 0.00011416 | 0.09 | 0.2692 | 0.4487 | 0 | 0 | 0.0013373 | 0.033562
7765 | 1 | 0.00019918 | 0.00014574 | 0 | 0.00019032 | 0.00011416 | 0.06 | 0.2783 | 0.4756 | 0 | 0 | 0.01376 | 0.0062177
7766 | 1 | 0.0001995 | 0.00014925 | 0 | 0.00021382 | 0.00011416 | 0.11 | 0.2944 | 0.5107 | 0 | 0 | 0.069123 | 0.44391
7767 | 1 | 0.00019424 | 0.00015449 | 0 | 0.00022322 | 0.00011416 | 0.04 | 0.3089 | 0.5373 | 0 | 0 | 0.08559 | 0.021283
7768 | 1 | 0.00018899 | 0.00016727 | 0 | 0.00022322 | 0.00011416 | 0.06 | 0.3364 | 0.5634 | 0 | 0 | 0.056119 | 0
7769 | 1 | 0.00019327 | 0.00018136 | 0 | 0.00016448 | 0.00011416 | 0 | 0.3606 | 0.5835 | 0 | 0 | 0.016808 | 0
7770 | 1 | 0.00021801 | 0.00018749 | 0 | 0.00011748 | 0.00011416 | 0 | 0.3503 | 0.5698 | 0 | 0 | 0.00097493 | 0
7771 | 1 | 0.00020162 | 0.00019098 | 0 | 8.8113e-05 | 0.00011416 | 0 | 0.3641 | 0.5711 | 0 | 0 | 0.00062252 | 0
7772 | 1 | 0.00018271 | 0.00019264 | 0 | 5.8742e-05 | 0.00011416 | 0 | 0.3705 | 0.5771 | 0 | 0 | 0.020896 | 0
7773 | 1 | 0.00016138 | 0.0001931 | 0 | 3.7595e-05 | 0.00011416 | 0 | 0.3747 | 0.5987 | 0 | 0 | 0.038885 | 0
7774 | 1 | 0.00013619 | 0.0001917 | 0 | 2.3497e-05 | 0.00011416 | 0 | 0.3822 | 0.6353 | 0 | 0 | 0.030151 | 0
7775 | 1 | 0.00011103 | 0.00018766 | 0 | 9.3987e-06 | 0.00011416 | 0 | 0.4055 | 0.6671 | 0 | 0 | 0.01376 | 0
7776 | 1 | 9.2078e-05 | 0.0001845 | 0 | 5.8742e-06 | 0.00011416 | 0 | 0.3993 | 0.6618 | 0 | 0 | 0.0013373 | 0
7777 | 1 | 7.1153e-05 | 0.00018487 | 0 | 2.3497e-06 | 0.00011416 | 0 | 0.3861 | 0.6491 | 0 | 0 | 0.015499 | 0
7778 | 1 | 5.3562e-05 | 0.00018895 | 0 | 1.1748e-06 | 0.00011416 | 0 | 0.3573 | 0.6255 | 0 | 0 | 0.076556 | 0
7779 | 1 | 4.2399e-05 | 0.00019616 | 0 | 1.4098e-05 | 0.00011416 | 0 | 0.3189 | 0.5897 | 0 | 0 | 0.095102 | 0
7780 | 1 | 3.6045e-05 | 0.00020468 | 0 | 3.7595e-05 | 0.00011416 | 0 | 0.2824 | 0.5564 | 0 | 0 | 0.062032 | 0
7781 | 1 | 3.4392e-05 | 0.00020994 | 0 | 9.3987e-05 | 0.00011416 | 0 | 0.2612 | 0.5158 | 0 | 0 | 0.018534 | 0
7782 | 1 | 3.7886e-05 | 0.0002142 | 0 | 0.0001821 | 0.00011416 | 0 | 0.2442 | 0.452 | 0 | 0 | 0.0010078 | 0
7783 | 1 | 5.3484e-05 | 0.00021819 | 0 | 0.0001586 | 0.00011416 | 0 | 0.2147 | 0.3379 | 0 | 0 | 0.00082711 | 0
7784 | 1 | 8.0251e-05 | 0.00022055 | 0 | 0.00014685 | 0.00011416 | 0 | 0.1824 | 0.1922 | 0 | 0 | 0.023942 | 0
7785 | 1 | 0.00010569 | 0.00021621 | 0 | 0.00016448 | 0.00011416 | 0 | 0.1302 | 0.1175 | 0 | 0 | 0.043087 | 0
7786 | 1 | 0.00012939 | 0.00020533 | 0 | 0.00018797 | 0.00011416 | 0.29 | 0.1071 | 0.236 | 0 | 0 | 0.032684 | 0.25058
7787 | 1 | 0.00013952 | 0.00019332 | 0 | 0.00020677 | 0.00011416 | 0.11 | 0.1334 | 0.4921 | 0 | 0 | 0.014455 | 0.15697
7788 | 1 | 0.00014019 | 0.00018631 | 0 | 0.00018797 | 0.00011416 | 0.03 | 0.2408 | 0.6346 | 0 | 0 | 0.0013373 | 0.040059
7789 | 1 | 0.00014093 | 0.00018507 | 0 | 0.00019032 | 0.00011416 | 0.02 | 0.3963 | 0.7517 | 0 | 0 | 0.017378 | 0
7790 | 1 | 0.00014056 | 0.000185 | 0 | 0.00021382 | 0.00011416 | 0.03 | 0.5052 | 0.7811 | 0 | 0 | 0.084504 | 0
7791 | 1 | 0.0001378 | 0.00018686 | 0 | 0.00022322 | 0.00011416 | 0.04 | 0.5305 | 0.7537 | 0 | 0 | 0.10529 | 0.069309
7792 | 1 | 0.00013468 | 0.00019544 | 0 | 0.00022322 | 0.00011416 | 0.01 | 0.5101 | 0.7193 | 0 | 0 | 0.068347 | 0.011176
7793 | 1 | 0.00014496 | 0.00020459 | 0 | 0.00016448 | 0.00011416 | 0 | 0.475 | 0.701 | 0 | 0 | 0.020374 | 0
7794 | 1 | 0.00016944 | 0.00021241 | 0 | 0.00011748 | 0.00011416 | 0 | 0.4554 | 0.6932 | 0 | 0 | 0.0010414 | 0
7795 | 1 | 0.00016113 | 0.00021815 | 0 | 8.8113e-05 | 0.00011416 | 0 | 0.4299 | 0.6904 | 0 | 0 | 0.0010722 | 0
7796 | 1 | 0.00014636 | 0.0002209 | 0 | 5.8742e-05 | 0.00011416 | 0 | 0.3888 | 0.6529 | 0 | 0 | 0.02727 | 0
7797 | 1 | 0.00012864 | 0.00022129 | 0 | 3.7595e-05 | 0.00011416 | 0 | 0.3438 | 0.5926 | 0 | 0 | 0.047581 | 0
7798 | 1 | 0.00011054 | 0.00022225 | 0 | 2.3497e-05 | 0.00011416 | 0 | 0.3186 | 0.5447 | 0 | 0 | 0.035355 | 0
7799 | 1 | 9.3582e-05 | 0.00022557 | 0 | 9.3987e-06 | 0.00011416 | 0 | 0.3172 | 0.5255 | 0 | 0 | 0.015172 | 0
7800 | 1 | 7.4079e-05 | 0.00022974 | 0 | 5.8742e-06 | 0.00011416 | 0 | 0.3232 | 0.5099 | 0 | 0 | 0.0013373 | 0
7801 | 1 | 5.0352e-05 | 0.00023392 | 0 | 2.3497e-06 | 0.00011416 | 0 | 0.324 | 0.4695 | 0 | 0 | 0.020473 | 0
7802 | 1 | 3.3679e-05 | 0.00023472 | 0 | 1.1748e-06 | 0.00011416 | 0 | 0.31 | 0.4331 | 0 | 0 | 0.097428 | 0
7803 | 1 | 2.5069e-05 | 0.00023472 | 0 | 1.4098e-05 | 0.00011416 | 0 | 0.3004 | 0.4491 | 0 | 0 | 0.12191 | 0
7804 | 1 | 2.0461e-05 | 0.00023176 | 0 | 3.7595e-05 | 0.00011416 | 0 | 0.3036 | 0.4745 | 0 | 0 | 0.0786 | 0
7805 | 1 | 1.9586e-05 | 0.00022903 | 0 | 9.3987e-05 | 0.00011416 | 0 | 0.3117 | 0.4886 | 0 | 0 | 0.023356 | 0
7806 | 1 | 2.2129e-05 | 0.00022634 | 0 | 0.0001821 | 0.00011416 | 0 | 0.3156 | 0.4977 | 0 | 0 | 0.0010931 | 0
7807 | 1 | 2.9021e-05 | 0.00022667 | 0 | 0.0001586 | 0.00011416 | 0 | 0.3106 | 0.4859 | 0 | 0 | 0.0015239 | 0
7808 | 1 | 4.2296e-05 | 0.00022848 | 0 | 0.00014685 | 0.00011416 | 0 | 0.3068 | 0.4717 | 0 | 0 | 0.032819 | 0
7809 | 1 | 5.8954e-05 | 0.00022116 | 0 | 0.00016448 | 0.00011416 | 0.14 | 0.2892 | 0.4331 | 0 | 0 | 0.054893 | 0.11819
7810 | 1 | 7.8596e-05 | 0.00020983 | 0 | 0.00018797 | 0.00011416 | 0.49 | 0.2435 | 0.3569 | 0 | 0 | 0.039629 | 0.16589
7811 | 1 | 9.2661e-05 | 0.00020011 | 0 | 0.00020677 | 0.00011416 | 0.17 | 0.2196 | 0.2884 | 0 | 0 | 0.016293 | 0.055057
7812 | 1 | 9.9392e-05 | 0.0001945 | 0 | 0.00018797 | 0.00011416 | 0.38 | 0.2286 | 0.2661 | 0 | 0 | 0.0013373 | 0.39198
7813 | 1 | 0.00010669 | 0.00019241 | 0 | 0.00019032 | 0.00011416 | 0.22 | 0.2442 | 0.2765 | 0 | 0 | 0.023914 | 0.019021
7814 | 1 | 0.00010628 | 0.00019461 | 0 | 0.00021382 | 0.00011416 | 0.12 | 0.252 | 0.2969 | 0 | 0 | 0.11161 | 0.5203
7815 | 1 | 0.00010389 | 0.00020347 | 0 | 0.00022322 | 0.00011416 | 0.08 | 0.27 | 0.3307 | 0 | 0 | 0.14018 | 0.35269
7816 | 1 | 0.00010272 | 0.00022166 | 0 | 0.00022322 | 0.00011416 | 0.03 | 0.3066 | 0.3773 | 0 | 0 | 0.089831 | 0
7817 | 1 | 0.00011672 | 0.00023366 | 0 | 0.00016448 | 0.00011416 | 0 | 0.3411 | 0.4269 | 0 | 0 | 0.026617 | 0
7818 | 1 | 0.00015114 | 0.00023824 | 0 | 0.00011748 | 0.00011416 | 0 | 0.3614 | 0.4482 | 0 | 0 | 0.0011466 | 0
7819 | 1 | 0.00014906 | 0.00024104 | 0 | 8.8113e-05 | 0.00011416 | 0 | 0.3714 | 0.4707 | 0 | 0 | 0.0020875 | 0
7820 | 1 | 0.00013954 | 0.00024221 | 0 | 5.8742e-05 | 0.00011416 | 0 | 0.3682 | 0.479 | 0 | 0 | 0.039075 | 0
7821 | 1 | 0.00012583 | 0.00024287 | 0 | 3.7595e-05 | 0.00011416 | 0 | 0.3714 | 0.4911 | 0 | 0 | 0.062917 | 0
7822 | 1 | 0.0001069 | 0.00024248 | 0 | 2.3497e-05 | 0.00011416 | 0 | 0.3702 | 0.4958 | 0 | 0 | 0.044234 | 0
7823 | 1 | 8.7431e-05 | 0.00024206 | 0 | 9.3987e-06 | 0.00011416 | 0 | 0.3641 | 0.4782 | 0 | 0 | 0.017467 | 0
7824 | 1 | 6.1947e-05 | 0.00024311 | 0 | 5.8742e-06 | 0.00011416 | 0 | 0.342 | 0.4215 | 0 | 0 | 0.0013373 | 0
7825 | 1 | 4.3302e-05 | 0.00024844 | 0 | 2.3497e-06 | 0.00011416 | 0 | 0.2989 | 0.3515 | 0 | 0 | 0.027722 | 0
7826 | 1 | 3.0697e-05 | 0.0002549 | 0 | 1.1748e-06 | 0.00011416 | 0 | 0.2699 | 0.3071 | 0 | 0 | 0.1271 | 0
7827 | 1 | 2.5272e-05 | 0.00026001 | 0 | 1.4098e-05 | 0.00011416 | 0 | 0.2362 | 0.2529 | 0 | 0 | 0.1602 | 0
7828 | 1 | 2.2589e-05 | 0.00026612 | 0 | 3.7595e-05 | 0.00011416 | 0 | 0.1909 | 0.1957 | 0 | 0 | 0.10208 | 0
7829 | 1 | 2.6352e-05 | 0.0002718 | 0 | 9.3987e-05 | 0.00011416 | 0 | 0.1388 | 0.138 | 0 | 0 | 0.030167 | 0
7830 | 1 | 4.1962e-05 | 0.00027683 | 0 | 0.0001821 | 0.00011416 | 0 | 0.0883 | 0.0894 | 0 | 0 | 0.0012018 | 0
7831 | 1 | 8.1597e-05 | 0.00027571 | 0 | 0.0001586 | 0.00011416 | 0 | 0.0472 | 0.053 | 0 | 0 | 0.0027751 | 0
7832 | 1 | 0.0001436 | 0.00026464 | 0 | 0.00014685 | 0.00011416 | 0 | 0.0177 | 0.0244 | 0 | 0 | 0.046078 | 0
7833 | 1 | 0.0001757 | 0.00023735 | 0 | 0.00016448 | 0.00011416 | 0.18 | 0.0028 | 0.0067 | 0 | 0 | 0.071687 | 0.066489
7834 | 1 | 0.00018619 | 0.00021551 | 0 | 0.00018797 | 0.00011416 | 0.45 | 0.001 | 0.0044 | 0 | 0 | 0.049183 | 0.41167
7835 | 1 | 0.00018569 | 0.00019819 | 0 | 0.00020677 | 0.00011416 | 0.55 | 0.0074 | 0.0163 | 0 | 0 | 0.018696 | 0.45513
7836 | 1 | 0.00018383 | 0.00017989 | 0 | 0.00018797 | 0.00011416 | 0.37 | 0.0255 | 0.0454 | 0 | 0 | 0.0013373 | 0.32036
7837 | 1 | 0.0001797 | 0.00017094 | 0 | 0.00019032 | 0.00011416 | 0.39 | 0.0579 | 0.0939 | 0 | 0 | 0.031913 | 0.29454
7838 | 1 | 0.00018348 | 0.00017264 | 0 | 0.00021382 | 0.00011416 | 0.25 | 0.0984 | 0.1625 | 0 | 0 | 0.14396 | 0.073677
7839 | 1 | 0.00018563 | 0.00018531 | 0 | 0.00022322 | 0.00011416 | 0.05 | 0.1465 | 0.2429 | 0 | 0 | 0.18203 | 0.01794
7840 | 1 | 0.00018593 | 0.00021654 | 0 | 0.00022322 | 0.00011416 | 0.04 | 0.2078 | 0.3194 | 0 | 0 | 0.1154 | 0
7841 | 1 | 0.00019786 | 0.00022998 | 0 | 0.00016448 | 0.00011416 | 0 | 0.2634 | 0.3848 | 0 | 0 | 0.03402 | 0
7842 | 1 | 0.00022193 | 0.00023105 | 0 | 0.00011748 | 0.00011416 | 0 | 0.2972 | 0.4429 | 0 | 0 | 0.0012587 | 0
7843 | 1 | 0.00020513 | 0.00023267 | 0 | 8.8113e-05 | 0.00011416 | 0 | 0.3137 | 0.4946 | 0 | 0 | 0.0035994 | 0
7844 | 1 | 0.00019 | 0.00023494 | 0 | 5.8742e-05 | 0.00011416 | 0 | 0.3321 | 0.5435 | 0 | 0 | 0.053873 | 0
7845 | 1 | 0.00016746 | 0.00023735 | 0 | 3.7595e-05 | 0.00011416 | 0 | 0.3374 | 0.5834 | 0 | 0 | 0.081237 | 0
7846 | 1 | 0.00014158 | 0.00024008 | 0 | 2.3497e-05 | 0.00011416 | 0 | 0.342 | 0.6141 | 0 | 0 | 0.054488 | 0
7847 | 1 | 0.00011194 | 0.0002425 | 0 | 9.3987e-06 | 0.00011416 | 0 | 0.3604 | 0.6454 | 0 | 0 | 0.019982 | 0
7848 | 1 | 8.4773e-05 | 0.00024516 | 0 | 5.8742e-06 | 0.00011416 | 0 | 0.3794 | 0.6699 | 0 | 0 | 0.0013373 | 0
7849 | 1 | 6.8105e-05 | 0.00024652 | 0 | 2.3497e-06 | 0.00011416 | 0 | 0.4021 | 0.6892 | 0 | 0 | 0.03493 | 0
7850 | 1 | 5.3268e-05 | 0.00024719 | 0 | 1.1748e-06 | 0.00011416 | 0 | 0.4305 | 0.7135 | 0 | 0 | 0.15599 | 0
7851 | 1 | 4.5693e-05 | 0.00024769 | 0 | 1.4098e-05 | 0.00011416 | 0 | 0.4494 | 0.7313 | 0 | 0 | 0.19764 | 0
7852 | 1 | 4.3005e-05 | 0.00024804 | 0 | 3.7595e-05 | 0.00011416 | 0 | 0.474 | 0.7511 | 0 | 0 | 0.1249 | 0
7853 | 1 | 4.5152e-05 | 0.00024822 | 0 | 9.3987e-05 | 0.00011416 | 0 | 0.513 | 0.7745 | 0 | 0 | 0.036762 | 0
7854 | 1 | 5.7901e-05 | 0.00024881 | 0 | 0.0001821 | 0.00011416 | 0 | 0.561 | 0.8023 | 0 | 0 | 0.0012976 | 0
7855 | 1 | 9.6807e-05 | 0.00025007 | 0 | 0.0001586 | 0.00011416 | 0 | 0.604 | 0.8299 | 0 | 0 | 0.0042308 | 0
7856 | 1 | 0.00015823 | 0.00025232 | 0 | 0.00014685 | 0.00011416 | 0 | 0.6408 | 0.8597 | 0 | 0 | 0.059529 | 0
7857 | 1 | 0.00019189 | 0.00025276 | 0 | 0.00016448 | 0.00011416 | 0.01 | 0.6802 | 0.8841 | 0 | 0 | 0.088053 | 0
7858 | 1 | 0.00020606 | 0.00025034 | 0 | 0.00018797 | 0.00011416 | 0.16 | 0.7463 | 0.8922 | 0 | 0 | 0.058228 | 0.09877
7859 | 1 | 0.00021013 | 0.00024807 | 0 | 0.00020677 | 0.00011416 | 0.03 | 0.7506 | 0.8713 | 0 | 0 | 0.020871 | 0.0066189
7860 | 1 | 0.00021281 | 0.000249 | 0 | 0.00018797 | 0.00011416 | 0.04 | 0.73 | 0.8361 | 0 | 0 | 0.0013373 | 0
7861 | 1 | 0.00021093 | 0.00025056 | 0 | 0.00019032 | 0.00011416 | 0.02 | 0.7073 | 0.7809 | 0 | 0 | 0.039802 | 0
7862 | 1 | 0.00021333 | 0.00025197 | 0 | 0.00021382 | 0.00011416 | 0.01 | 0.648 | 0.6587 | 0 | 0 | 0.17527 | 0
7863 | 1 | 0.00021323 | 0.0002513 | 0 | 0.00022322 | 0.00011416 | 0.02 | 0.5726 | 0.5239 | 0 | 0 | 0.22268 | 0.018252
7864 | 1 | 0.00021501 | 0.00025104 | 0 | 0.00022322 | 0.00011416 | 0 | 0.4871 | 0.4461 | 0 | 0 | 0.14009 | 0
7865 | 1 | 0.00022557 | 0.00024732 | 0 | 0.00016448 | 0.00011416 | 0 | 0.4 | 0.4039 | 0 | 0 | 0.041147 | 0
7866 | 1 | 0.00023394 | 0.00024143 | 0 | 0.00011748 | 0.00011416 | 0 | 0.3362 | 0.3728 | 0 | 0 | 0.0013575 | 0
7867 | 1 | 0.00021342 | 0.00023435 | 0 | 8.8113e-05 | 0.00011416 | 0 | 0.3043 | 0.3719 | 0 | 0 | 0.0053101 | 0
7868 | 1 | 0.00019937 | 0.00022612 | 0 | 5.8742e-05 | 0.00011416 | 0 | 0.2838 | 0.3643 | 0 | 0 | 0.068734 | 0
7869 | 1 | 0.00017877 | 0.0002185 | 0 | 3.7595e-05 | 0.00011416 | 0 | 0.2688 | 0.3621 | 0 | 0 | 0.098975 | 0
7870 | 1 | 0.00015435 | 0.0002125 | 0 | 2.3497e-05 | 0.00011416 | 0 | 0.2468 | 0.3544 | 0 | 0 | 0.064153 | 0
7871 | 1 | 0.00012368 | 0.00020732 | 0 | 9.3987e-06 | 0.00011416 | 0 | 0.2251 | 0.3303 | 0 | 0 | 0.022253 | 0
7872 | 1 | 9.7665e-05 | 0.00020297 | 0 | 5.8742e-06 | 0.00011416 | 0 | 0.2241 | 0.3364 | 0 | 0 | 0.0013373 | 0
7873 | 1 | 7.3532e-05 | 0.00019828 | 0 | 2.3497e-06 | 0.00011416 | 0 | 0.2185 | 0.3348 | 0 | 0 | 0.04329 | 0
7874 | 1 | 5.8388e-05 | 0.00019557 | 0 | 1.1748e-06 | 0.00011416 | 0 | 0.2086 | 0.3243 | 0 | 0 | 0.18897 | 0
7875 | 1 | 5.1369e-05 | 0.00019382 | 0 | 1.4098e-05 | 0.00011416 | 0 | 0.205 | 0.3231 | 0 | 0 | 0.2405 | 0
7876 | 1 | 4.7762e-05 | 0.00019203 | 0 | 3.7595e-05 | 0.00011416 | 0 | 0.217 | 0.3394 | 0 | 0 | 0.15088 | 0
7877 | 1 | 5.0039e-05 | 0.00019039 | 0 | 9.3987e-05 | 0.00011416 | 0 | 0.2268 | 0.3591 | 0 | 0 | 0.044255 | 0
7878 | 1 | 6.3155e-05 | 0.00019142 | 0 | 0.0001821 | 0.00011416 | 0 | 0.2303 | 0.3695 | 0 | 0 | 0.0013984 | 0
7879 | 1 | 0.00010132 | 0.00019319 | 0 | 0.0001586 | 0.00011416 | 0 | 0.2281 | 0.3747 | 0 | 0 | 0.006123 | 0
7880 | 1 | 0.00016159 | 0.00019577 | 0 | 0.00014685 | 0.00011416 | 0 | 0.2241 | 0.3804 | 0 | 0 | 0.07537 | 0
7881 | 1 | 0.00019439 | 0.00018882 | 0 | 0.00016448 | 0.00011416 | 0.02 | 0.2162 | 0.383 | 0 | 0 | 0.10674 | 0.0059057
7882 | 1 | 0.00020611 | 0.00017766 | 0 | 0.00018797 | 0.00011416 | 0.05 | 0.1956 | 0.3805 | 0 | 0 | 0.068319 | 0.38174
7883 | 1 | 0.00020728 | 0.00016983 | 0 | 0.00020677 | 0.00011416 | 0.55 | 0.1797 | 0.3811 | 0 | 0 | 0.023208 | 0.016725
7884 | 1 | 0.00020595 | 0.00016511 | 0 | 0.00018797 | 0.00011416 | 0.01 | 0.1975 | 0.3926 | 0 | 0 | 0.0013373 | 0.51519
7885 | 1 | 0.00020176 | 0.00016435 | 0 | 0.00019032 | 0.00011416 | 0.09 | 0.21 | 0.4115 | 0 | 0 | 0.045108 | 0
7886 | 1 | 0.00020329 | 0.00016712 | 0 | 0.00021382 | 0.00011416 | 0.31 | 0.2182 | 0.4356 | 0 | 0 | 0.19607 | 0.10402
7887 | 1 | 0.00020221 | 0.00017421 | 0 | 0.00022322 | 0.00011416 | 0.02 | 0.2228 | 0.4554 | 0 | 0 | 0.24976 | 0.20877
7888 | 1 | 0.00020207 | 0.00018681 | 0 | 0.00022322 | 0.00011416 | 0.02 | 0.2393 | 0.4735 | 0 | 0 | 0.15647 | 0
7889 | 1 | 0.00021116 | 0.00019206 | 0 | 0.00016448 | 0.00011416 | 0 | 0.2596 | 0.4923 | 0 | 0 | 0.045866 | 0
7890 | 1 | 0.0002345 | 0.0001936 | 0 | 0.00011748 | 0.00011416 | 0 | 0.2723 | 0.4947 | 0 | 0 | 0.0014192 | 0
7891 | 1 | 0.00021557 | 0.00019384 | 0 | 8.8113e-05 | 0.00011416 | 0 | 0.2882 | 0.4968 | 0 | 0 | 0.0065588 | 0
7892 | 1 | 0.00019987 | 0.00019393 | 0 | 5.8742e-05 | 0.00011416 | 0 | 0.3187 | 0.5196 | 0 | 0 | 0.078843 | 0
7893 | 1 | 0.00017849 | 0.00019433 | 0 | 3.7595e-05 | 0.00011416 | 0 | 0.3417 | 0.5197 | 0 | 0 | 0.11077 | 0
7894 | 1 | 0.00015481 | 0.00019629 | 0 | 2.3497e-05 | 0.00011416 | 0 | 0.3509 | 0.5111 | 0 | 0 | 0.070468 | 0
7895 | 1 | 0.00012488 | 0.00019883 | 0 | 9.3987e-06 | 0.00011416 | 0 | 0.3484 | 0.494 | 0 | 0 | 0.023696 | 0
7896 | 1 | 9.7905e-05 | 0.00020276 | 0 | 5.8742e-06 | 0.00011416 | 0 | 0.3363 | 0.4645 | 0 | 0 | 0.0013373 | 0
7897 | 1 | 7.4333e-05 | 0.00020786 | 0 | 2.3497e-06 | 0.00011416 | 0 | 0.3181 | 0.424 | 0 | 0 | 0.048895 | 0
7898 | 1 | 5.8319e-05 | 0.00021201 | 0 | 1.1748e-06 | 0.00011416 | 0 | 0.2939 | 0.3778 | 0 | 0 | 0.21082 | 0
7899 | 1 | 4.9931e-05 | 0.00021529 | 0 | 1.4098e-05 | 0.00011416 | 0 | 0.2759 | 0.3528 | 0 | 0 | 0.26898 | 0
7900 | 1 | 4.6655e-05 | 0.00021763 | 0 | 3.7595e-05 | 0.00011416 | 0 | 0.2495 | 0.3124 | 0 | 0 | 0.16807 | 0
7901 | 1 | 4.8352e-05 | 0.00022313 | 0 | 9.3987e-05 | 0.00011416 | 0 | 0.2093 | 0.2549 | 0 | 0 | 0.049205 | 0
7902 | 1 | 6.0589e-05 | 0.00023014 | 0 | 0.0001821 | 0.00011416 | 0 | 0.1676 | 0.1962 | 0 | 0 | 0.0014614 | 0
7903 | 1 | 9.897e-05 | 0.00023665 | 0 | 0.0001586 | 0.00011416 | 0 | 0.1347 | 0.1519 | 0 | 0 | 0.0074916 | 0
7904 | 1 | 0.00015798 | 0.00024032 | 0 | 0.00014685 | 0.00011416 | 0 | 0.1086 | 0.1139 | 0 | 0 | 0.086105 | 0
7905 | 1 | 0.0001894 | 0.00021922 | 0 | 0.00016448 | 0.00011416 | 0.14 | 0.0756 | 0.0717 | 0 | 0 | 0.11912 | 0.10372
7906 | 1 | 0.00020121 | 0.00018406 | 0 | 0.00018797 | 0.00011416 | 0.42 | 0.0487 | 0.0423 | 0 | 0 | 0.0749 | 0.33657
7907 | 1 | 0.00020025 | 0.0001648 | 0 | 0.00020677 | 0.00011416 | 0.53 | 0.0356 | 0.03 | 0 | 0 | 0.024691 | 0.46988
7908 | 1 | 0.00019683 | 0.00015057 | 0 | 0.00018797 | 0.00011416 | 0.61 | 0.0336 | 0.0286 | 0 | 0 | 0.0013373 | 0.56187
7909 | 1 | 0.00018951 | 0.00014194 | 0 | 0.00019032 | 0.00011416 | 0.54 | 0.0341 | 0.0283 | 0 | 0 | 0.050866 | 0.50369
7910 | 1 | 0.00018987 | 0.00014225 | 0 | 0.00021382 | 0.00011416 | 0.47 | 0.0346 | 0.0307 | 0 | 0 | 0.21846 | 0.34444
7911 | 1 | 0.00018844 | 0.00016129 | 0 | 0.00022322 | 0.00011416 | 0.24 | 0.0387 | 0.0356 | 0 | 0 | 0.27895 | 0.22163
7912 | 1 | 0.00019009 | 0.00019193 | 0 | 0.00022322 | 0.00011416 | 0.01 | 0.0377 | 0.0354 | 0 | 0 | 0.17408 | 0
7913 | 1 | 0.00020182 | 0.00019972 | 0 | 0.00016448 | 0.00011416 | 0 | 0.03 | 0.0306 | 0 | 0 | 0.050934 | 0
7914 | 1 | 0.00022872 | 0.00020145 | 0 | 0.00011748 | 0.00011416 | 0 | 0.0253 | 0.0301 | 0 | 0 | 0.0014827 | 0
7915 | 1 | 0.00021505 | 0.00020926 | 0 | 8.8113e-05 | 0.00011416 | 0 | 0.03 | 0.044 | 0 | 0 | 0.0079894 | 0
7916 | 1 | 0.00020124 | 0.00022319 | 0 | 5.8742e-05 | 0.00011416 | 0 | 0.0503 | 0.076 | 0 | 0 | 0.089897 | 0
7917 | 1 | 0.00017951 | 0.00023545 | 0 | 3.7595e-05 | 0.00011416 | 0 | 0.0882 | 0.1257 | 0 | 0 | 0.12346 | 0
7918 | 1 | 0.00015322 | 0.00024127 | 0 | 2.3497e-05 | 0.00011416 | 0 | 0.1343 | 0.1796 | 0 | 0 | 0.077184 | 0
7919 | 1 | 0.00012229 | 0.0002444 | 0 | 9.3987e-06 | 0.00011416 | 0 | 0.1784 | 0.2287 | 0 | 0 | 0.025199 | 0
7920 | 1 | 9.6857e-05 | 0.00024468 | 0 | 5.8742e-06 | 0.00011416 | 0 | 0.2162 | 0.2708 | 0 | 0 | 0.0013373 | 0
7921 | 1 | 7.2631e-05 | 0.00023756 | 0 | 2.3497e-06 | 0.00011416 | 0 | 0.2404 | 0.3072 | 0 | 0 | 0.052888 | 0
7922 | 1 | 5.6591e-05 | 0.00023117 | 0 | 1.1748e-06 | 0.00011416 | 0 | 0.2316 | 0.3229 | 0 | 0 | 0.22628 | 0
7923 | 1 | 4.8341e-05 | 0.00023101 | 0 | 1.4098e-05 | 0.00011416 | 0 | 0.2194 | 0.3352 | 0 | 0 | 0.28916 | 0
7924 | 1 | 4.5539e-05 | 0.00022994 | 0 | 3.7595e-05 | 0.00011416 | 0 | 0.2198 | 0.3502 | 0 | 0 | 0.18023 | 0
7925 | 1 | 4.6708e-05 | 0.00023359 | 0 | 9.3987e-05 | 0.00011416 | 0 | 0.213 | 0.3509 | 0 | 0 | 0.052702 | 0
7926 | 1 | 5.8791e-05 | 0.00023907 | 0 | 0.0001821 | 0.00011416 | 0 | 0.2191 | 0.375 | 0 | 0 | 0.0015043 | 0
7927 | 1 | 9.5502e-05 | 0.00024237 | 0 | 0.0001586 | 0.00011416 | 0 | 0.2332 | 0.4113 | 0 | 0 | 0.0085089 | 0
7928 | 1 | 0.00015485 | 0.00024173 | 0 | 0.00014685 | 0.00011416 | 0 | 0.2691 | 0.4666 | 0 | 0 | 0.0938 | 0
7929 | 1 | 0.00018756 | 0.00023839 | 0 | 0.00016448 | 0.00011416 | 0.01 | 0.3077 | 0.4843 | 0 | 0 | 0.12789 | 0.018921
7930 | 1 | 0.00020085 | 0.00023283 | 0 | 0.00018797 | 0.00011416 | 0.02 | 0.3329 | 0.5064 | 0 | 0 | 0.079513 | 0
7931 | 1 | 0.00020436 | 0.0002247 | 0 | 0.00020677 | 0.00011416 | 0.03 | 0.3446 | 0.5215 | 0 | 0 | 0.025714 | 0.0034209
7932 | 1 | 0.00020559 | 0.00021481 | 0 | 0.00018797 | 0.00011416 | 0.03 | 0.368 | 0.5614 | 0 | 0 | 0.0013373 | 0
7933 | 1 | 0.00020042 | 0.00020612 | 0 | 0.00019032 | 0.00011416 | 0.05 | 0.394 | 0.5991 | 0 | 0 | 0.052888 | 0
7934 | 1 | 0.00020113 | 0.00019985 | 0 | 0.00021382 | 0.00011416 | 0.02 | 0.4252 | 0.6342 | 0 | 0 | 0.22628 | 0
7935 | 1 | 0.0002015 | 0.00019719 | 0 | 0.00022322 | 0.00011416 | 0.01 | 0.4538 | 0.6739 | 0 | 0 | 0.28916 | 0
7936 | 1 | 0.00019945 | 0.00019765 | 0 | 0.00022322 | 0.00011416 | 0 | 0.5042 | 0.7333 | 0 | 0 | 0.18023 | 0
7937 | 1 | 0.00020661 | 0.00019954 | 0 | 0.00016448 | 0.00011416 | 0 | 0.5321 | 0.7634 | 0 | 0 | 0.052702 | 0
7938 | 1 | 0.00022199 | 0.00020361 | 0 | 0.00011748 | 0.00011416 | 0 | 0.5343 | 0.7681 | 0 | 0 | 0.0015043 | 0
7939 | 1 | 0.0002038 | 0.00020974 | 0 | 8.8113e-05 | 0.00011416 | 0 | 0.553 | 0.791 | 0 | 0 | 0.0085089 | 0
7940 | 1 | 0.00018561 | 0.00021488 | 0 | 5.8742e-05 | 0.00011416 | 0 | 0.6278 | 0.8374 | 0 | 0 | 0.0938 | 0
7941 | 1 | 0.00016446 | 0.00021918 | 0 | 3.7595e-05 | 0.00011416 | 0 | 0.6395 | 0.8289 | 0 | 0 | 0.12789 | 0
7942 | 1 | 0.00013679 | 0.00022298 | 0 | 2.3497e-05 | 0.00011416 | 0 | 0.6392 | 0.8293 | 0 | 0 | 0.079513 | 0
7943 | 1 | 0.00011262 | 0.00022477 | 0 | 9.3987e-06 | 0.00011416 | 0 | 0.6372 | 0.8157 | 0 | 0 | 0.025714 | 0
7944 | 1 | 9.4198e-05 | 0.00022173 | 0 | 5.8742e-06 | 0.00011416 | 0 | 0.5995 | 0.684 | 0 | 0 | 0.0013373 | 0
7945 | 1 | 7.2761e-05 | 0.00021345 | 0 | 2.3497e-06 | 0.00011416 | 0 | 0.5079 | 0.6704 | 0 | 0 | 0.052888 | 0
7946 | 1 | 5.6128e-05 | 0.00020372 | 0 | 1.1748e-06 | 0.00011416 | 0 | 0.48 | 0.7056 | 0 | 0 | 0.22628 | 0
7947 | 1 | 4.7033e-05 | 0.00019428 | 0 | 1.4098e-05 | 0.00011416 | 0 | 0.5093 | 0.7095 | 0 | 0 | 0.28916 | 0
7948 | 1 | 4.3084e-05 | 0.00018706 | 0 | 3.7595e-05 | 0.00011416 | 0 | 0.5509 | 0.7536 | 0 | 0 | 0.18023 | 0
7949 | 1 | 4.2036e-05 | 0.00018463 | 0 | 9.3987e-05 | 0.00011416 | 0 | 0.5832 | 0.7728 | 0 | 0 | 0.052702 | 0
7950 | 1 | 4.5119e-05 | 0.00019013 | 0 | 0.0001821 | 0.00011416 | 0 | 0.5566 | 0.7591 | 0 | 0 | 0.0015043 | 0
7951 | 1 | 5.8213e-05 | 0.00019987 | 0 | 0.0001586 | 0.00011416 | 0 | 0.5542 | 0.7415 | 0 | 0 | 0.0085089 | 0
7952 | 1 | 8.3087e-05 | 0.00020789 | 0 | 0.00014685 | 0.00011416 | 0 | 0.5401 | 0.7268 | 0 | 0 | 0.0938 | 0
7953 | 1 | 0.00010875 | 0.00020394 | 0 | 0.00016448 | 0.00011416 | 0.13 | 0.491 | 0.7017 | 0 | 0 | 0.12789 | 0.045663
7954 | 1 | 0.00013091 | 0.00018957 | 0 | 0.00018797 | 0.00011416 | 0.4 | 0.4174 | 0.6427 | 0 | 0 | 0.079513 | 0.31032
7955 | 1 | 0.00013858 | 0.00017408 | 0 | 0.00020677 | 0.00011416 | 0.51 | 0.3836 | 0.5856 | 0 | 0 | 0.025714 | 0.072462
7956 | 1 | 0.00013807 | 0.00016212 | 0 | 0.00018797 | 0.00011416 | 0.35 | 0.4408 | 0.5961 | 0 | 0 | 0.0013373 | 0.0065743
7957 | 1 | 0.00013413 | 0.00015681 | 0 | 0.00019032 | 0.00011416 | 0.13 | 0.4571 | 0.6167 | 0 | 0 | 0.052888 | 0.3719
7958 | 1 | 0.00013023 | 0.00015777 | 0 | 0.00021382 | 0.00011416 | 0.37 | 0.467 | 0.667 | 0 | 0 | 0.22628 | 0.27018
7959 | 1 | 0.00012807 | 0.00016714 | 0 | 0.00022322 | 0.00011416 | 0.09 | 0.5032 | 0.733 | 0 | 0 | 0.28916 | 0.17518
7960 | 1 | 0.00013006 | 0.00017994 | 0 | 0.00022322 | 0.00011416 | 0 | 0.5376 | 0.7856 | 0 | 0 | 0.18023 | 0
7961 | 1 | 0.00014846 | 0.00019003 | 0 | 0.00016448 | 0.00011416 | 0 | 0.5426 | 0.8107 | 0 | 0 | 0.052702 | 0
7962 | 1 | 0.00017367 | 0.00019631 | 0 | 0.00011748 | 0.00011416 | 0 | 0.6109 | 0.8602 | 0 | 0 | 0.0015043 | 0
7963 | 1 | 0.00016398 | 0.00019859 | 0 | 8.8113e-05 | 0.00011416 | 0 | 0.7037 | 0.9046 | 0 | 0 | 0.0085089 | 0
7964 | 1 | 0.00015014 | 0.00019634 | 0 | 5.8742e-05 | 0.00011416 | 0 | 0.8212 | 0.9453 | 0 | 0 | 0.0938 | 0
7965 | 1 | 0.00013511 | 0.00018924 | 0 | 3.7595e-05 | 0.00011416 | 0 | 0.8746 | 0.9534 | 0 | 0 | 0.12789 | 0
7966 | 1 | 0.00011748 | 0.00017812 | 0 | 2.3497e-05 | 0.00011416 | 0 | 0.8977 | 0.9541 | 0 | 0 | 0.079513 | 0
7967 | 1 | 0.00010203 | 0.0001615 | 0 | 9.3987e-06 | 0.00011416 | 0 | 0.8892 | 0.9539 | 0 | 0 | 0.025714 | 0
7968 | 1 | 8.471e-05 | 0.00014849 | 0 | 5.8742e-06 | 0.00011416 | 0 | 0.8562 | 0.9357 | 0 | 0 | 0.0013373 | 0
7969 | 1 | 6.0982e-05 | 0.00014137 | 0 | 2.3497e-06 | 0.00011416 | 0 | 0.8274 | 0.9196 | 0 | 0 | 0.050866 | 0
7970 | 1 | 4.4206e-05 | 0.00013768 | 0 | 1.1748e-06 | 0.00011416 | 0 | 0.8029 | 0.9003 | 0 | 0 | 0.21846 | 0
7971 | 1 | 3.4125e-05 | 0.00013535 | 0 | 1.4098e-05 | 0.00011416 | 0 | 0.781 | 0.8938 | 0 | 0 | 0.27895 | 0
7972 | 1 | 2.9559e-05 | 0.00013262 | 0 | 3.7595e-05 | 0.00011416 | 0 | 0.7846 | 0.9132 | 0 | 0 | 0.17408 | 0
7973 | 1 | 2.8158e-05 | 0.00012978 | 0 | 9.3987e-05 | 0.00011416 | 0 | 0.7848 | 0.921 | 0 | 0 | 0.050934 | 0
7974 | 1 | 3.0174e-05 | 0.00012823 | 0 | 0.0001821 | 0.00011416 | 0 | 0.7779 | 0.912 | 0 | 0 | 0.0014827 | 0
7975 | 1 | 3.6469e-05 | 0.00012869 | 0 | 0.0001586 | 0.00011416 | 0 | 0.7668 | 0.8989 | 0 | 0 | 0.0079894 | 0
7976 | 1 | 4.9949e-05 | 0.00013063 | 0 | 0.00014685 | 0.00011416 | 0 | 0.7377 | 0.8837 | 0 | 0 | 0.089897 | 0
7977 | 1 | 7.0657e-05 | 0.00012881 | 0 | 0.00016448 | 0.00011416 | 0.02 | 0.7085 | 0.8673 | 0 | 0 | 0.12346 | 0
7978 | 1 | 9.0586e-05 | 0.00012213 | 0 | 0.00018797 | 0.00011416 | 0.11 | 0.7015 | 0.857 | 0 | 0 | 0.077184 | 0.016358
7979 | 1 | 0.00010533 | 0.00011493 | 0 | 0.00020677 | 0.00011416 | 0.04 | 0.7138 | 0.8696 | 0 | 0 | 0.025199 | 0.0069754
7980 | 1 | 0.00011831 | 0.00010897 | 0 | 0.00018797 | 0.00011416 | 0.02 | 0.767 | 0.9081 | 0 | 0 | 0.0013373 | 0
7981 | 1 | 0.00012979 | 0.00010405 | 0 | 0.00019032 | 0.00011416 | 0.03 | 0.8528 | 0.9521 | 0 | 0 | 0.046976 | 0
7982 | 1 | 0.0001318 | 9.9362e-05 | 0 | 0.00021382 | 0.00011416 | 0.03 | 0.905 | 0.9736 | 0 | 0 | 0.20336 | 0
7983 | 1 | 0.00012813 | 9.7517e-05 | 0 | 0.00022322 | 0.00011416 | 0.01 | 0.926 | 0.9783 | 0 | 0 | 0.25925 | 0.024704
7984 | 1 | 0.00012493 | 9.8089e-05 | 0 | 0.00022322 | 0.00011416 | 0 | 0.936 | 0.982 | 0 | 0 | 0.1622 | 0
7985 | 1 | 0.00013848 | 9.641e-05 | 0 | 0.00016448 | 0.00011416 | 0 | 0.9522 | 0.9844 | 0 | 0 | 0.047516 | 0
7986 | 1 | 0.00016396 | 9.2628e-05 | 0 | 0.00011748 | 0.00011416 | 0 | 0.9544 | 0.9818 | 0 | 0 | 0.0014402 | 0
7987 | 1 | 0.00015924 | 8.8127e-05 | 0 | 8.8113e-05 | 0.00011416 | 0 | 0.9644 | 0.9859 | 0 | 0 | 0.0070149 | 0
7988 | 1 | 0.00015038 | 8.8533e-05 | 0 | 5.8742e-05 | 0.00011416 | 0 | 0.947 | 0.9796 | 0 | 0 | 0.082421 | 0
7989 | 1 | 0.00013744 | 9.7111e-05 | 0 | 3.7595e-05 | 0.00011416 | 0 | 0.9132 | 0.9721 | 0 | 0 | 0.11489 | 0
7990 | 1 | 0.00011874 | 0.00010934 | 0 | 2.3497e-05 | 0.00011416 | 0 | 0.8959 | 0.9747 | 0 | 0 | 0.072661 | 0
7991 | 1 | 9.894e-05 | 0.00012167 | 0 | 9.3987e-06 | 0.00011416 | 0 | 0.8974 | 0.9744 | 0 | 0 | 0.02419 | 0
7992 | 1 | 7.1846e-05 | 0.00013475 | 0 | 5.8742e-06 | 0.00011416 | 0 | 0.8762 | 0.9659 | 0 | 0 | 0.0013373 | 0
7993 | 1 | 5.8397e-05 | 0.0001479 | 0 | 2.3497e-06 | 0.00011416 | 0 | 0.8458 | 0.9592 | 0 | 0 | 0.045108 | 0
7994 | 1 | 4.5204e-05 | 0.00015829 | 0 | 1.1748e-06 | 0.00011416 | 0 | 0.8154 | 0.9495 | 0 | 0 | 0.19607 | 0
7995 | 1 | 3.97e-05 | 0.00016375 | 0 | 1.4098e-05 | 0.00011416 | 0 | 0.7863 | 0.9327 | 0 | 0 | 0.24976 | 0
7996 | 1 | 3.8373e-05 | 0.00016572 | 0 | 3.7595e-05 | 0.00011416 | 0 | 0.7435 | 0.9043 | 0 | 0 | 0.15647 | 0
7997 | 1 | 4.1868e-05 | 0.00016635 | 0 | 9.3987e-05 | 0.00011416 | 0 | 0.6894 | 0.8628 | 0 | 0 | 0.045866 | 0
7998 | 1 | 5.6277e-05 | 0.00016725 | 0 | 0.0001821 | 0.00011416 | 0 | 0.6281 | 0.8137 | 0 | 0 | 0.0014192 | 0
7999 | 1 | 9.6262e-05 | 0.00016851 | 0 | 0.0001586 | 0.00011416 | 0 | 0.5638 | 0.7521 | 0 | 0 | 0.0065588 | 0
8000 | 1 | 0.00015646 | 0.00017172 | 0 | 0.00014685 | 0.00011416 | 0 | 0.4851 | 0.679 | 0 | 0 | 0.078843 | 0
8001 | 1 | 0.00019061 | 0.00017057 | 0 | 0.00016448 | 0.00011416 | 0.02 | 0.4069 | 0.6159 | 0 | 0 | 0.11077 | 0.0069866
8002 | 1 | 0.00020317 | 0.0001693 | 0 | 0.00018797 | 0.00011416 | 0.04 | 0.3558 | 0.549 | 0 | 0 | 0.070468 | 0.012447
8003 | 1 | 0.00020627 | 0.0001693 | 0 | 0.00020677 | 0.00011416 | 0.07 | 0.3411 | 0.4302 | 0 | 0 | 0.023696 | 0.0070423
8004 | 1 | 0.0002112 | 0.00016465 | 0 | 0.00018797 | 0.00011416 | 0.11 | 0.3828 | 0.4481 | 0 | 0 | 0.0013373 | 0.010029
8005 | 1 | 0.00021217 | 0.0001498 | 0 | 0.00019032 | 0.00011416 | 0.01 | 0.4808 | 0.616 | 0 | 0 | 0.041522 | 0
8006 | 1 | 0.00021759 | 0.00012615 | 0 | 0.00021382 | 0.00011416 | 0.03 | 0.5798 | 0.7821 | 0 | 0 | 0.18203 | 0
8007 | 1 | 0.00021834 | 0.00011331 | 0 | 0.00022322 | 0.00011416 | 0 | 0.6932 | 0.8836 | 0 | 0 | 0.23148 | 0.010029
8008 | 1 | 0.00022061 | 0.00010728 | 0 | 0.00022322 | 0.00011416 | 0 | 0.7751 | 0.9591 | 0 | 0 | 0.14542 | 0
8009 | 1 | 0.00023541 | 0.00010106 | 0 | 0.00016448 | 0.00011416 | 0 | 0.8112 | 0.9719 | 0 | 0 | 0.042682 | 0
8010 | 1 | 0.00024549 | 9.5008e-05 | 0 | 0.00011748 | 0.00011416 | 0 | 0.8312 | 0.9773 | 0 | 0 | 0.0013779 | 0
8011 | 1 | 0.00022556 | 8.9824e-05 | 0 | 8.8113e-05 | 0.00011416 | 0 | 0.8546 | 0.9788 | 0 | 0 | 0.0057069 | 0
8012 | 1 | 0.00021116 | 8.6356e-05 | 0 | 5.8742e-05 | 0.00011416 | 0 | 0.8355 | 0.9597 | 0 | 0 | 0.072001 | 0
8013 | 1 | 0.00018821 | 8.7408e-05 | 0 | 3.7595e-05 | 0.00011416 | 0 | 0.7896 | 0.8653 | 0 | 0 | 0.10281 | 0
8014 | 1 | 0.00016247 | 9.6189e-05 | 0 | 2.3497e-05 | 0.00011416 | 0 | 0.6903 | 0.7105 | 0 | 0 | 0.066214 | 0
8015 | 1 | 0.00013197 | 0.00011119 | 0 | 9.3987e-06 | 0.00011416 | 0 | 0.5539 | 0.5557 | 0 | 0 | 0.022727 | 0
8016 | 1 | 0.00010327 | 0.00012775 | 0 | 5.8742e-06 | 0.00011416 | 0 | 0.4275 | 0.4285 | 0 | 0 | 0.0013373 | 0
8017 | 1 | 7.1851e-05 | 0.00014349 | 0 | 2.3497e-06 | 0.00011416 | 0 | 0.3407 | 0.3573 | 0 | 0 | 0.036507 | 0
8018 | 1 | 5.5946e-05 | 0.00015382 | 0 | 1.1748e-06 | 0.00011416 | 0 | 0.3099 | 0.348 | 0 | 0 | 0.16225 | 0
8019 | 1 | 4.8947e-05 | 0.00015952 | 0 | 1.4098e-05 | 0.00011416 | 0 | 0.2417 | 0.2415 | 0 | 0 | 0.20577 | 0
8020 | 1 | 4.5757e-05 | 0.00016851 | 0 | 3.7595e-05 | 0.00011416 | 0 | 0.1669 | 0.1544 | 0 | 0 | 0.12983 | 0
8021 | 1 | 4.7107e-05 | 0.0001766 | 0 | 9.3987e-05 | 0.00011416 | 0 | 0.1438 | 0.1238 | 0 | 0 | 0.038187 | 0
8022 | 1 | 5.9965e-05 | 0.00017777 | 0 | 0.0001821 | 0.00011416 | 0 | 0.132 | 0.0961 | 0 | 0 | 0.0013174 | 0
8023 | 1 | 9.9962e-05 | 0.00017819 | 0 | 0.0001586 | 0.00011416 | 0 | 0.1241 | 0.0845 | 0 | 0 | 0.0045725 | 0
8024 | 1 | 0.0001591 | 0.00017799 | 0 | 0.00014685 | 0.00011416 | 0 | 0.1207 | 0.0803 | 0 | 0 | 0.062499 | 0
8025 | 1 | 0.00019237 | 0.00016978 | 0 | 0.00016448 | 0.00011416 | 0.02 | 0.1169 | 0.0733 | 0 | 0 | 0.091599 | 0.021729
8026 | 1 | 0.00020322 | 0.00015757 | 0 | 0.00018797 | 0.00011416 | 0.03 | 0.1147 | 0.072 | 0 | 0 | 0.060161 | 0.004212
8027 | 1 | 0.00020576 | 0.00014858 | 0 | 0.00020677 | 0.00011416 | 0.03 | 0.113 | 0.0692 | 0 | 0 | 0.021325 | 0.0035546
8028 | 1 | 0.00020833 | 0.0001398 | 0 | 0.00018797 | 0.00011416 | 0.07 | 0.1276 | 0.082 | 0 | 0 | 0.0013373 | 0
8029 | 1 | 0.0002046 | 0.00013122 | 0 | 0.00019032 | 0.00011416 | 0.08 | 0.1494 | 0.131 | 0 | 0 | 0.033399 | 0
8030 | 1 | 0.0002067 | 0.00012362 | 0 | 0.00021382 | 0.00011416 | 0.01 | 0.1921 | 0.2594 | 0 | 0 | 0.1499 | 0
8031 | 1 | 0.00020666 | 0.00011576 | 0 | 0.00022322 | 0.00011416 | 0.03 | 0.2436 | 0.4435 | 0 | 0 | 0.18973 | 0
8032 | 1 | 0.00020521 | 0.00010934 | 0 | 0.00022322 | 0.00011416 | 0 | 0.3171 | 0.5501 | 0 | 0 | 0.12009 | 0
8033 | 1 | 0.00021624 | 0.00010713 | 0 | 0.00016448 | 0.00011416 | 0 | 0.3884 | 0.6315 | 0 | 0 | 0.035373 | 0
8034 | 1 | 0.00023309 | 0.00010737 | 0 | 0.00011748 | 0.00011416 | 0 | 0.4531 | 0.6933 | 0 | 0 | 0.0012781 | 0
8035 | 1 | 0.0002147 | 0.00010958 | 0 | 8.8113e-05 | 0.00011416 | 0 | 0.4869 | 0.7226 | 0 | 0 | 0.0039066 | 0
8036 | 1 | 0.00019924 | 0.00011359 | 0 | 5.8742e-05 | 0.00011416 | 0 | 0.5105 | 0.6931 | 0 | 0 | 0.056654 | 0
8037 | 1 | 0.00017722 | 0.00011715 | 0 | 3.7595e-05 | 0.00011416 | 0 | 0.5458 | 0.6759 | 0 | 0 | 0.084599 | 0
8038 | 1 | 0.00015187 | 0.00011977 | 0 | 2.3497e-05 | 0.00011416 | 0 | 0.5577 | 0.6759 | 0 | 0 | 0.056337 | 0
8039 | 1 | 0.00012248 | 0.00011866 | 0 | 9.3987e-06 | 0.00011416 | 0 | 0.547 | 0.6624 | 0 | 0 | 0.020423 | 0
8040 | 1 | 9.6846e-05 | 0.00011753 | 0 | 5.8742e-06 | 0.00011416 | 0 | 0.5511 | 0.7165 | 0 | 0 | 0.0013373 | 0
8041 | 1 | 7.8801e-05 | 0.00011641 | 0 | 2.3497e-06 | 0.00011416 | 0 | 0.5266 | 0.7239 | 0 | 0 | 0.030472 | 0
8042 | 1 | 6.3123e-05 | 0.00011766 | 0 | 1.1748e-06 | 0.00011416 | 0 | 0.4869 | 0.6932 | 0 | 0 | 0.13818 | 0
8043 | 1 | 5.481e-05 | 0.00012135 | 0 | 1.4098e-05 | 0.00011416 | 0 | 0.4718 | 0.6716 | 0 | 0 | 0.17455 | 0
8044 | 1 | 5.1422e-05 | 0.00012477 | 0 | 3.7595e-05 | 0.00011416 | 0 | 0.4696 | 0.6634 | 0 | 0 | 0.11084 | 0
8045 | 1 | 5.2523e-05 | 0.00012849 | 0 | 9.3987e-05 | 0.00011416 | 0 | 0.4717 | 0.671 | 0 | 0 | 0.032701 | 0
8046 | 1 | 6.4728e-05 | 0.00013174 | 0 | 0.0001821 | 0.00011416 | 0 | 0.4723 | 0.6919 | 0 | 0 | 0.0012395 | 0
8047 | 1 | 0.00010226 | 0.00013406 | 0 | 0.0001586 | 0.00011416 | 0 | 0.4752 | 0.6983 | 0 | 0 | 0.0033087 | 0
8048 | 1 | 0.00016284 | 0.00013668 | 0 | 0.00014685 | 0.00011416 | 0 | 0.4664 | 0.6742 | 0 | 0 | 0.051184 | 0
8049 | 1 | 0.00019783 | 0.00013283 | 0 | 0.00016448 | 0.00011416 | 0 | 0.4526 | 0.6601 | 0 | 0 | 0.077965 | 0
8050 | 1 | 0.00020847 | 0.00012259 | 0 | 0.00018797 | 0.00011416 | 0.01 | 0.4374 | 0.6572 | 0 | 0 | 0.052679 | 0
8051 | 1 | 0.00021036 | 0.00011001 | 0 | 0.00020677 | 0.00011416 | 0.07 | 0.4518 | 0.69 | 0 | 0 | 0.019547 | 0
8052 | 1 | 0.00021169 | 9.8901e-05 | 0 | 0.00018797 | 0.00011416 | 0.07 | 0.4744 | 0.7221 | 0 | 0 | 0.0013373 | 0
8053 | 1 | 0.00020903 | 9.2758e-05 | 0 | 0.00019032 | 0.00011416 | 0.09 | 0.4912 | 0.739 | 0 | 0 | 0.026411 | 0
8054 | 1 | 0.00021001 | 9.344e-05 | 0 | 0.00021382 | 0.00011416 | 0.09 | 0.4796 | 0.7372 | 0 | 0 | 0.12178 | 0.011522
8055 | 1 | 0.00020664 | 0.00010233 | 0 | 0.00022322 | 0.00011416 | 0.02 | 0.4778 | 0.6868 | 0 | 0 | 0.15333 | 0
8056 | 1 | 0.00020486 | 0.00011881 | 0 | 0.00022322 | 0.00011416 | 0 | 0.493 | 0.6555 | 0 | 0 | 0.097883 | 0
8057 | 1 | 0.0002158 | 0.00012945 | 0 | 0.00016448 | 0.00011416 | 0 | 0.4793 | 0.6361 | 0 | 0 | 0.02895 | 0
8058 | 1 | 0.00023497 | 0.00013631 | 0 | 0.00011748 | 0.00011416 | 0 | 0.4552 | 0.6088 | 0 | 0 | 0.0011832 | 0
8059 | 1 | 0.00021712 | 0.00014255 | 0 | 8.8113e-05 | 0.00011416 | 0 | 0.4539 | 0.6098 | 0 | 0 | 0.0025314 | 0
8060 | 1 | 0.00020143 | 0.00015006 | 0 | 5.8742e-05 | 0.00011416 | 0 | 0.4433 | 0.5963 | 0 | 0 | 0.043658 | 0
8061 | 1 | 0.00017889 | 0.00015436 | 0 | 3.7595e-05 | 0.00011416 | 0 | 0.4456 | 0.631 | 0 | 0 | 0.068679 | 0
8062 | 1 | 0.00015383 | 0.00015701 | 0 | 2.3497e-05 | 0.00011416 | 0 | 0.4302 | 0.597 | 0 | 0 | 0.047495 | 0
8063 | 1 | 0.00012478 | 0.00015511 | 0 | 9.3987e-06 | 0.00011416 | 0 | 0.447 | 0.6235 | 0 | 0 | 0.01828 | 0
8064 | 1 | 9.9987e-05 | 0.00015137 | 0 | 5.8742e-06 | 0.00011416 | 0 | 0.4506 | 0.6683 | 0 | 0 | 0.0013373 | 0
8065 | 1 | 7.7254e-05 | 0.00015015 | 0 | 2.3497e-06 | 0.00011416 | 0 | 0.4266 | 0.6597 | 0 | 0 | 0.023914 | 0
8066 | 1 | 6.121e-05 | 0.00014801 | 0 | 1.1748e-06 | 0.00011416 | 0 | 0.4138 | 0.638 | 0 | 0 | 0.11161 | 0
8067 | 1 | 5.3395e-05 | 0.00014508 | 0 | 1.4098e-05 | 0.00011416 | 0 | 0.4065 | 0.6188 | 0 | 0 | 0.14018 | 0
8068 | 1 | 4.9995e-05 | 0.00014408 | 0 | 3.7595e-05 | 0.00011416 | 0 | 0.398 | 0.6075 | 0 | 0 | 0.089831 | 0
8069 | 1 | 5.1719e-05 | 0.00014738 | 0 | 9.3987e-05 | 0.00011416 | 0 | 0.3862 | 0.591 | 0 | 0 | 0.026617 | 0
8070 | 1 | 6.3848e-05 | 0.00015275 | 0 | 0.0001821 | 0.00011416 | 0 | 0.379 | 0.5861 | 0 | 0 | 0.0011466 | 0
8071 | 1 | 0.00010116 | 0.00015895 | 0 | 0.0001586 | 0.00011416 | 0 | 0.3705 | 0.5803 | 0 | 0 | 0.0020875 | 0
8072 | 1 | 0.00016243 | 0.00016502 | 0 | 0.00014685 | 0.00011416 | 0 | 0.364 | 0.568 | 0 | 0 | 0.039075 | 0
8073 | 1 | 0.00019456 | 0.0001612 | 0 | 0.00016448 | 0.00011416 | 0 | 0.3483 | 0.5533 | 0 | 0 | 0.062917 | 0
8074 | 1 | 0.00020412 | 0.000146 | 0 | 0.00018797 | 0.00011416 | 0 | 0.3222 | 0.5008 | 0 | 0 | 0.044234 | 0.069186
8075 | 1 | 0.00020818 | 0.00012593 | 0 | 0.00020677 | 0.00011416 | 0.14 | 0.315 | 0.4839 | 0 | 0 | 0.017467 | 0.0072429
8076 | 1 | 0.00020885 | 0.00010918 | 0 | 0.00018797 | 0.00011416 | 0.58 | 0.3337 | 0.4918 | 0 | 0 | 0.0013373 | 0.0034209
8077 | 1 | 0.00020263 | 0.00010062 | 0 | 0.00019032 | 0.00011416 | 0.58 | 0.349 | 0.487 | 0 | 0 | 0.02158 | 0
8078 | 1 | 0.00020205 | 0.00010056 | 0 | 0.00021382 | 0.00011416 | 0.37 | 0.3478 | 0.5099 | 0 | 0 | 0.10201 | 0.089121
8079 | 1 | 0.00020243 | 0.0001105 | 0 | 0.00022322 | 0.00011416 | 0.13 | 0.3933 | 0.5576 | 0 | 0 | 0.12781 | 0.12519
8080 | 1 | 0.00020253 | 0.00012956 | 0 | 0.00022322 | 0.00011416 | 0 | 0.4149 | 0.6006 | 0 | 0 | 0.082233 | 0
8081 | 1 | 0.00021419 | 0.0001391 | 0 | 0.00016448 | 0.00011416 | 0 | 0.3981 | 0.585 | 0 | 0 | 0.024412 | 0
8082 | 1 | 0.00023359 | 0.0001443 | 0 | 0.00011748 | 0.00011416 | 0 | 0.4112 | 0.6032 | 0 | 0 | 0.0011108 | 0
8083 | 1 | 0.00021732 | 0.00014995 | 0 | 8.8113e-05 | 0.00011416 | 0 | 0.4322 | 0.6264 | 0 | 0 | 0.0016988 | 0
8084 | 1 | 0.00020357 | 0.00015556 | 0 | 5.8742e-05 | 0.00011416 | 0 | 0.4485 | 0.6474 | 0 | 0 | 0.034824 | 0
8085 | 1 | 0.00018295 | 0.00016144 | 0 | 3.7595e-05 | 0.00011416 | 0 | 0.4668 | 0.7106 | 0 | 0 | 0.057486 | 0
8086 | 1 | 0.00015521 | 0.00016616 | 0 | 2.3497e-05 | 0.00011416 | 0 | 0.5055 | 0.7606 | 0 | 0 | 0.041127 | 0
8087 | 1 | 0.00012455 | 0.00016862 | 0 | 9.3987e-06 | 0.00011416 | 0 | 0.5445 | 0.7966 | 0 | 0 | 0.016678 | 0
8088 | 1 | 9.9264e-05 | 0.00017059 | 0 | 5.8742e-06 | 0.00011416 | 0 | 0.5766 | 0.815 | 0 | 0 | 0.0013373 | 0
8089 | 1 | 7.0662e-05 | 0.00016961 | 0 | 2.3497e-06 | 0.00011416 | 0 | 0.6485 | 0.8639 | 0 | 0 | 0.020473 | 0
8090 | 1 | 5.4843e-05 | 0.0001652 | 0 | 1.1748e-06 | 0.00011416 | 0 | 0.7278 | 0.9097 | 0 | 0 | 0.097428 | 0
8091 | 1 | 4.7229e-05 | 0.00015587 | 0 | 1.4098e-05 | 0.00011416 | 0 | 0.8254 | 0.9403 | 0 | 0 | 0.12191 | 0
8092 | 1 | 4.5981e-05 | 0.00014508 | 0 | 3.7595e-05 | 0.00011416 | 0 | 0.8015 | 0.9059 | 0 | 0 | 0.0786 | 0
8093 | 1 | 4.91e-05 | 0.00013628 | 0 | 9.3987e-05 | 0.00011416 | 0 | 0.6955 | 0.822 | 0 | 0 | 0.023356 | 0
8094 | 1 | 6.2662e-05 | 0.00013273 | 0 | 0.0001821 | 0.00011416 | 0 | 0.6257 | 0.8172 | 0 | 0 | 0.0010931 | 0
8095 | 1 | 9.9879e-05 | 0.00013847 | 0 | 0.0001586 | 0.00011416 | 0 | 0.5958 | 0.7528 | 0 | 0 | 0.0015239 | 0
8096 | 1 | 0.00015793 | 0.00015364 | 0 | 0.00014685 | 0.00011416 | 0 | 0.5023 | 0.6675 | 0 | 0 | 0.032819 | 0
8097 | 1 | 0.00018975 | 0.00015965 | 0 | 0.00016448 | 0.00011416 | 0.17 | 0.409 | 0.5933 | 0 | 0 | 0.054893 | 0.15336
8098 | 1 | 0.00019896 | 0.00014725 | 0 | 0.00018797 | 0.00011416 | 0.34 | 0.3378 | 0.5481 | 0 | 0 | 0.039629 | 0.25855
8099 | 1 | 0.00019482 | 0.0001332 | 0 | 0.00020677 | 0.00011416 | 0.53 | 0.3223 | 0.5612 | 0 | 0 | 0.016293 | 0.28841
8100 | 1 | 0.00019109 | 0.00011932 | 0 | 0.00018797 | 0.00011416 | 0.61 | 0.4249 | 0.6424 | 0 | 0 | 0.0013373 | 0.57206
8101 | 1 | 0.00018377 | 0.00011104 | 0 | 0.00019032 | 0.00011416 | 0.6 | 0.4966 | 0.6953 | 0 | 0 | 0.020473 | 0.57219
8102 | 1 | 0.00018416 | 0.00011026 | 0 | 0.00021382 | 0.00011416 | 0.5 | 0.5215 | 0.7171 | 0 | 0 | 0.097428 | 0.44919
8103 | 1 | 0.00018355 | 0.00011842 | 0 | 0.00022322 | 0.00011416 | 0.3 | 0.5406 | 0.7315 | 0 | 0 | 0.12191 | 0.2587
8104 | 1 | 0.00018309 | 0.00013631 | 0 | 0.00022322 | 0.00011416 | 0 | 0.5363 | 0.7306 | 0 | 0 | 0.0786 | 0
8105 | 1 | 0.00019329 | 0.00014849 | 0 | 0.00016448 | 0.00011416 | 0 | 0.4961 | 0.7132 | 0 | 0 | 0.023356 | 0
8106 | 1 | 0.00021801 | 0.00015757 | 0 | 0.00011748 | 0.00011416 | 0 | 0.4772 | 0.7113 | 0 | 0 | 0.0010931 | 0
8107 | 1 | 0.00020193 | 0.00016323 | 0 | 8.8113e-05 | 0.00011416 | 0 | 0.4762 | 0.7327 | 0 | 0 | 0.0015239 | 0
8108 | 1 | 0.00018453 | 0.00016531 | 0 | 5.8742e-05 | 0.00011416 | 0 | 0.484 | 0.7587 | 0 | 0 | 0.032819 | 0
8109 | 1 | 0.00016349 | 0.00016589 | 0 | 3.7595e-05 | 0.00011416 | 0 | 0.4979 | 0.7786 | 0 | 0 | 0.054893 | 0
8110 | 1 | 0.00013696 | 0.0001672 | 0 | 2.3497e-05 | 0.00011416 | 0 | 0.5258 | 0.7973 | 0 | 0 | 0.039629 | 0
8111 | 1 | 0.00011102 | 0.00016799 | 0 | 9.3987e-06 | 0.00011416 | 0 | 0.5627 | 0.8127 | 0 | 0 | 0.016293 | 0
8112 | 1 | 9.1361e-05 | 0.00016985 | 0 | 5.8742e-06 | 0.00011416 | 0 | 0.5964 | 0.8243 | 0 | 0 | 0.0013373 | 0
8113 | 1 | 6.8659e-05 | 0.00017242 | 0 | 2.3497e-06 | 0.00011416 | 0 | 0.6284 | 0.8364 | 0 | 0 | 0.02158 | 0
8114 | 1 | 5.0077e-05 | 0.00017452 | 0 | 1.1748e-06 | 0.00011416 | 0 | 0.6328 | 0.8419 | 0 | 0 | 0.10201 | 0
8115 | 1 | 3.9146e-05 | 0.00017862 | 0 | 1.4098e-05 | 0.00011416 | 0 | 0.6601 | 0.8615 | 0 | 0 | 0.12781 | 0
8116 | 1 | 3.4102e-05 | 0.00018207 | 0 | 3.7595e-05 | 0.00011416 | 0 | 0.6651 | 0.8595 | 0 | 0 | 0.082233 | 0
8117 | 1 | 3.2599e-05 | 0.000185 | 0 | 9.3987e-05 | 0.00011416 | 0 | 0.6702 | 0.8658 | 0 | 0 | 0.024412 | 0
8118 | 1 | 3.5813e-05 | 0.00018712 | 0 | 0.0001821 | 0.00011416 | 0 | 0.6771 | 0.8665 | 0 | 0 | 0.0011108 | 0
8119 | 1 | 5.057e-05 | 0.00018961 | 0 | 0.0001586 | 0.00011416 | 0 | 0.685 | 0.8789 | 0 | 0 | 0.0016988 | 0
8120 | 1 | 7.6302e-05 | 0.00019531 | 0 | 0.00014685 | 0.00011416 | 0 | 0.7081 | 0.9043 | 0 | 0 | 0.034824 | 0
8121 | 1 | 0.0001043 | 0.00019343 | 0 | 0.00016448 | 0.00011416 | 0.01 | 0.731 | 0.9119 | 0 | 0 | 0.057486 | 0
8122 | 1 | 0.0001308 | 0.00018057 | 0 | 0.00018797 | 0.00011416 | 0.05 | 0.7664 | 0.9218 | 0 | 0 | 0.041127 | 0.026643
8123 | 1 | 0.00014427 | 0.0001662 | 0 | 0.00020677 | 0.00011416 | 0.04 | 0.806 | 0.9396 | 0 | 0 | 0.016678 | 0
8124 | 1 | 0.00014804 | 0.00015537 | 0 | 0.00018797 | 0.00011416 | 0.16 | 0.8304 | 0.9515 | 0 | 0 | 0.0013373 | 0.1284
8125 | 1 | 0.0001438 | 0.00015118 | 0 | 0.00019032 | 0.00011416 | 0.08 | 0.8402 | 0.957 | 0 | 0 | 0.023914 | 0.01414
8126 | 1 | 0.00014029 | 0.00015345 | 0 | 0.00021382 | 0.00011416 | 0.07 | 0.8394 | 0.9568 | 0 | 0 | 0.11161 | 0.062979
8127 | 1 | 0.00013472 | 0.00015984 | 0 | 0.00022322 | 0.00011416 | 0.13 | 0.8275 | 0.9525 | 0 | 0 | 0.14018 | 0.0053374
8128 | 1 | 0.00013128 | 0.00016994 | 0 | 0.00022322 | 0.00011416 | 0 | 0.8218 | 0.9531 | 0 | 0 | 0.089831 | 0
8129 | 1 | 0.00014462 | 0.00017633 | 0 | 0.00016448 | 0.00011416 | 0 | 0.8171 | 0.952 | 0 | 0 | 0.026617 | 0
8130 | 1 | 0.00016302 | 0.00017991 | 0 | 0.00011748 | 0.00011416 | 0 | 0.8166 | 0.9541 | 0 | 0 | 0.0011466 | 0
8131 | 1 | 0.00015249 | 0.00018278 | 0 | 8.8113e-05 | 0.00011416 | 0 | 0.8266 | 0.9567 | 0 | 0 | 0.0020875 | 0
8132 | 1 | 0.00013656 | 0.00018623 | 0 | 5.8742e-05 | 0.00011416 | 0 | 0.8347 | 0.9571 | 0 | 0 | 0.039075 | 0
8133 | 1 | 0.00012106 | 0.00018904 | 0 | 3.7595e-05 | 0.00011416 | 0 | 0.8356 | 0.9561 | 0 | 0 | 0.062917 | 0
8134 | 1 | 0.00010531 | 0.0001905 | 0 | 2.3497e-05 | 0.00011416 | 0 | 0.8374 | 0.9575 | 0 | 0 | 0.044234 | 0
8135 | 1 | 9.1058e-05 | 0.00019068 | 0 | 9.3987e-06 | 0.00011416 | 0 | 0.8347 | 0.9568 | 0 | 0 | 0.017467 | 0
8136 | 1 | 7.3571e-05 | 0.00019072 | 0 | 5.8742e-06 | 0.00011416 | 0 | 0.8226 | 0.9523 | 0 | 0 | 0.0013373 | 0
8137 | 1 | 5.1204e-05 | 0.00019074 | 0 | 2.3497e-06 | 0.00011416 | 0 | 0.8143 | 0.9494 | 0 | 0 | 0.027722 | 0
8138 | 1 | 3.4428e-05 | 0.00018885 | 0 | 1.1748e-06 | 0.00011416 | 0 | 0.8065 | 0.9443 | 0 | 0 | 0.1271 | 0
8139 | 1 | 2.5942e-05 | 0.00018487 | 0 | 1.4098e-05 | 0.00011416 | 0 | 0.8046 | 0.9423 | 0 | 0 | 0.1602 | 0
8140 | 1 | 2.253e-05 | 0.00018044 | 0 | 3.7595e-05 | 0.00011416 | 0 | 0.8002 | 0.9348 | 0 | 0 | 0.10208 | 0
8141 | 1 | 2.18e-05 | 0.00017572 | 0 | 9.3987e-05 | 0.00011416 | 0 | 0.7994 | 0.9344 | 0 | 0 | 0.030167 | 0
8142 | 1 | 2.5644e-05 | 0.00016959 | 0 | 0.0001821 | 0.00011416 | 0 | 0.8001 | 0.934 | 0 | 0 | 0.0012018 | 0
8143 | 1 | 3.2677e-05 | 0.00016434 | 0 | 0.0001586 | 0.00011416 | 0 | 0.7961 | 0.9294 | 0 | 0 | 0.0027751 | 0
8144 | 1 | 4.8053e-05 | 0.00016162 | 0 | 0.00014685 | 0.00011416 | 0 | 0.7945 | 0.9309 | 0 | 0 | 0.046078 | 0
8145 | 1 | 6.5892e-05 | 0.00015648 | 0 | 0.00016448 | 0.00011416 | 0 | 0.7995 | 0.9333 | 0 | 0 | 0.071687 | 0
8146 | 1 | 8.7493e-05 | 0.00014502 | 0 | 0.00018797 | 0.00011416 | 0.13 | 0.8047 | 0.9362 | 0 | 0 | 0.049183 | 0.0089923
8147 | 1 | 0.00010154 | 0.00013032 | 0 | 0.00020677 | 0.00011416 | 0.31 | 0.8152 | 0.9411 | 0 | 0 | 0.018696 | 0.24872
8148 | 1 | 0.00011105 | 0.00011569 | 0 | 0.00018797 | 0.00011416 | 0.04 | 0.8244 | 0.9427 | 0 | 0 | 0.0013373 | 0.0034989
8149 | 1 | 0.00011894 | 0.00010464 | 0 | 0.00019032 | 0.00011416 | 0.04 | 0.8172 | 0.9333 | 0 | 0 | 0.033399 | 0.024893
8150 | 1 | 0.00012108 | 9.8513e-05 | 0 | 0.00021382 | 0.00011416 | 0.01 | 0.791 | 0.9181 | 0 | 0 | 0.1499 | 0.0039669
8151 | 1 | 0.00011871 | 9.8163e-05 | 0 | 0.00022322 | 0.00011416 | 0.01 | 0.7578 | 0.9027 | 0 | 0 | 0.18973 | 0
8152 | 1 | 0.00011939 | 0.00010178 | 0 | 0.00022322 | 0.00011416 | 0 | 0.725 | 0.8716 | 0 | 0 | 0.12009 | 0
8153 | 1 | 0.00013637 | 0.00010381 | 0 | 0.00016448 | 0.00011416 | 0 | 0.6877 | 0.8291 | 0 | 0 | 0.035373 | 0
8154 | 1 | 0.00016087 | 0.00010515 | 0 | 0.00011748 | 0.00011416 | 0 | 0.6291 | 0.7849 | 0 | 0 | 0.0012781 | 0
8155 | 1 | 0.00015678 | 0.00010495 | 0 | 8.8113e-05 | 0.00011416 | 0 | 0.5688 | 0.7244 | 0 | 0 | 0.0039066 | 0
8156 | 1 | 0.00014696 | 0.00010556 | 0 | 5.8742e-05 | 0.00011416 | 0 | 0.4854 | 0.656 | 0 | 0 | 0.056654 | 0
8157 | 1 | 0.00013365 | 0.00010709 | 0 | 3.7595e-05 | 0.00011416 | 0 | 0.4031 | 0.5813 | 0 | 0 | 0.084599 | 0
8158 | 1 | 0.00011521 | 0.00010927 | 0 | 2.3497e-05 | 0.00011416 | 0 | 0.3378 | 0.5169 | 0 | 0 | 0.056337 | 0
8159 | 1 | 9.4229e-05 | 0.00011213 | 0 | 9.3987e-06 | 0.00011416 | 0 | 0.2728 | 0.442 | 0 | 0 | 0.020423 | 0
8160 | 1 | 7.0254e-05 | 0.00011528 | 0 | 5.8742e-06 | 0.00011416 | 0 | 0.2183 | 0.3455 | 0 | 0 | 0.0013373 | 0
8161 | 1 | 5.721e-05 | 0.00011916 | 0 | 2.3497e-06 | 0.00011416 | 0 | 0.1734 | 0.2648 | 0 | 0 | 0.039802 | 0
8162 | 1 | 4.5145e-05 | 0.00012382 | 0 | 1.1748e-06 | 0.00011416 | 0 | 0.1468 | 0.2328 | 0 | 0 | 0.17527 | 0
8163 | 1 | 4.0541e-05 | 0.00012879 | 0 | 1.4098e-05 | 0.00011416 | 0 | 0.1268 | 0.2284 | 0 | 0 | 0.22268 | 0
8164 | 1 | 3.911e-05 | 0.00013229 | 0 | 3.7595e-05 | 0.00011416 | 0 | 0.115 | 0.2183 | 0 | 0 | 0.14009 | 0
8165 | 1 | 4.2094e-05 | 0.00013465 | 0 | 9.3987e-05 | 0.00011416 | 0 | 0.1103 | 0.2125 | 0 | 0 | 0.041147 | 0
8166 | 1 | 5.5565e-05 | 0.00013718 | 0 | 0.0001821 | 0.00011416 | 0 | 0.113 | 0.2269 | 0 | 0 | 0.0013575 | 0
8167 | 1 | 9.4982e-05 | 0.00013991 | 0 | 0.0001586 | 0.00011416 | 0 | 0.1223 | 0.24 | 0 | 0 | 0.0053101 | 0
8168 | 1 | 0.00015747 | 0.00014334 | 0 | 0.00014685 | 0.00011416 | 0 | 0.1319 | 0.2619 | 0 | 0 | 0.068734 | 0
8169 | 1 | 0.00019528 | 0.00014078 | 0 | 0.00016448 | 0.00011416 | 0.03 | 0.1357 | 0.2595 | 0 | 0 | 0.098975 | 0
8170 | 1 | 0.00020576 | 0.00013019 | 0 | 0.00018797 | 0.00011416 | 0.01 | 0.1222 | 0.2345 | 0 | 0 | 0.064153 | 0.04553
8171 | 1 | 0.00020873 | 0.00011591 | 0 | 0.00020677 | 0.00011416 | 0.04 | 0.1163 | 0.2241 | 0 | 0 | 0.022253 | 0
8172 | 1 | 0.00021115 | 0.00010156 | 0 | 0.00018797 | 0.00011416 | 0.07 | 0.109 | 0.2043 | 0 | 0 | 0.0013373 | 0
8173 | 1 | 0.00020633 | 9.0876e-05 | 0 | 0.00019032 | 0.00011416 | 0.04 | 0.1032 | 0.2001 | 0 | 0 | 0.048895 | 0
8174 | 1 | 0.00020604 | 8.643e-05 | 0 | 0.00021382 | 0.00011416 | 0.14 | 0.0963 | 0.1891 | 0 | 0 | 0.21082 | 0.011979
8175 | 1 | 0.00020132 | 0.00010226 | 0 | 0.00022322 | 0.00011416 | 0.16 | 0.11 | 0.1964 | 0 | 0 | 0.26898 | 0.10355
8176 | 1 | 0.00019611 | 0.00013451 | 0 | 0.00022322 | 0.00011416 | 0 | 0.1497 | 0.2283 | 0 | 0 | 0.16807 | 0
8177 | 1 | 0.00021022 | 0.00014279 | 0 | 0.00016448 | 0.00011416 | 0 | 0.2009 | 0.2867 | 0 | 0 | 0.049205 | 0
8178 | 1 | 0.00023416 | 0.00014325 | 0 | 0.00011748 | 0.00011416 | 0 | 0.2435 | 0.331 | 0 | 0 | 0.0014614 | 0
8179 | 1 | 0.00021748 | 0.00014493 | 0 | 8.8113e-05 | 0.00011416 | 0 | 0.2651 | 0.3456 | 0 | 0 | 0.0074916 | 0
8180 | 1 | 0.00020266 | 0.00014653 | 0 | 5.8742e-05 | 0.00011416 | 0 | 0.2737 | 0.3444 | 0 | 0 | 0.086105 | 0
8181 | 1 | 0.0001811 | 0.00014845 | 0 | 3.7595e-05 | 0.00011416 | 0 | 0.2731 | 0.353 | 0 | 0 | 0.11912 | 0
8182 | 1 | 0.00015514 | 0.00014943 | 0 | 2.3497e-05 | 0.00011416 | 0 | 0.2673 | 0.368 | 0 | 0 | 0.0749 | 0
8183 | 1 | 0.00012517 | 0.00015028 | 0 | 9.3987e-06 | 0.00011416 | 0 | 0.2593 | 0.3748 | 0 | 0 | 0.024691 | 0
8184 | 1 | 9.7937e-05 | 0.0001505 | 0 | 5.8742e-06 | 0.00011416 | 0 | 0.2702 | 0.3773 | 0 | 0 | 0.0013373 | 0
8185 | 1 | 6.9133e-05 | 0.00015188 | 0 | 2.3497e-06 | 0.00011416 | 0 | 0.2698 | 0.3755 | 0 | 0 | 0.059277 | 0
8186 | 1 | 5.3084e-05 | 0.00015321 | 0 | 1.1748e-06 | 0.00011416 | 0 | 0.2699 | 0.3812 | 0 | 0 | 0.25088 | 0
8187 | 1 | 4.5302e-05 | 0.00015878 | 0 | 1.4098e-05 | 0.00011416 | 0 | 0.2619 | 0.3996 | 0 | 0 | 0.32128 | 0
8188 | 1 | 4.261e-05 | 0.00016345 | 0 | 3.7595e-05 | 0.00011416 | 0 | 0.2776 | 0.4365 | 0 | 0 | 0.19955 | 0
8189 | 1 | 4.4148e-05 | 0.00016705 | 0 | 9.3987e-05 | 0.00011416 | 0 | 0.291 | 0.4761 | 0 | 0 | 0.058253 | 0
8190 | 1 | 5.6717e-05 | 0.00016974 | 0 | 0.0001821 | 0.00011416 | 0 | 0.3117 | 0.5266 | 0 | 0 | 0.0015704 | 0
8191 | 1 | 9.6355e-05 | 0.00017297 | 0 | 0.0001586 | 0.00011416 | 0 | 0.3245 | 0.5435 | 0 | 0 | 0.010201 | 0
8192 | 1 | 0.00015654 | 0.00017576 | 0 | 0.00014685 | 0.00011416 | 0 | 0.3304 | 0.5339 | 0 | 0 | 0.10618 | 0
8193 | 1 | 0.00018889 | 0.00017397 | 0 | 0.00016448 | 0.00011416 | 0.09 | 0.3201 | 0.5337 | 0 | 0 | 0.14184 | 0.018742
8194 | 1 | 0.00019469 | 0.00016352 | 0 | 0.00018797 | 0.00011416 | 0.33 | 0.3183 | 0.5532 | 0 | 0 | 0.086783 | 0.21195
8195 | 1 | 0.0001918 | 0.00014528 | 0 | 0.00020677 | 0.00011416 | 0.51 | 0.3365 | 0.5558 | 0 | 0 | 0.0273 | 0.29404
8196 | 1 | 0.00019051 | 0.00012168 | 0 | 0.00018797 | 0.00011416 | 0.56 | 0.3824 | 0.589 | 0 | 0 | 0.0013373 | 0.55885
8197 | 1 | 0.0001884 | 0.0001053 | 0 | 0.00019032 | 0.00011416 | 0.29 | 0.378 | 0.5761 | 0 | 0 | 0.068568 | 0.61535
8198 | 1 | 0.00019349 | 0.00010089 | 0 | 0.00021382 | 0.00011416 | 0.11 | 0.3769 | 0.5985 | 0 | 0 | 0.28635 | 0.1727
8199 | 1 | 0.0001977 | 0.00010761 | 0 | 0.00022322 | 0.00011416 | 0.02 | 0.3979 | 0.5966 | 0 | 0 | 0.36769 | 0.032994
8200 | 1 | 0.00020219 | 0.00012078 | 0 | 0.00022322 | 0.00011416 | 0 | 0.4279 | 0.5993 | 0 | 0 | 0.22739 | 0
8201 | 1 | 0.00022013 | 0.00012652 | 0 | 0.00016448 | 0.00011416 | 0 | 0.4258 | 0.5982 | 0 | 0 | 0.066242 | 0
8202 | 1 | 0.00023379 | 0.00012849 | 0 | 0.00011748 | 0.00011416 | 0 | 0.4379 | 0.6039 | 0 | 0 | 0.0016614 | 0
8203 | 1 | 0.00021619 | 0.00013091 | 0 | 8.8113e-05 | 0.00011416 | 0 | 0.4103 | 0.5868 | 0 | 0 | 0.012788 | 0
8204 | 1 | 0.00020133 | 0.00013257 | 0 | 5.8742e-05 | 0.00011416 | 0 | 0.388 | 0.5672 | 0 | 0 | 0.12432 | 0
8205 | 1 | 0.00017911 | 0.00013611 | 0 | 3.7595e-05 | 0.00011416 | 0 | 0.3674 | 0.5576 | 0 | 0 | 0.16196 | 0
8206 | 1 | 0.00015445 | 0.00014096 | 0 | 2.3497e-05 | 0.00011416 | 0 | 0.3686 | 0.5954 | 0 | 0 | 0.097148 | 0
8207 | 1 | 0.00012435 | 0.00014605 | 0 | 9.3987e-06 | 0.00011416 | 0 | 0.3721 | 0.6585 | 0 | 0 | 0.029515 | 0
8208 | 1 | 9.7025e-05 | 0.00015218 | 0 | 5.8742e-06 | 0.00011416 | 0 | 0.376 | 0.6846 | 0 | 0 | 0.0013373 | 0
8209 | 1 | 7.8203e-05 | 0.00015574 | 0 | 2.3497e-06 | 0.00011416 | 0 | 0.3868 | 0.687 | 0 | 0 | 0.078782 | 0
8210 | 1 | 6.1156e-05 | 0.0001591 | 0 | 1.1748e-06 | 0.00011416 | 0 | 0.3754 | 0.6529 | 0 | 0 | 0.32501 | 0
8211 | 1 | 5.3225e-05 | 0.00016321 | 0 | 1.4098e-05 | 0.00011416 | 0 | 0.3667 | 0.6252 | 0 | 0 | 0.41838 | 0
8212 | 1 | 4.904e-05 | 0.00016915 | 0 | 3.7595e-05 | 0.00011416 | 0 | 0.3592 | 0.5901 | 0 | 0 | 0.25771 | 0
8213 | 1 | 5.0439e-05 | 0.00017552 | 0 | 9.3987e-05 | 0.00011416 | 0 | 0.358 | 0.5448 | 0 | 0 | 0.074929 | 0
8214 | 1 | 6.2528e-05 | 0.00018135 | 0 | 0.0001821 | 0.00011416 | 0 | 0.3379 | 0.4736 | 0 | 0 | 0.0017558 | 0
8215 | 1 | 0.00010042 | 0.00018762 | 0 | 0.0001586 | 0.00011416 | 0 | 0.2985 | 0.4022 | 0 | 0 | 0.015778 | 0
8216 | 1 | 0.00016272 | 0.00019588 | 0 | 0.00014685 | 0.00011416 | 0 | 0.2585 | 0.3367 | 0 | 0 | 0.14442 | 0
8217 | 1 | 0.00019824 | 0.00018967 | 0 | 0.00016448 | 0.00011416 | 0.08 | 0.2359 | 0.3121 | 0 | 0 | 0.1839 | 0.058366
8218 | 1 | 0.00020645 | 0.00016589 | 0 | 0.00018797 | 0.00011416 | 0.33 | 0.2227 | 0.3161 | 0 | 0 | 0.10831 | 0.17713
8219 | 1 | 0.00020466 | 0.00014845 | 0 | 0.00020677 | 0.00011416 | 0.49 | 0.1986 | 0.3257 | 0 | 0 | 0.031847 | 0.26198
8220 | 1 | 0.00020003 | 0.00013495 | 0 | 0.00018797 | 0.00011416 | 0.56 | 0.1936 | 0.3491 | 0 | 0 | 0.0013373 | 0.49089
8221 | 1 | 0.00019296 | 0.00012738 | 0 | 0.00019032 | 0.00011416 | 0.55 | 0.219 | 0.3872 | 0 | 0 | 0.089964 | 0.49562
8222 | 1 | 0.00019401 | 0.00012897 | 0 | 0.00021382 | 0.00011416 | 0.46 | 0.2415 | 0.4351 | 0 | 0 | 0.36702 | 0.46859
8223 | 1 | 0.00019356 | 0.00014425 | 0 | 0.00022322 | 0.00011416 | 0.27 | 0.2741 | 0.4803 | 0 | 0 | 0.47351 | 0.24949
8224 | 1 | 0.00019596 | 0.00017672 | 0 | 0.00022322 | 0.00011416 | 0 | 0.325 | 0.5304 | 0 | 0 | 0.2906 | 0
8225 | 1 | 0.00021127 | 0.00018341 | 0 | 0.00016448 | 0.00011416 | 0 | 0.3742 | 0.5688 | 0 | 0 | 0.084345 | 0
8226 | 1 | 0.00023962 | 0.00018539 | 0 | 0.00011748 | 0.00011416 | 0 | 0.3922 | 0.6059 | 0 | 0 | 0.0018538 | 0
8227 | 1 | 0.00022082 | 0.00018771 | 0 | 8.8113e-05 | 0.00011416 | 0 | 0.4124 | 0.6474 | 0 | 0 | 0.019201 | 0
8228 | 1 | 0.00020525 | 0.00018854 | 0 | 5.8742e-05 | 0.00011416 | 0 | 0.4425 | 0.7082 | 0 | 0 | 0.16657 | 0
8229 | 1 | 0.00018234 | 0.00019081 | 0 | 3.7595e-05 | 0.00011416 | 0 | 0.4613 | 0.7465 | 0 | 0 | 0.20773 | 0
8230 | 1 | 0.00015775 | 0.00019361 | 0 | 2.3497e-05 | 0.00011416 | 0 | 0.484 | 0.7405 | 0 | 0 | 0.12029 | 0
8231 | 1 | 0.00012731 | 0.00019917 | 0 | 9.3987e-06 | 0.00011416 | 0 | 0.5084 | 0.7735 | 0 | 0 | 0.034298 | 0
8232 | 1 | 9.9897e-05 | 0.00020289 | 0 | 5.8742e-06 | 0.00011416 | 0 | 0.5226 | 0.7728 | 0 | 0 | 0.0013373 | 0
8233 | 1 | 7.5987e-05 | 0.00020691 | 0 | 2.3497e-06 | 0.00011416 | 0 | 0.5291 | 0.7788 | 0 | 0 | 0.099011 | 0
8234 | 1 | 5.9154e-05 | 0.00020966 | 0 | 1.1748e-06 | 0.00011416 | 0 | 0.5294 | 0.7806 | 0 | 0 | 0.40079 | 0
8235 | 1 | 5.1065e-05 | 0.00021103 | 0 | 1.4098e-05 | 0.00011416 | 0 | 0.5468 | 0.7853 | 0 | 0 | 0.5179 | 0
8236 | 1 | 4.8388e-05 | 0.00021119 | 0 | 3.7595e-05 | 0.00011416 | 0 | 0.5593 | 0.7961 | 0 | 0 | 0.31703 | 0
8237 | 1 | 5.019e-05 | 0.00021228 | 0 | 9.3987e-05 | 0.00011416 | 0 | 0.5577 | 0.792 | 0 | 0 | 0.091902 | 0
8238 | 1 | 6.3113e-05 | 0.00021439 | 0 | 0.0001821 | 0.00011416 | 0 | 0.5654 | 0.8053 | 0 | 0 | 0.0019297 | 0
8239 | 1 | 0.00010158 | 0.00021712 | 0 | 0.0001586 | 0.00011416 | 0 | 0.5764 | 0.818 | 0 | 0 | 0.022071 | 0
8240 | 1 | 0.00016341 | 0.00022016 | 0 | 0.00014685 | 0.00011416 | 0 | 0.5913 | 0.8297 | 0 | 0 | 0.18459 | 0
8241 | 1 | 0.00019839 | 0.00022134 | 0 | 0.00016448 | 0.00011416 | 0.05 | 0.6084 | 0.8399 | 0 | 0 | 0.2269 | 0.050499
8242 | 1 | 0.00020737 | 0.00021671 | 0 | 0.00018797 | 0.00011416 | 0.06 | 0.6339 | 0.8485 | 0 | 0 | 0.12983 | 0
8243 | 1 | 0.00020852 | 0.00020409 | 0 | 0.00020677 | 0.00011416 | 0.2 | 0.6397 | 0.8558 | 0 | 0 | 0.036217 | 0.003822
8244 | 1 | 0.00020916 | 0.00018968 | 0 | 0.00018797 | 0.00011416 | 0.17 | 0.6434 | 0.855 | 0 | 0 | 0.0013373 | 0
8245 | 1 | 0.00020442 | 0.00017998 | 0 | 0.00019032 | 0.00011416 | 0.4 | 0.6363 | 0.8575 | 0 | 0 | 0.10216 | 0.010909
8246 | 1 | 0.00020451 | 0.00017725 | 0 | 0.00021382 | 0.00011416 | 0.14 | 0.6195 | 0.8533 | 0 | 0 | 0.41249 | 0.020302
8247 | 1 | 0.00020479 | 0.00018234 | 0 | 0.00022322 | 0.00011416 | 0.18 | 0.6167 | 0.8468 | 0 | 0 | 0.53329 | 0.016759
8248 | 1 | 0.00020632 | 0.00019251 | 0 | 0.00022322 | 0.00011416 | 0 | 0.6217 | 0.8421 | 0 | 0 | 0.32619 | 0
8249 | 1 | 0.00022182 | 0.00020118 | 0 | 0.00016448 | 0.00011416 | 0 | 0.6241 | 0.841 | 0 | 0 | 0.094518 | 0
8250 | 1 | 0.000238 | 0.00020981 | 0 | 0.00011748 | 0.00011416 | 0 | 0.6326 | 0.843 | 0 | 0 | 0.0019554 | 0
8251 | 1 | 0.00022302 | 0.00021881 | 0 | 8.8113e-05 | 0.00011416 | 0 | 0.6381 | 0.8455 | 0 | 0 | 0.023087 | 0
8252 | 1 | 0.00020857 | 0.00022546 | 0 | 5.8742e-05 | 0.00011416 | 0 | 0.6344 | 0.8426 | 0 | 0 | 0.19088 | 0
8253 | 1 | 0.00018688 | 0.00022961 | 0 | 3.7595e-05 | 0.00011416 | 0 | 0.6256 | 0.8368 | 0 | 0 | 0.23354 | 0
8254 | 1 | 0.00015938 | 0.00023175 | 0 | 2.3497e-05 | 0.00011416 | 0 | 0.6055 | 0.8289 | 0 | 0 | 0.13312 | 0
8255 | 1 | 0.00012819 | 0.00023189 | 0 | 9.3987e-06 | 0.00011416 | 0 | 0.5897 | 0.8098 | 0 | 0 | 0.036872 | 0
8256 | 1 | 0.00010194 | 0.00022909 | 0 | 5.8742e-06 | 0.00011416 | 0 | 0.5773 | 0.7848 | 0 | 0 | 0.0013373 | 0
8257 | 1 | 7.7972e-05 | 0.00022451 | 0 | 2.3497e-06 | 0.00011416 | 0 | 0.5477 | 0.7512 | 0 | 0 | 0.10537 | 0
8258 | 1 | 6.1331e-05 | 0.00021887 | 0 | 1.1748e-06 | 0.00011416 | 0 | 0.514 | 0.6835 | 0 | 0 | 0.42441 | 0
8259 | 1 | 5.4249e-05 | 0.00021343 | 0 | 1.4098e-05 | 0.00011416 | 0 | 0.4701 | 0.6213 | 0 | 0 | 0.54899 | 0
8260 | 1 | 5.1862e-05 | 0.00020905 | 0 | 3.7595e-05 | 0.00011416 | 0 | 0.4722 | 0.6397 | 0 | 0 | 0.33552 | 0
8261 | 1 | 5.3646e-05 | 0.00020714 | 0 | 9.3987e-05 | 0.00011416 | 0 | 0.4787 | 0.6606 | 0 | 0 | 0.097183 | 0
8262 | 1 | 6.69e-05 | 0.00020136 | 0 | 0.0001821 | 0.00011416 | 0 | 0.5101 | 0.6882 | 0 | 0 | 0.0019813 | 0
8263 | 1 | 0.00010513 | 0.0001909 | 0 | 0.0001586 | 0.00011416 | 0 | 0.5438 | 0.723 | 0 | 0 | 0.024135 | 0
8264 | 1 | 0.00016652 | 0.00018214 | 0 | 0.00014685 | 0.00011416 | 0 | 0.5496 | 0.7245 | 0 | 0 | 0.1973 | 0
8265 | 1 | 0.00020788 | 0.00017559 | 0 | 0.00016448 | 0.00011416 | 0 | 0.563 | 0.6773 | 0 | 0 | 0.24031 | 0
8266 | 1 | 0.00022188 | 0.00016836 | 0 | 0.00018797 | 0.00011416 | 0.01 | 0.5261 | 0.6644 | 0 | 0 | 0.13647 | 0
8267 | 1 | 0.00022368 | 0.00016114 | 0 | 0.00020677 | 0.00011416 | 0.01 | 0.4871 | 0.6459 | 0 | 0 | 0.037535 | 0
8268 | 1 | 0.0002252 | 0.00015535 | 0 | 0.00018797 | 0.00011416 | 0.02 | 0.4624 | 0.6288 | 0 | 0 | 0.0013373 | 0
8269 | 1 | 0.00022043 | 0.0001527 | 0 | 0.00019032 | 0.00011416 | 0.02 | 0.4227 | 0.6228 | 0 | 0 | 0.10537 | 0
8270 | 1 | 0.00021682 | 0.00015255 | 0 | 0.00021382 | 0.00011416 | 0.02 | 0.4087 | 0.64 | 0 | 0 | 0.42441 | 0.0040783
8271 | 1 | 0.00021156 | 0.00015554 | 0 | 0.00022322 | 0.00011416 | 0.01 | 0.4117 | 0.6754 | 0 | 0 | 0.54899 | 0.016859
8272 | 1 | 0.00020776 | 0.00015956 | 0 | 0.00022322 | 0.00011416 | 0 | 0.4308 | 0.7005 | 0 | 0 | 0.33552 | 0
8273 | 1 | 0.00022014 | 0.00016081 | 0 | 0.00016448 | 0.00011416 | 0 | 0.4296 | 0.6958 | 0 | 0 | 0.097183 | 0
8274 | 1 | 0.00023343 | 0.0001614 | 0 | 0.00011748 | 0.00011416 | 0 | 0.4482 | 0.7146 | 0 | 0 | 0.0019813 | 0
8275 | 1 | 0.00021426 | 0.0001621 | 0 | 8.8113e-05 | 0.00011416 | 0 | 0.4663 | 0.7381 | 0 | 0 | 0.024135 | 0
8276 | 1 | 0.00019674 | 0.00016766 | 0 | 5.8742e-05 | 0.00011416 | 0 | 0.4831 | 0.7435 | 0 | 0 | 0.1973 | 0
8277 | 1 | 0.00017508 | 0.00017546 | 0 | 3.7595e-05 | 0.00011416 | 0 | 0.499 | 0.7444 | 0 | 0 | 0.24031 | 0
8278 | 1 | 0.00014876 | 0.00018181 | 0 | 2.3497e-05 | 0.00011416 | 0 | 0.5002 | 0.7224 | 0 | 0 | 0.13647 | 0
8279 | 1 | 0.00012245 | 0.00018863 | 0 | 9.3987e-06 | 0.00011416 | 0 | 0.4684 | 0.6862 | 0 | 0 | 0.037535 | 0
8280 | 1 | 0.00010039 | 0.00019526 | 0 | 5.8742e-06 | 0.00011416 | 0 | 0.4548 | 0.688 | 0 | 0 | 0.0013373 | 0
8281 | 1 | 6.9528e-05 | 0.00019741 | 0 | 2.3497e-06 | 0.00011416 | 0 | 0.4393 | 0.6849 | 0 | 0 | 0.10216 | 0
8282 | 1 | 5.1514e-05 | 0.00019972 | 0 | 1.1748e-06 | 0.00011416 | 0 | 0.4244 | 0.6617 | 0 | 0 | 0.41249 | 0
8283 | 1 | 4.1246e-05 | 0.00020245 | 0 | 1.4098e-05 | 0.00011416 | 0 | 0.4127 | 0.6336 | 0 | 0 | 0.53329 | 0
8284 | 1 | 3.5468e-05 | 0.00020675 | 0 | 3.7595e-05 | 0.00011416 | 0 | 0.3952 | 0.5993 | 0 | 0 | 0.32619 | 0
8285 | 1 | 3.407e-05 | 0.00021212 | 0 | 9.3987e-05 | 0.00011416 | 0 | 0.3707 | 0.5521 | 0 | 0 | 0.094518 | 0
8286 | 1 | 3.7555e-05 | 0.00021571 | 0 | 0.0001821 | 0.00011416 | 0 | 0.3418 | 0.4916 | 0 | 0 | 0.0019554 | 0
8287 | 1 | 5.2646e-05 | 0.00021658 | 0 | 0.0001586 | 0.00011416 | 0 | 0.3081 | 0.4258 | 0 | 0 | 0.023087 | 0
8288 | 1 | 7.9204e-05 | 0.00021739 | 0 | 0.00014685 | 0.00011416 | 0 | 0.2651 | 0.3358 | 0 | 0 | 0.19088 | 0
8289 | 1 | 0.00011082 | 0.00021049 | 0 | 0.00016448 | 0.00011416 | 0.1 | 0.2376 | 0.2684 | 0 | 0 | 0.23354 | 0.043513
8290 | 1 | 0.00013314 | 0.00018834 | 0 | 0.00018797 | 0.00011416 | 0.08 | 0.2029 | 0.2307 | 0 | 0 | 0.13312 | 0.1155
8291 | 1 | 0.00014378 | 0.00017446 | 0 | 0.00020677 | 0.00011416 | 0.23 | 0.1652 | 0.2109 | 0 | 0 | 0.036872 | 0.027088
8292 | 1 | 0.00014667 | 0.00016742 | 0 | 0.00018797 | 0.00011416 | 0.04 | 0.1512 | 0.2374 | 0 | 0 | 0.0013373 | 0.15886
8293 | 1 | 0.00014455 | 0.00016596 | 0 | 0.00019032 | 0.00011416 | 0.05 | 0.169 | 0.3057 | 0 | 0 | 0.095931 | 0.014664
8294 | 1 | 0.00014073 | 0.00016849 | 0 | 0.00021382 | 0.00011416 | 0.02 | 0.2084 | 0.3626 | 0 | 0 | 0.38931 | 0.012291
8295 | 1 | 0.00013779 | 0.00017393 | 0 | 0.00022322 | 0.00011416 | 0 | 0.2577 | 0.438 | 0 | 0 | 0.50281 | 0
8296 | 1 | 0.0001406 | 0.00017173 | 0 | 0.00022322 | 0.00011416 | 0 | 0.3426 | 0.5654 | 0 | 0 | 0.30805 | 0
8297 | 1 | 0.00016019 | 0.00016192 | 0 | 0.00016448 | 0.00011416 | 0 | 0.4246 | 0.6743 | 0 | 0 | 0.089335 | 0
8298 | 1 | 0.0001794 | 0.00015187 | 0 | 0.00011748 | 0.00011416 | 0 | 0.5672 | 0.8248 | 0 | 0 | 0.0019042 | 0
8299 | 1 | 0.00016981 | 0.00014233 | 0 | 8.8113e-05 | 0.00011416 | 0 | 0.7113 | 0.9455 | 0 | 0 | 0.021085 | 0
8300 | 1 | 0.00015679 | 0.0001329 | 0 | 5.8742e-05 | 0.00011416 | 0 | 0.823 | 0.9858 | 0 | 0 | 0.17845 | 0
8301 | 1 | 0.00014119 | 0.00012425 | 0 | 3.7595e-05 | 0.00011416 | 0 | 0.8976 | 0.9858 | 0 | 0 | 0.22038 | 0
8302 | 1 | 0.00012361 | 0.00011897 | 0 | 2.3497e-05 | 0.00011416 | 0 | 0.9242 | 0.9859 | 0 | 0 | 0.1266 | 0
8303 | 1 | 0.0001062 | 0.00011652 | 0 | 9.3987e-06 | 0.00011416 | 0 | 0.923 | 0.9858 | 0 | 0 | 0.03557 | 0
8304 | 1 | 8.5438e-05 | 0.00011502 | 0 | 5.8742e-06 | 0.00011416 | 0 | 0.9042 | 0.9671 | 0 | 0 | 0.0013373 | 0
8305 | 1 | 6.5503e-05 | 0.00011604 | 0 | 2.3497e-06 | 0.00011416 | 0 | 0.8364 | 0.8952 | 0 | 0 | 0.089964 | 0
8306 | 1 | 4.7373e-05 | 0.00012441 | 0 | 1.1748e-06 | 0.00011416 | 0 | 0.7123 | 0.7761 | 0 | 0 | 0.36702 | 0
8307 | 1 | 3.6297e-05 | 0.0001377 | 0 | 1.4098e-05 | 0.00011416 | 0 | 0.5461 | 0.6098 | 0 | 0 | 0.47351 | 0
8308 | 1 | 3.0419e-05 | 0.0001534 | 0 | 3.7595e-05 | 0.00011416 | 0 | 0.3923 | 0.4533 | 0 | 0 | 0.2906 | 0
8309 | 1 | 2.8004e-05 | 0.00016771 | 0 | 9.3987e-05 | 0.00011416 | 0 | 0.2703 | 0.3285 | 0 | 0 | 0.084345 | 0
8310 | 1 | 2.7307e-05 | 0.00017987 | 0 | 0.0001821 | 0.00011416 | 0 | 0.2009 | 0.233 | 0 | 0 | 0.0018538 | 0
8311 | 1 | 3.3362e-05 | 0.00019031 | 0 | 0.0001586 | 0.00011416 | 0 | 0.1453 | 0.1537 | 0 | 0 | 0.019201 | 0
8312 | 1 | 4.7702e-05 | 0.00019941 | 0 | 0.00014685 | 0.00011416 | 0 | 0.0928 | 0.0811 | 0 | 0 | 0.16657 | 0
8313 | 1 | 6.9418e-05 | 0.00019336 | 0 | 0.00016448 | 0.00011416 | 0 | 0.0541 | 0.0315 | 0 | 0 | 0.20773 | 0.067704
8314 | 1 | 9.0544e-05 | 0.00017262 | 0 | 0.00018797 | 0.00011416 | 0.05 | 0.0323 | 0.0082 | 0 | 0 | 0.12029 | 0.097177
8315 | 1 | 0.00010476 | 0.00015884 | 0 | 0.00020677 | 0.00011416 | 0.12 | 0.0217 | 0.0017 | 0 | 0 | 0.034298 | 0.042811
8316 | 1 | 0.00011409 | 0.00014871 | 0 | 0.00018797 | 0.00011416 | 0.28 | 0.0184 | 0.0007 | 0 | 0 | 0.0013373 | 0.076139
8317 | 1 | 0.00011922 | 0.00014605 | 0 | 0.00019032 | 0.00011416 | 0.21 | 0.0166 | 0.0027 | 0 | 0 | 0.078782 | 0.14354
8318 | 1 | 0.0001168 | 0.00014976 | 0 | 0.00021382 | 0.00011416 | 0.1 | 0.016 | 0.0095 | 0 | 0 | 0.32501 | 0.22623
8319 | 1 | 0.00011339 | 0.00016389 | 0 | 0.00022322 | 0.00011416 | 0.09 | 0.0199 | 0.0239 | 0 | 0 | 0.41838 | 0.11923
8320 | 1 | 0.00011283 | 0.00018164 | 0 | 0.00022322 | 0.00011416 | 0 | 0.0304 | 0.046 | 0 | 0 | 0.25771 | 0
8321 | 1 | 0.00013179 | 0.00018906 | 0 | 0.00016448 | 0.00011416 | 0 | 0.0463 | 0.0785 | 0 | 0 | 0.074929 | 0
8322 | 1 | 0.00016197 | 0.00019459 | 0 | 0.00011748 | 0.00011416 | 0 | 0.0621 | 0.1196 | 0 | 0 | 0.0017558 | 0
8323 | 1 | 0.00015853 | 0.00019917 | 0 | 8.8113e-05 | 0.00011416 | 0 | 0.0772 | 0.1545 | 0 | 0 | 0.015778 | 0
8324 | 1 | 0.00014854 | 0.00020123 | 0 | 5.8742e-05 | 0.00011416 | 0 | 0.0896 | 0.1799 | 0 | 0 | 0.14442 | 0
8325 | 1 | 0.00013513 | 0.00020204 | 0 | 3.7595e-05 | 0.00011416 | 0 | 0.1 | 0.2033 | 0 | 0 | 0.1839 | 0
8326 | 1 | 0.00011499 | 0.00020241 | 0 | 2.3497e-05 | 0.00011416 | 0 | 0.1045 | 0.213 | 0 | 0 | 0.10831 | 0
8327 | 1 | 9.3756e-05 | 0.00020166 | 0 | 9.3987e-06 | 0.00011416 | 0 | 0.1046 | 0.2135 | 0 | 0 | 0.031847 | 0
8328 | 1 | 6.8596e-05 | 0.00020009 | 0 | 5.8742e-06 | 0.00011416 | 0 | 0.105 | 0.2068 | 0 | 0 | 0.0013373 | 0
8329 | 1 | 4.8778e-05 | 0.0002 | 0 | 2.3497e-06 | 0.00011416 | 0 | 0.1025 | 0.1891 | 0 | 0 | 0.068568 | 0
8330 | 1 | 3.5739e-05 | 0.000199 | 0 | 1.1748e-06 | 0.00011416 | 0 | 0.0988 | 0.1672 | 0 | 0 | 0.28635 | 0
8331 | 1 | 3.1208e-05 | 0.00019706 | 0 | 1.4098e-05 | 0.00011416 | 0 | 0.0947 | 0.1448 | 0 | 0 | 0.36769 | 0
8332 | 1 | 3.0024e-05 | 0.00019483 | 0 | 3.7595e-05 | 0.00011416 | 0 | 0.0928 | 0.1311 | 0 | 0 | 0.22739 | 0
8333 | 1 | 3.3671e-05 | 0.00019457 | 0 | 9.3987e-05 | 0.00011416 | 0 | 0.0944 | 0.126 | 0 | 0 | 0.066242 | 0
8334 | 1 | 4.7854e-05 | 0.00019511 | 0 | 0.0001821 | 0.00011416 | 0 | 0.0954 | 0.122 | 0 | 0 | 0.0016614 | 0
8335 | 1 | 8.7329e-05 | 0.00019662 | 0 | 0.0001586 | 0.00011416 | 0 | 0.0983 | 0.1207 | 0 | 0 | 0.012788 | 0
8336 | 1 | 0.0001509 | 0.00019915 | 0 | 0.00014685 | 0.00011416 | 0 | 0.1015 | 0.1273 | 0 | 0 | 0.12432 | 0
8337 | 1 | 0.00019121 | 0.00019513 | 0 | 0.00016448 | 0.00011416 | 0 | 0.1057 | 0.1437 | 0 | 0 | 0.16196 | 0
8338 | 1 | 0.0001999 | 0.00018406 | 0 | 0.00018797 | 0.00011416 | 0.05 | 0.0997 | 0.1527 | 0 | 0 | 0.097148 | 0.014709
8339 | 1 | 0.00020103 | 0.00017227 | 0 | 0.00020677 | 0.00011416 | 0.13 | 0.0935 | 0.1568 | 0 | 0 | 0.029515 | 0
8340 | 1 | 0.00020042 | 0.00016044 | 0 | 0.00018797 | 0.00011416 | 0.51 | 0.0934 | 0.1602 | 0 | 0 | 0.0013373 | 0.0036437
8341 | 1 | 0.00019516 | 0.0001533 | 0 | 0.00019032 | 0.00011416 | 0.52 | 0.0981 | 0.1601 | 0 | 0 | 0.057093 | 0.12925
8342 | 1 | 0.00019779 | 0.0001545 | 0 | 0.00021382 | 0.00011416 | 0.44 | 0.104 | 0.1634 | 0 | 0 | 0.24249 | 0.0082569
8343 | 1 | 0.00019698 | 0.00017124 | 0 | 0.00022322 | 0.00011416 | 0.11 | 0.1209 | 0.1857 | 0 | 0 | 0.31032 | 0
8344 | 1 | 0.00019895 | 0.00019863 | 0 | 0.00022322 | 0.00011416 | 0 | 0.1492 | 0.2067 | 0 | 0 | 0.19297 | 0
8345 | 1 | 0.00021639 | 0.00020311 | 0 | 0.00016448 | 0.00011416 | 0 | 0.154 | 0.1865 | 0 | 0 | 0.056361 | 0
8346 | 1 | 0.00023268 | 0.00020173 | 0 | 0.00011748 | 0.00011416 | 0 | 0.1426 | 0.1543 | 0 | 0 | 0.0015481 | 0
8347 | 1 | 0.00021472 | 0.0001985 | 0 | 8.8113e-05 | 0.00011416 | 0 | 0.1278 | 0.1329 | 0 | 0 | 0.0096143 | 0
8348 | 1 | 0.00020044 | 0.0001993 | 0 | 5.8742e-05 | 0.00011416 | 0 | 0.1163 | 0.1244 | 0 | 0 | 0.10194 | 0
8349 | 1 | 0.00017806 | 0.00020219 | 0 | 3.7595e-05 | 0.00011416 | 0 | 0.1175 | 0.135 | 0 | 0 | 0.13708 | 0
8350 | 1 | 0.00015235 | 0.00020293 | 0 | 2.3497e-05 | 0.00011416 | 0 | 0.1224 | 0.1454 | 0 | 0 | 0.084313 | 0
8351 | 1 | 0.00012149 | 0.00020173 | 0 | 9.3987e-06 | 0.00011416 | 0 | 0.1172 | 0.1379 | 0 | 0 | 0.026764 | 0
8352 | 1 | 9.4146e-05 | 0.00020171 | 0 | 5.8742e-06 | 0.00011416 | 0 | 0.0976 | 0.1161 | 0 | 0 | 0.0013373 | 0
8353 | 1 | 6.9772e-05 | 0.00020059 | 0 | 2.3497e-06 | 0.00011416 | 0 | 0.0788 | 0.0885 | 0 | 0 | 0.046976 | 0
8354 | 1 | 5.3193e-05 | 0.00019948 | 0 | 1.1748e-06 | 0.00011416 | 0 | 0.0599 | 0.0601 | 0 | 0 | 0.20336 | 0
8355 | 1 | 4.5459e-05 | 0.00019983 | 0 | 1.4098e-05 | 0.00011416 | 0 | 0.0452 | 0.0399 | 0 | 0 | 0.25925 | 0
8356 | 1 | 4.243e-05 | 0.00020273 | 0 | 3.7595e-05 | 0.00011416 | 0 | 0.0309 | 0.0268 | 0 | 0 | 0.1622 | 0
8357 | 1 | 4.4283e-05 | 0.00020638 | 0 | 9.3987e-05 | 0.00011416 | 0 | 0.0212 | 0.0186 | 0 | 0 | 0.047516 | 0
8358 | 1 | 5.6684e-05 | 0.00020874 | 0 | 0.0001821 | 0.00011416 | 0 | 0.019 | 0.0186 | 0 | 0 | 0.0014402 | 0
8359 | 1 | 9.5641e-05 | 0.00021005 | 0 | 0.0001586 | 0.00011416 | 0 | 0.0221 | 0.0321 | 0 | 0 | 0.0070149 | 0
8360 | 1 | 0.00015719 | 0.00021142 | 0 | 0.00014685 | 0.00011416 | 0 | 0.0278 | 0.0558 | 0 | 0 | 0.082421 | 0
8361 | 1 | 0.00019436 | 0.00020387 | 0 | 0.00016448 | 0.00011416 | 0.02 | 0.03 | 0.0778 | 0 | 0 | 0.11489 | 0
8362 | 1 | 0.00020324 | 0.0001895 | 0 | 0.00018797 | 0.00011416 | 0.17 | 0.0248 | 0.0834 | 0 | 0 | 0.072661 | 0.27192
8363 | 1 | 0.00020171 | 0.00017924 | 0 | 0.00020677 | 0.00011416 | 0.49 | 0.0284 | 0.1002 | 0 | 0 | 0.02419 | 0.29871
8364 | 1 | 0.00019814 | 0.00016563 | 0 | 0.00018797 | 0.00011416 | 0.58 | 0.0367 | 0.1172 | 0 | 0 | 0.0013373 | 0.53316
8365 | 1 | 0.00019105 | 0.00015627 | 0 | 0.00019032 | 0.00011416 | 0.35 | 0.0445 | 0.1319 | 0 | 0 | 0.038131 | 0.21109
8366 | 1 | 0.00019516 | 0.00015415 | 0 | 0.00021382 | 0.00011416 | 0.15 | 0.0552 | 0.1506 | 0 | 0 | 0.16868 | 0.2524
8367 | 1 | 0.00019541 | 0.00016421 | 0 | 0.00022322 | 0.00011416 | 0.08 | 0.0769 | 0.1939 | 0 | 0 | 0.21411 | 0.22855
8368 | 1 | 0.00019776 | 0.00017906 | 0 | 0.00022322 | 0.00011416 | 0 | 0.1155 | 0.2443 | 0 | 0 | 0.1349 | 0
8369 | 1 | 0.00021472 | 0.00018221 | 0 | 0.00016448 | 0.00011416 | 0 | 0.1544 | 0.289 | 0 | 0 | 0.039648 | 0
8370 | 1 | 0.00023305 | 0.00017941 | 0 | 0.00011748 | 0.00011416 | 0 | 0.187 | 0.3132 | 0 | 0 | 0.0013373 | 0
8371 | 1 | 0.00021528 | 0.00017529 | 0 | 8.8113e-05 | 0.00011416 | 0 | 0.2144 | 0.3297 | 0 | 0 | 0.0049321 | 0
8372 | 1 | 0.000201 | 0.00017089 | 0 | 5.8742e-05 | 0.00011416 | 0 | 0.2369 | 0.3543 | 0 | 0 | 0.065567 | 0
8373 | 1 | 0.0001806 | 0.00016587 | 0 | 3.7595e-05 | 0.00011416 | 0 | 0.2584 | 0.3795 | 0 | 0 | 0.09524 | 0
8374 | 1 | 0.00015522 | 0.00016083 | 0 | 2.3497e-05 | 0.00011416 | 0 | 0.2736 | 0.3983 | 0 | 0 | 0.062136 | 0
8375 | 1 | 0.0001255 | 0.00015653 | 0 | 9.3987e-06 | 0.00011416 | 0 | 0.2877 | 0.4038 | 0 | 0 | 0.021786 | 0
8376 | 1 | 9.7779e-05 | 0.00015271 | 0 | 5.8742e-06 | 0.00011416 | 0 | 0.2907 | 0.4109 | 0 | 0 | 0.0013373 | 0
8377 | 1 | 7.845e-05 | 0.00014987 | 0 | 2.3497e-06 | 0.00011416 | 0 | 0.2859 | 0.4119 | 0 | 0 | 0.029075 | 0
8378 | 1 | 6.2298e-05 | 0.00014622 | 0 | 1.1748e-06 | 0.00011416 | 0 | 0.299 | 0.4325 | 0 | 0 | 0.13256 | 0
8379 | 1 | 5.4632e-05 | 0.00014364 | 0 | 1.4098e-05 | 0.00011416 | 0 | 0.3004 | 0.418 | 0 | 0 | 0.16727 | 0
8380 | 1 | 5.1802e-05 | 0.0001403 | 0 | 3.7595e-05 | 0.00011416 | 0 | 0.3073 | 0.436 | 0 | 0 | 0.1064 | 0
8381 | 1 | 5.2925e-05 | 0.00013825 | 0 | 9.3987e-05 | 0.00011416 | 0 | 0.3163 | 0.4428 | 0 | 0 | 0.031417 | 0
8382 | 1 | 6.5334e-05 | 0.00013598 | 0 | 0.0001821 | 0.00011416 | 0 | 0.3177 | 0.4405 | 0 | 0 | 0.0012206 | 0
8383 | 1 | 0.00010401 | 0.00013292 | 0 | 0.0001586 | 0.00011416 | 0 | 0.3236 | 0.4615 | 0 | 0 | 0.0030341 | 0
8384 | 1 | 0.00016647 | 0.0001289 | 0 | 0.00014685 | 0.00011416 | 0 | 0.326 | 0.4755 | 0 | 0 | 0.048587 | 0
8385 | 1 | 0.00020699 | 0.00012357 | 0 | 0.00016448 | 0.00011416 | 0 | 0.3306 | 0.4931 | 0 | 0 | 0.074782 | 0
8386 | 1 | 0.00021665 | 0.00011707 | 0 | 0.00018797 | 0.00011416 | 0.03 | 0.3185 | 0.492 | 0 | 0 | 0.050911 | 0.059793
8387 | 1 | 0.00022198 | 0.00010798 | 0 | 0.00020677 | 0.00011416 | 0.01 | 0.3312 | 0.5214 | 0 | 0 | 0.019119 | 0
8388 | 1 | 0.00022415 | 9.8476e-05 | 0 | 0.00018797 | 0.00011416 | 0.03 | 0.3405 | 0.5966 | 0 | 0 | 0.0013373 | 0
8389 | 1 | 0.00022019 | 8.9271e-05 | 0 | 0.00019032 | 0.00011416 | 0.07 | 0.3549 | 0.5916 | 0 | 0 | 0.022727 | 0
8390 | 1 | 0.00022299 | 8.4087e-05 | 0 | 0.00021382 | 0.00011416 | 0.25 | 0.36 | 0.5951 | 0 | 0 | 0.10674 | 0
8391 | 1 | 0.00022085 | 8.3865e-05 | 0 | 0.00022322 | 0.00011416 | 0 | 0.3961 | 0.6194 | 0 | 0 | 0.1339 | 0.097299
8392 | 1 | 0.00022191 | 8.7518e-05 | 0 | 0.00022322 | 0.00011416 | 0 | 0.4139 | 0.6152 | 0 | 0 | 0.085976 | 0
8393 | 1 | 0.00023531 | 8.7278e-05 | 0 | 0.00016448 | 0.00011416 | 0 | 0.4341 | 0.62 | 0 | 0 | 0.025498 | 0
8394 | 1 | 0.0002477 | 8.5489e-05 | 0 | 0.00011748 | 0.00011416 | 0 | 0.4331 | 0.6242 | 0 | 0 | 0.0011286 | 0
8395 | 1 | 0.000226 | 8.4198e-05 | 0 | 8.8113e-05 | 0.00011416 | 0 | 0.4297 | 0.6291 | 0 | 0 | 0.0018864 | 0
8396 | 1 | 0.00021019 | 8.44e-05 | 0 | 5.8742e-05 | 0.00011416 | 0 | 0.4224 | 0.6246 | 0 | 0 | 0.036909 | 0
8397 | 1 | 0.00019044 | 8.5747e-05 | 0 | 3.7595e-05 | 0.00011416 | 0 | 0.4175 | 0.6151 | 0 | 0 | 0.060161 | 0
8398 | 1 | 0.00016654 | 8.8367e-05 | 0 | 2.3497e-05 | 0.00011416 | 0 | 0.3964 | 0.5815 | 0 | 0 | 0.042662 | 0
8399 | 1 | 0.00013719 | 9.0415e-05 | 0 | 9.3987e-06 | 0.00011416 | 0 | 0.3621 | 0.5305 | 0 | 0 | 0.01707 | 0
8400 | 1 | 0.0001114 | 8.9603e-05 | 0 | 5.8742e-06 | 0.00011416 | 0 | 0.3645 | 0.5457 | 0 | 0 | 0.0013373 | 0
8401 | 1 | 8.5647e-05 | 8.7924e-05 | 0 | 2.3497e-06 | 0.00011416 | 0 | 0.3638 | 0.5514 | 0 | 0 | 0.017378 | 0
8402 | 1 | 6.8226e-05 | 8.4622e-05 | 0 | 1.1748e-06 | 0.00011416 | 0 | 0.379 | 0.5587 | 0 | 0 | 0.084504 | 0
8403 | 1 | 5.9822e-05 | 8.3755e-05 | 0 | 1.4098e-05 | 0.00011416 | 0 | 0.374 | 0.5747 | 0 | 0 | 0.10529 | 0
8404 | 1 | 5.6348e-05 | 8.3736e-05 | 0 | 3.7595e-05 | 0.00011416 | 0 | 0.3634 | 0.5772 | 0 | 0 | 0.068347 | 0
8405 | 1 | 5.662e-05 | 8.6448e-05 | 0 | 9.3987e-05 | 0.00011416 | 0 | 0.3559 | 0.5853 | 0 | 0 | 0.020374 | 0
8406 | 1 | 6.8558e-05 | 9.106e-05 | 0 | 0.0001821 | 0.00011416 | 0 | 0.3644 | 0.5936 | 0 | 0 | 0.0010414 | 0
8407 | 1 | 0.00010549 | 9.4879e-05 | 0 | 0.0001586 | 0.00011416 | 0 | 0.3695 | 0.6043 | 0 | 0 | 0.0010722 | 0
8408 | 1 | 0.00016578 | 9.9491e-05 | 0 | 0.00014685 | 0.00011416 | 0 | 0.3708 | 0.5695 | 0 | 0 | 0.02727 | 0
8409 | 1 | 0.00020248 | 0.00010139 | 0 | 0.00016448 | 0.00011416 | 0 | 0.3797 | 0.5659 | 0 | 0 | 0.047581 | 0
8410 | 1 | 0.00020851 | 9.6705e-05 | 0 | 0.00018797 | 0.00011416 | 0.06 | 0.3596 | 0.5408 | 0 | 0 | 0.035355 | 0.08531
8411 | 1 | 0.00020903 | 8.6227e-05 | 0 | 0.00020677 | 0.00011416 | 0.29 | 0.3347 | 0.5139 | 0 | 0 | 0.015172 | 0.087159
8412 | 1 | 0.00020861 | 7.2335e-05 | 0 | 0.00018797 | 0.00011416 | 0.53 | 0.3195 | 0.5012 | 0 | 0 | 0.0013373 | 0.31947
8413 | 1 | 0.00019964 | 6.099e-05 | 0 | 0.00019032 | 0.00011416 | 0.13 | 0.3269 | 0.514 | 0 | 0 | 0.01376 | 0.45006
8414 | 1 | 0.00020175 | 5.8591e-05 | 0 | 0.00021382 | 0.00011416 | 0.23 | 0.3534 | 0.5491 | 0 | 0 | 0.069123 | 0.12043
8415 | 1 | 0.00020142 | 6.7668e-05 | 0 | 0.00022322 | 0.00011416 | 0.22 | 0.4065 | 0.6065 | 0 | 0 | 0.08559 | 0.034365
8416 | 1 | 0.00020229 | 7.8903e-05 | 0 | 0.00022322 | 0.00011416 | 0 | 0.4498 | 0.6349 | 0 | 0 | 0.056119 | 0
8417 | 1 | 0.00021927 | 8.2722e-05 | 0 | 0.00016448 | 0.00011416 | 0 | 0.445 | 0.6276 | 0 | 0 | 0.016808 | 0
8418 | 1 | 0.00023514 | 8.5434e-05 | 0 | 0.00011748 | 0.00011416 | 0 | 0.4412 | 0.6221 | 0 | 0 | 0.00097493 | 0
8419 | 1 | 0.00021879 | 8.7684e-05 | 0 | 8.8113e-05 | 0.00011416 | 0 | 0.4401 | 0.6174 | 0 | 0 | 0.00062252 | 0
8420 | 1 | 0.00020516 | 8.9898e-05 | 0 | 5.8742e-05 | 0.00011416 | 0 | 0.4396 | 0.617 | 0 | 0 | 0.020896 | 0
8421 | 1 | 0.00018771 | 9.1374e-05 | 0 | 3.7595e-05 | 0.00011416 | 0 | 0.4447 | 0.6178 | 0 | 0 | 0.038885 | 0
8422 | 1 | 0.00016339 | 8.868e-05 | 0 | 2.3497e-05 | 0.00011416 | 0 | 0.4644 | 0.6333 | 0 | 0 | 0.030151 | 0
8423 | 1 | 0.00013474 | 9.0618e-05 | 0 | 9.3987e-06 | 0.00011416 | 0 | 0.4202 | 0.5801 | 0 | 0 | 0.01376 | 0
8424 | 1 | 0.00010934 | 9.4824e-05 | 0 | 5.8742e-06 | 0.00011416 | 0 | 0.3918 | 0.5368 | 0 | 0 | 0.0013373 | 0
8425 | 1 | 8.3756e-05 | 0.00010049 | 0 | 2.3497e-06 | 0.00011416 | 0 | 0.3774 | 0.5527 | 0 | 0 | 0.039802 | 0
8426 | 1 | 6.5647e-05 | 0.00010351 | 0 | 1.1748e-06 | 0.00011416 | 0 | 0.3749 | 0.5405 | 0 | 0 | 0.17527 | 0
8427 | 1 | 5.7232e-05 | 0.00010222 | 0 | 1.4098e-05 | 0.00011416 | 0 | 0.3631 | 0.5013 | 0 | 0 | 0.22268 | 0
8428 | 1 | 5.4237e-05 | 0.00010082 | 0 | 3.7595e-05 | 0.00011416 | 0 | 0.3607 | 0.506 | 0 | 0 | 0.14009 | 0
8429 | 1 | 5.4284e-05 | 0.00010455 | 0 | 9.3987e-05 | 0.00011416 | 0 | 0.3721 | 0.5163 | 0 | 0 | 0.041147 | 0
8430 | 1 | 6.4831e-05 | 0.00011087 | 0 | 0.0001821 | 0.00011416 | 0 | 0.3613 | 0.5049 | 0 | 0 | 0.0013575 | 0
8431 | 1 | 9.9072e-05 | 0.00011975 | 0 | 0.0001586 | 0.00011416 | 0 | 0.3503 | 0.507 | 0 | 0 | 0.0053101 | 0
8432 | 1 | 0.0001569 | 0.00012761 | 0 | 0.00014685 | 0.00011416 | 0 | 0.3426 | 0.495 | 0 | 0 | 0.068734 | 0
8433 | 1 | 0.00019622 | 0.00012644 | 0 | 0.00016448 | 0.00011416 | 0.01 | 0.3199 | 0.473 | 0 | 0 | 0.098975 | 0
8434 | 1 | 0.0002062 | 0.00011545 | 0 | 0.00018797 | 0.00011416 | 0.03 | 0.2774 | 0.4244 | 0 | 0 | 0.064153 | 0.0050477
8435 | 1 | 0.0002093 | 9.927e-05 | 0 | 0.00020677 | 0.00011416 | 0.08 | 0.2544 | 0.3956 | 0 | 0 | 0.022253 | 0.0079449
8436 | 1 | 0.00020842 | 8.5729e-05 | 0 | 0.00018797 | 0.00011416 | 0.11 | 0.2468 | 0.3748 | 0 | 0 | 0.0013373 | 0.0073543
8437 | 1 | 0.00020309 | 7.9862e-05 | 0 | 0.00019032 | 0.00011416 | 0.14 | 0.2716 | 0.4013 | 0 | 0 | 0.046976 | 0.011176
8438 | 1 | 0.00020406 | 8.3939e-05 | 0 | 0.00021382 | 0.00011416 | 0.1 | 0.2712 | 0.4323 | 0 | 0 | 0.20336 | 0.016625
8439 | 1 | 0.00019942 | 9.3477e-05 | 0 | 0.00022322 | 0.00011416 | 0.11 | 0.2836 | 0.4553 | 0 | 0 | 0.25925 | 0
8440 | 1 | 0.00019654 | 0.00010615 | 0 | 0.00022322 | 0.00011416 | 0 | 0.3261 | 0.5285 | 0 | 0 | 0.1622 | 0
8441 | 1 | 0.00020831 | 0.00011537 | 0 | 0.00016448 | 0.00011416 | 0 | 0.3247 | 0.4922 | 0 | 0 | 0.047516 | 0
8442 | 1 | 0.0002237 | 0.00012128 | 0 | 0.00011748 | 0.00011416 | 0 | 0.3316 | 0.4991 | 0 | 0 | 0.0014402 | 0
8443 | 1 | 0.00020641 | 0.00012604 | 0 | 8.8113e-05 | 0.00011416 | 0 | 0.3128 | 0.4659 | 0 | 0 | 0.0070149 | 0
8444 | 1 | 0.00018736 | 0.00012989 | 0 | 5.8742e-05 | 0.00011416 | 0 | 0.3061 | 0.4467 | 0 | 0 | 0.082421 | 0
8445 | 1 | 0.00016839 | 0.00013561 | 0 | 3.7595e-05 | 0.00011416 | 0 | 0.3267 | 0.4659 | 0 | 0 | 0.11489 | 0
8446 | 1 | 0.00014389 | 0.00013764 | 0 | 2.3497e-05 | 0.00011416 | 0 | 0.3468 | 0.4748 | 0 | 0 | 0.072661 | 0
8447 | 1 | 0.00012035 | 0.00013454 | 0 | 9.3987e-06 | 0.00011416 | 0 | 0.3485 | 0.4994 | 0 | 0 | 0.02419 | 0
8448 | 1 | 0.00010068 | 0.0001291 | 0 | 5.8742e-06 | 0.00011416 | 0 | 0.3497 | 0.5032 | 0 | 0 | 0.0013373 | 0
8449 | 1 | 7.8107e-05 | 0.00012211 | 0 | 2.3497e-06 | 0.00011416 | 0 | 0.3418 | 0.4959 | 0 | 0 | 0.052888 | 0
8450 | 1 | 5.9303e-05 | 0.00011842 | 0 | 1.1748e-06 | 0.00011416 | 0 | 0.3393 | 0.4934 | 0 | 0 | 0.22628 | 0
8451 | 1 | 4.8048e-05 | 0.00011871 | 0 | 1.4098e-05 | 0.00011416 | 0 | 0.3549 | 0.5283 | 0 | 0 | 0.28916 | 0
8452 | 1 | 4.2653e-05 | 0.00012063 | 0 | 3.7595e-05 | 0.00011416 | 0 | 0.3674 | 0.5521 | 0 | 0 | 0.18023 | 0
8453 | 1 | 4.1346e-05 | 0.00012126 | 0 | 9.3987e-05 | 0.00011416 | 0 | 0.3721 | 0.5563 | 0 | 0 | 0.052702 | 0
8454 | 1 | 4.5228e-05 | 0.0001212 | 0 | 0.0001821 | 0.00011416 | 0 | 0.3768 | 0.5541 | 0 | 0 | 0.0015043 | 0
8455 | 1 | 5.9545e-05 | 0.00012259 | 0 | 0.0001586 | 0.00011416 | 0 | 0.3859 | 0.567 | 0 | 0 | 0.0085089 | 0
8456 | 1 | 8.4498e-05 | 0.00012484 | 0 | 0.00014685 | 0.00011416 | 0 | 0.3894 | 0.5719 | 0 | 0 | 0.0938 | 0
8457 | 1 | 0.00011666 | 0.00012013 | 0 | 0.00016448 | 0.00011416 | 0 | 0.3846 | 0.5511 | 0 | 0 | 0.12789 | 0
8458 | 1 | 0.00014121 | 0.00010613 | 0 | 0.00018797 | 0.00011416 | 0.04 | 0.405 | 0.5522 | 0 | 0 | 0.079513 | 0
8459 | 1 | 0.00015366 | 8.8791e-05 | 0 | 0.00020677 | 0.00011416 | 0.02 | 0.4359 | 0.5843 | 0 | 0 | 0.025714 | 0
8460 | 1 | 0.00015829 | 7.608e-05 | 0 | 0.00018797 | 0.00011416 | 0.02 | 0.407 | 0.6174 | 0 | 0 | 0.0013373 | 0
8461 | 1 | 0.0001556 | 6.8092e-05 | 0 | 0.00019032 | 0.00011416 | 0.01 | 0.3725 | 0.577 | 0 | 0 | 0.059277 | 0
8462 | 1 | 0.00014992 | 6.6432e-05 | 0 | 0.00021382 | 0.00011416 | 0.04 | 0.3527 | 0.5659 | 0 | 0 | 0.25088 | 0.058221
8463 | 1 | 0.00014418 | 7.2354e-05 | 0 | 0.00022322 | 0.00011416 | 0 | 0.3854 | 0.6099 | 0 | 0 | 0.32128 | 0
8464 | 1 | 0.00014151 | 8.0803e-05 | 0 | 0.00022322 | 0.00011416 | 0 | 0.426 | 0.6421 | 0 | 0 | 0.19955 | 0
8465 | 1 | 0.00015666 | 8.453e-05 | 0 | 0.00016448 | 0.00011416 | 0 | 0.4509 | 0.6636 | 0 | 0 | 0.058253 | 0
8466 | 1 | 0.0001822 | 8.785e-05 | 0 | 0.00011748 | 0.00011416 | 0 | 0.4693 | 0.6888 | 0 | 0 | 0.0015704 | 0
8467 | 1 | 0.00017345 | 9.13e-05 | 0 | 8.8113e-05 | 0.00011416 | 0 | 0.4827 | 0.743 | 0 | 0 | 0.010201 | 0
8468 | 1 | 0.00015871 | 9.4565e-05 | 0 | 5.8742e-05 | 0.00011416 | 0 | 0.4937 | 0.7719 | 0 | 0 | 0.10618 | 0
8469 | 1 | 0.00014149 | 9.7739e-05 | 0 | 3.7595e-05 | 0.00011416 | 0 | 0.4845 | 0.7398 | 0 | 0 | 0.14184 | 0
8470 | 1 | 0.00012364 | 0.00010172 | 0 | 2.3497e-05 | 0.00011416 | 0 | 0.4793 | 0.7088 | 0 | 0 | 0.086783 | 0
8471 | 1 | 0.00010514 | 0.00010801 | 0 | 9.3987e-06 | 0.00011416 | 0 | 0.4813 | 0.7025 | 0 | 0 | 0.0273 | 0
8472 | 1 | 8.4856e-05 | 0.00011456 | 0 | 5.8742e-06 | 0.00011416 | 0 | 0.4761 | 0.6972 | 0 | 0 | 0.0013373 | 0
8473 | 1 | 5.979e-05 | 0.00012002 | 0 | 2.3497e-06 | 0.00011416 | 0 | 0.4632 | 0.6795 | 0 | 0 | 0.06616 | 0
8474 | 1 | 4.278e-05 | 0.00012346 | 0 | 1.1748e-06 | 0.00011416 | 0 | 0.4557 | 0.6732 | 0 | 0 | 0.27718 | 0
8475 | 1 | 3.3043e-05 | 0.00012464 | 0 | 1.4098e-05 | 0.00011416 | 0 | 0.4482 | 0.6586 | 0 | 0 | 0.3557 | 0
8476 | 1 | 2.781e-05 | 0.00012408 | 0 | 3.7595e-05 | 0.00011416 | 0 | 0.4505 | 0.6522 | 0 | 0 | 0.2202 | 0
8477 | 1 | 2.6238e-05 | 0.0001236 | 0 | 9.3987e-05 | 0.00011416 | 0 | 0.4485 | 0.6484 | 0 | 0 | 0.06418 | 0
8478 | 1 | 2.8499e-05 | 0.00012473 | 0 | 0.0001821 | 0.00011416 | 0 | 0.4454 | 0.6442 | 0 | 0 | 0.0016383 | 0
8479 | 1 | 3.4985e-05 | 0.00012714 | 0 | 0.0001586 | 0.00011416 | 0 | 0.4443 | 0.637 | 0 | 0 | 0.012104 | 0
8480 | 1 | 4.9756e-05 | 0.00012849 | 0 | 0.00014685 | 0.00011416 | 0 | 0.4348 | 0.6205 | 0 | 0 | 0.11961 | 0
8481 | 1 | 7.1491e-05 | 0.00012676 | 0 | 0.00016448 | 0.00011416 | 0.01 | 0.4148 | 0.5909 | 0 | 0 | 0.15676 | 0
8482 | 1 | 8.947e-05 | 0.00011912 | 0 | 0.00018797 | 0.00011416 | 0.08 | 0.3792 | 0.568 | 0 | 0 | 0.094484 | 0.035735
8483 | 1 | 0.00010425 | 0.00010783 | 0 | 0.00020677 | 0.00011416 | 0.04 | 0.3414 | 0.5241 | 0 | 0 | 0.02895 | 0.01199
8484 | 1 | 0.00011382 | 9.4824e-05 | 0 | 0.00018797 | 0.00011416 | 0.18 | 0.3311 | 0.4912 | 0 | 0 | 0.0013373 | 0.39121
8485 | 1 | 0.00012009 | 8.4493e-05 | 0 | 0.00019032 | 0.00011416 | 0.48 | 0.3175 | 0.4811 | 0 | 0 | 0.071033 | 0.13806
8486 | 1 | 0.00011868 | 8.2593e-05 | 0 | 0.00021382 | 0.00011416 | 0.27 | 0.306 | 0.4911 | 0 | 0 | 0.29571 | 0.091483
8487 | 1 | 0.00011367 | 9.0581e-05 | 0 | 0.00022322 | 0.00011416 | 0.02 | 0.3452 | 0.536 | 0 | 0 | 0.37996 | 0
8488 | 1 | 0.00011404 | 9.9768e-05 | 0 | 0.00022322 | 0.00011416 | 0 | 0.392 | 0.5768 | 0 | 0 | 0.23473 | 0
8489 | 1 | 0.00013263 | 9.9897e-05 | 0 | 0.00016448 | 0.00011416 | 0 | 0.4304 | 0.6119 | 0 | 0 | 0.068347 | 0
8490 | 1 | 0.00015956 | 9.7775e-05 | 0 | 0.00011748 | 0.00011416 | 0 | 0.4506 | 0.6537 | 0 | 0 | 0.0016847 | 0
8491 | 1 | 0.00015664 | 9.9436e-05 | 0 | 8.8113e-05 | 0.00011416 | 0 | 0.4441 | 0.6375 | 0 | 0 | 0.013496 | 0
8492 | 1 | 0.00014673 | 0.00010076 | 0 | 5.8742e-05 | 0.00011416 | 0 | 0.4347 | 0.6099 | 0 | 0 | 0.12916 | 0
8493 | 1 | 0.00013383 | 0.00010392 | 0 | 3.7595e-05 | 0.00011416 | 0 | 0.4186 | 0.6061 | 0 | 0 | 0.16727 | 0
8494 | 1 | 0.0001177 | 0.00010696 | 0 | 2.3497e-05 | 0.00011416 | 0 | 0.4203 | 0.6124 | 0 | 0 | 0.099862 | 0
8495 | 1 | 9.8739e-05 | 0.00010934 | 0 | 9.3987e-06 | 0.00011416 | 0 | 0.4242 | 0.6168 | 0 | 0 | 0.030087 | 0
8496 | 1 | 7.5289e-05 | 0.00011074 | 0 | 5.8742e-06 | 0.00011416 | 0 | 0.4265 | 0.6132 | 0 | 0 | 0.0013373 | 0
8497 | 1 | 6.1493e-05 | 0.00011133 | 0 | 2.3497e-06 | 0.00011416 | 0 | 0.439 | 0.6113 | 0 | 0 | 0.07614 | 0
8498 | 1 | 4.7888e-05 | 0.00011242 | 0 | 1.1748e-06 | 0.00011416 | 0 | 0.461 | 0.6352 | 0 | 0 | 0.31504 | 0
8499 | 1 | 4.1786e-05 | 0.00011523 | 0 | 1.4098e-05 | 0.00011416 | 0 | 0.4801 | 0.6669 | 0 | 0 | 0.40529 | 0
8500 | 1 | 3.9574e-05 | 0.00012074 | 0 | 3.7595e-05 | 0.00011416 | 0 | 0.4956 | 0.7014 | 0 | 0 | 0.24989 | 0
8501 | 1 | 4.1666e-05 | 0.00012825 | 0 | 9.3987e-05 | 0.00011416 | 0 | 0.5053 | 0.7027 | 0 | 0 | 0.07269 | 0
8502 | 1 | 5.3588e-05 | 0.00013654 | 0 | 0.0001821 | 0.00011416 | 0 | 0.5057 | 0.6985 | 0 | 0 | 0.0017319 | 0
8503 | 1 | 8.6414e-05 | 0.00014391 | 0 | 0.0001586 | 0.00011416 | 0 | 0.5081 | 0.701 | 0 | 0 | 0.014991 | 0
8504 | 1 | 0.00013276 | 0.00015019 | 0 | 0.00014685 | 0.00011416 | 0 | 0.5088 | 0.6847 | 0 | 0 | 0.1392 | 0
8505 | 1 | 0.00017556 | 0.00015085 | 0 | 0.00016448 | 0.00011416 | 0 | 0.5242 | 0.7141 | 0 | 0 | 0.17824 | 0
8506 | 1 | 0.0001894 | 0.0001438 | 0 | 0.00018797 | 0.00011416 | 0.14 | 0.522 | 0.7093 | 0 | 0 | 0.10544 | 0
8507 | 1 | 0.00019584 | 0.0001343 | 0 | 0.00020677 | 0.00011416 | 0.37 | 0.5667 | 0.7345 | 0 | 0 | 0.031253 | 0.18808
8508 | 1 | 0.00019716 | 0.00012572 | 0 | 0.00018797 | 0.00011416 | 0.14 | 0.6633 | 0.8242 | 0 | 0 | 0.0013373 | 0.033239
8509 | 1 | 0.00019296 | 0.00011984 | 0 | 0.00019032 | 0.00011416 | 0.04 | 0.7261 | 0.8666 | 0 | 0 | 0.078782 | 0.12689
8510 | 1 | 0.00019455 | 0.00011722 | 0 | 0.00021382 | 0.00011416 | 0.01 | 0.7742 | 0.9006 | 0 | 0 | 0.32501 | 0.091427
8511 | 1 | 0.00019335 | 0.00011779 | 0 | 0.00022322 | 0.00011416 | 0.09 | 0.8062 | 0.9261 | 0 | 0 | 0.41838 | 0.23905
8512 | 1 | 0.00019459 | 0.0001198 | 0 | 0.00022322 | 0.00011416 | 0 | 0.8503 | 0.9551 | 0 | 0 | 0.25771 | 0
8513 | 1 | 0.00021146 | 0.00011796 | 0 | 0.00016448 | 0.00011416 | 0 | 0.9007 | 0.9779 | 0 | 0 | 0.074929 | 0
8514 | 1 | 0.00023084 | 0.00011298 | 0 | 0.00011748 | 0.00011416 | 0 | 0.9368 | 0.9848 | 0 | 0 | 0.0017558 | 0
8515 | 1 | 0.00021547 | 0.0001051 | 0 | 8.8113e-05 | 0.00011416 | 0 | 0.948 | 0.9853 | 0 | 0 | 0.015778 | 0
8516 | 1 | 0.00020179 | 9.6853e-05 | 0 | 5.8742e-05 | 0.00011416 | 0 | 0.9268 | 0.9641 | 0 | 0 | 0.14442 | 0
8517 | 1 | 0.00017979 | 9.2204e-05 | 0 | 3.7595e-05 | 0.00011416 | 0 | 0.8498 | 0.8849 | 0 | 0 | 0.1839 | 0
8518 | 1 | 0.00015757 | 9.3643e-05 | 0 | 2.3497e-05 | 0.00011416 | 0 | 0.6923 | 0.7213 | 0 | 0 | 0.10831 | 0
8519 | 1 | 0.00012933 | 0.00010045 | 0 | 9.3987e-06 | 0.00011416 | 0 | 0.5613 | 0.5605 | 0 | 0 | 0.031847 | 0
8520 | 1 | 0.00010269 | 0.00011244 | 0 | 5.8742e-06 | 0.00011416 | 0 | 0.4303 | 0.3841 | 0 | 0 | 0.0013373 | 0
8521 | 1 | 7.7635e-05 | 0.00012026 | 0 | 2.3497e-06 | 0.00011416 | 0 | 0.3442 | 0.3182 | 0 | 0 | 0.078782 | 0
8522 | 1 | 5.9404e-05 | 0.00011993 | 0 | 1.1748e-06 | 0.00011416 | 0 | 0.3504 | 0.3638 | 0 | 0 | 0.32501 | 0
8523 | 1 | 5.1035e-05 | 0.00011497 | 0 | 1.4098e-05 | 0.00011416 | 0 | 0.3693 | 0.4237 | 0 | 0 | 0.41838 | 0
8524 | 1 | 4.7944e-05 | 0.00011074 | 0 | 3.7595e-05 | 0.00011416 | 0 | 0.4037 | 0.4679 | 0 | 0 | 0.25771 | 0
8525 | 1 | 4.9654e-05 | 0.00010792 | 0 | 9.3987e-05 | 0.00011416 | 0 | 0.4845 | 0.6472 | 0 | 0 | 0.074929 | 0
8526 | 1 | 6.0651e-05 | 0.00010628 | 0 | 0.0001821 | 0.00011416 | 0 | 0.6006 | 0.8481 | 0 | 0 | 0.0017558 | 0
8527 | 1 | 9.2891e-05 | 0.00010396 | 0 | 0.0001586 | 0.00011416 | 0 | 0.7053 | 0.9137 | 0 | 0 | 0.015778 | 0
8528 | 1 | 0.00014073 | 0.00010097 | 0 | 0.00014685 | 0.00011416 | 0 | 0.7904 | 0.936 | 0 | 0 | 0.14442 | 0
8529 | 1 | 0.00018397 | 9.6632e-05 | 0 | 0.00016448 | 0.00011416 | 0 | 0.8514 | 0.9487 | 0 | 0 | 0.1839 | 0
8530 | 1 | 0.00020185 | 9.1448e-05 | 0 | 0.00018797 | 0.00011416 | 0 | 0.8584 | 0.951 | 0 | 0 | 0.10831 | 0
8531 | 1 | 0.00020856 | 8.5637e-05 | 0 | 0.00020677 | 0.00011416 | 0.01 | 0.8634 | 0.9547 | 0 | 0 | 0.031847 | 0
8532 | 1 | 0.00020968 | 8.0102e-05 | 0 | 0.00018797 | 0.00011416 | 0.02 | 0.873 | 0.9655 | 0 | 0 | 0.0013373 | 0
8533 | 1 | 0.00020656 | 7.6837e-05 | 0 | 0.00019032 | 0.00011416 | 0.03 | 0.8669 | 0.9646 | 0 | 0 | 0.07614 | 0
8534 | 1 | 0.00020597 | 7.6505e-05 | 0 | 0.00021382 | 0.00011416 | 0.03 | 0.8571 | 0.9608 | 0 | 0 | 0.31504 | 0
8535 | 1 | 0.00020349 | 7.9346e-05 | 0 | 0.00022322 | 0.00011416 | 0.01 | 0.8453 | 0.9553 | 0 | 0 | 0.40529 | 0
8536 | 1 | 0.00020277 | 8.3386e-05 | 0 | 0.00022322 | 0.00011416 | 0 | 0.8363 | 0.9508 | 0 | 0 | 0.24989 | 0
8537 | 1 | 0.00021479 | 8.5747e-05 | 0 | 0.00016448 | 0.00011416 | 0 | 0.8295 | 0.9482 | 0 | 0 | 0.07269 | 0
8538 | 1 | 0.00022933 | 8.667e-05 | 0 | 0.00011748 | 0.00011416 | 0 | 0.8274 | 0.9481 | 0 | 0 | 0.0017319 | 0
8539 | 1 | 0.00021304 | 8.7389e-05 | 0 | 8.8113e-05 | 0.00011416 | 0 | 0.8238 | 0.9466 | 0 | 0 | 0.014991 | 0
8540 | 1 | 0.00019869 | 8.8459e-05 | 0 | 5.8742e-05 | 0.00011416 | 0 | 0.8229 | 0.9463 | 0 | 0 | 0.1392 | 0
8541 | 1 | 0.00017929 | 8.9953e-05 | 0 | 3.7595e-05 | 0.00011416 | 0 | 0.8274 | 0.9485 | 0 | 0 | 0.17824 | 0
8542 | 1 | 0.00015496 | 9.0968e-05 | 0 | 2.3497e-05 | 0.00011416 | 0 | 0.8403 | 0.9534 | 0 | 0 | 0.10544 | 0
8543 | 1 | 0.00012977 | 9.154e-05 | 0 | 9.3987e-06 | 0.00011416 | 0 | 0.8537 | 0.9574 | 0 | 0 | 0.031253 | 0
8544 | 1 | 0.00010578 | 9.2093e-05 | 0 | 5.8742e-06 | 0.00011416 | 0 | 0.863 | 0.9607 | 0 | 0 | 0.0013373 | 0
8545 | 1 | 7.5685e-05 | 9.2702e-05 | 0 | 2.3497e-06 | 0.00011416 | 0 | 0.8691 | 0.9577 | 0 | 0 | 0.073557 | 0
8546 | 1 | 5.6917e-05 | 9.3846e-05 | 0 | 1.1748e-06 | 0.00011416 | 0 | 0.8536 | 0.9348 | 0 | 0 | 0.30527 | 0
8547 | 1 | 4.7736e-05 | 9.4307e-05 | 0 | 1.4098e-05 | 0.00011416 | 0 | 0.8251 | 0.8838 | 0 | 0 | 0.39249 | 0
8548 | 1 | 4.3336e-05 | 9.5986e-05 | 0 | 3.7595e-05 | 0.00011416 | 0 | 0.7762 | 0.8577 | 0 | 0 | 0.24223 | 0
8549 | 1 | 4.392e-05 | 0.00010159 | 0 | 9.3987e-05 | 0.00011416 | 0 | 0.7206 | 0.8444 | 0 | 0 | 0.070496 | 0
8550 | 1 | 5.3815e-05 | 0.00010923 | 0 | 0.0001821 | 0.00011416 | 0 | 0.6987 | 0.8539 | 0 | 0 | 0.0017082 | 0
8551 | 1 | 8.375e-05 | 0.00011543 | 0 | 0.0001586 | 0.00011416 | 0 | 0.7144 | 0.8876 | 0 | 0 | 0.01423 | 0
8552 | 1 | 0.00012844 | 0.00011818 | 0 | 0.00014685 | 0.00011416 | 0 | 0.746 | 0.9135 | 0 | 0 | 0.13412 | 0
8553 | 1 | 0.00016824 | 0.00011471 | 0 | 0.00016448 | 0.00011416 | 0 | 0.7684 | 0.9261 | 0 | 0 | 0.17269 | 0
8554 | 1 | 0.0001824 | 0.00010431 | 0 | 0.00018797 | 0.00011416 | 0.24 | 0.7593 | 0.9173 | 0 | 0 | 0.10263 | 0.34039
8555 | 1 | 0.00018631 | 9.4879e-05 | 0 | 0.00020677 | 0.00011416 | 0.37 | 0.7228 | 0.8828 | 0 | 0 | 0.030666 | 0.31676
8556 | 1 | 0.00018375 | 9.0119e-05 | 0 | 0.00018797 | 0.00011416 | 0.51 | 0.687 | 0.8362 | 0 | 0 | 0.0013373 | 0.23646
8557 | 1 | 0.00017868 | 9.1263e-05 | 0 | 0.00019032 | 0.00011416 | 0.45 | 0.6232 | 0.761 | 0 | 0 | 0.068568 | 0.33554
8558 | 1 | 0.00017578 | 9.7628e-05 | 0 | 0.00021382 | 0.00011416 | 0.32 | 0.519 | 0.6639 | 0 | 0 | 0.28635 | 0.24444
8559 | 1 | 0.00017189 | 0.00011226 | 0 | 0.00022322 | 0.00011416 | 0.33 | 0.4317 | 0.6004 | 0 | 0 | 0.36769 | 0.30467
8560 | 1 | 0.00016986 | 0.00014019 | 0 | 0.00022322 | 0.00011416 | 0 | 0.3712 | 0.5436 | 0 | 0 | 0.22739 | 0
8561 | 1 | 0.00018147 | 0.00015675 | 0 | 0.00016448 | 0.00011416 | 0 | 0.3314 | 0.4659 | 0 | 0 | 0.066242 | 0
8562 | 1 | 0.00020956 | 0.00016478 | 0 | 0.00011748 | 0.00011416 | 0 | 0.3121 | 0.4264 | 0 | 0 | 0.0016614 | 0
8563 | 1 | 0.00019816 | 0.00016823 | 0 | 8.8113e-05 | 0.00011416 | 0 | 0.3085 | 0.4223 | 0 | 0 | 0.012788 | 0
8564 | 1 | 0.0001859 | 0.00016491 | 0 | 5.8742e-05 | 0.00011416 | 0 | 0.3092 | 0.4487 | 0 | 0 | 0.12432 | 0
8565 | 1 | 0.00016766 | 0.0001645 | 0 | 3.7595e-05 | 0.00011416 | 0 | 0.28 | 0.4728 | 0 | 0 | 0.16196 | 0
8566 | 1 | 0.00014364 | 0.00016354 | 0 | 2.3497e-05 | 0.00011416 | 0 | 0.2813 | 0.4906 | 0 | 0 | 0.097148 | 0
8567 | 1 | 0.00011735 | 0.00016456 | 0 | 9.3987e-06 | 0.00011416 | 0 | 0.2722 | 0.4596 | 0 | 0 | 0.029515 | 0
8568 | 1 | 9.4103e-05 | 0.00016511 | 0 | 5.8742e-06 | 0.00011416 | 0 | 0.2666 | 0.4634 | 0 | 0 | 0.0013373 | 0
8569 | 1 | 6.852e-05 | 0.00016756 | 0 | 2.3497e-06 | 0.00011416 | 0 | 0.2578 | 0.471 | 0 | 0 | 0.06381 | 0
8570 | 1 | 4.9194e-05 | 0.00016923 | 0 | 1.1748e-06 | 0.00011416 | 0 | 0.2902 | 0.5192 | 0 | 0 | 0.26822 | 0
8571 | 1 | 3.8959e-05 | 0.00016948 | 0 | 1.4098e-05 | 0.00011416 | 0 | 0.3163 | 0.5458 | 0 | 0 | 0.34396 | 0
8572 | 1 | 3.462e-05 | 0.00016998 | 0 | 3.7595e-05 | 0.00011416 | 0 | 0.3275 | 0.5639 | 0 | 0 | 0.21317 | 0
8573 | 1 | 3.545e-05 | 0.00016875 | 0 | 9.3987e-05 | 0.00011416 | 0 | 0.3754 | 0.6312 | 0 | 0 | 0.062162 | 0
8574 | 1 | 4.5619e-05 | 0.00016762 | 0 | 0.0001821 | 0.00011416 | 0 | 0.4185 | 0.6786 | 0 | 0 | 0.0016155 | 0
8575 | 1 | 7.3491e-05 | 0.00016109 | 0 | 0.0001586 | 0.00011416 | 0 | 0.4803 | 0.694 | 0 | 0 | 0.011446 | 0
8576 | 1 | 0.00011482 | 0.00014819 | 0 | 0.00014685 | 0.00011416 | 0 | 0.5518 | 0.7272 | 0 | 0 | 0.11501 | 0
8577 | 1 | 0.00015302 | 0.0001369 | 0 | 0.00016448 | 0.00011416 | 0 | 0.5779 | 0.7606 | 0 | 0 | 0.15168 | 0
8578 | 1 | 0.00017008 | 0.00012399 | 0 | 0.00018797 | 0.00011416 | 0.02 | 0.6091 | 0.7813 | 0 | 0 | 0.091868 | 0
8579 | 1 | 0.00018073 | 0.00010942 | 0 | 0.00020677 | 0.00011416 | 0.22 | 0.5895 | 0.7959 | 0 | 0 | 0.028393 | 0
8580 | 1 | 0.00018072 | 9.6632e-05 | 0 | 0.00018797 | 0.00011416 | 0.49 | 0.598 | 0.8078 | 0 | 0 | 0.0013373 | 0.062779
8581 | 1 | 0.00017092 | 8.9898e-05 | 0 | 0.00019032 | 0.00011416 | 0.09 | 0.6379 | 0.8407 | 0 | 0 | 0.057093 | 0.011176
8582 | 1 | 0.00016378 | 8.9437e-05 | 0 | 0.00021382 | 0.00011416 | 0.18 | 0.7002 | 0.8784 | 0 | 0 | 0.24249 | 0
8583 | 1 | 0.00015814 | 9.2591e-05 | 0 | 0.00022322 | 0.00011416 | 0.08 | 0.7659 | 0.9159 | 0 | 0 | 0.31032 | 0.31977
8584 | 1 | 0.0001531 | 9.7536e-05 | 0 | 0.00022322 | 0.00011416 | 0 | 0.7998 | 0.9229 | 0 | 0 | 0.19297 | 0
8585 | 1 | 0.0001673 | 9.8698e-05 | 0 | 0.00016448 | 0.00011416 | 0 | 0.7997 | 0.918 | 0 | 0 | 0.056361 | 0
8586 | 1 | 0.00018258 | 0.00010041 | 0 | 0.00011748 | 0.00011416 | 0 | 0.7769 | 0.8947 | 0 | 0 | 0.0015481 | 0
8587 | 1 | 0.00016612 | 0.00010849 | 0 | 8.8113e-05 | 0.00011416 | 0 | 0.7191 | 0.8754 | 0 | 0 | 0.0096143 | 0
8588 | 1 | 0.00014614 | 0.00011958 | 0 | 5.8742e-05 | 0.00011416 | 0 | 0.6756 | 0.8495 | 0 | 0 | 0.10194 | 0
8589 | 1 | 0.00012637 | 0.00012753 | 0 | 3.7595e-05 | 0.00011416 | 0 | 0.6443 | 0.8236 | 0 | 0 | 0.13708 | 0
8590 | 1 | 0.000108 | 0.00013316 | 0 | 2.3497e-05 | 0.00011416 | 0 | 0.5985 | 0.8002 | 0 | 0 | 0.084313 | 0
8591 | 1 | 9.0612e-05 | 0.00013951 | 0 | 9.3987e-06 | 0.00011416 | 0 | 0.5423 | 0.7957 | 0 | 0 | 0.026764 | 0
8592 | 1 | 7.7552e-05 | 0.00014838 | 0 | 5.8742e-06 | 0.00011416 | 0 | 0.5136 | 0.793 | 0 | 0 | 0.0013373 | 0
8593 | 1 | 5.5442e-05 | 0.00015967 | 0 | 2.3497e-06 | 0.00011416 | 0 | 0.4971 | 0.793 | 0 | 0 | 0.048895 | 0
8594 | 1 | 3.5371e-05 | 0.00016692 | 0 | 1.1748e-06 | 0.00011416 | 0 | 0.4847 | 0.7942 | 0 | 0 | 0.21082 | 0
8595 | 1 | 2.3199e-05 | 0.00017279 | 0 | 1.4098e-05 | 0.00011416 | 0 | 0.4638 | 0.7677 | 0 | 0 | 0.26898 | 0
8596 | 1 | 1.7738e-05 | 0.00017552 | 0 | 3.7595e-05 | 0.00011416 | 0 | 0.4276 | 0.7218 | 0 | 0 | 0.16807 | 0
8597 | 1 | 1.624e-05 | 0.00017915 | 0 | 9.3987e-05 | 0.00011416 | 0 | 0.3693 | 0.6483 | 0 | 0 | 0.049205 | 0
8598 | 1 | 1.9908e-05 | 0.0001774 | 0 | 0.0001821 | 0.00011416 | 0 | 0.3422 | 0.5775 | 0 | 0 | 0.0014614 | 0
8599 | 1 | 2.8426e-05 | 0.00017886 | 0 | 0.0001586 | 0.00011416 | 0 | 0.3147 | 0.5186 | 0 | 0 | 0.0074916 | 0
8600 | 1 | 4.1375e-05 | 0.00018024 | 0 | 0.00014685 | 0.00011416 | 0 | 0.2797 | 0.4181 | 0 | 0 | 0.086105 | 0
8601 | 1 | 6.3143e-05 | 0.00017786 | 0 | 0.00016448 | 0.00011416 | 0 | 0.2677 | 0.3541 | 0 | 0 | 0.11912 | 0
8602 | 1 | 8.177e-05 | 0.00016827 | 0 | 0.00018797 | 0.00011416 | 0.09 | 0.2385 | 0.3151 | 0 | 0 | 0.0749 | 0.067236
8603 | 1 | 9.5658e-05 | 0.00015517 | 0 | 0.00020677 | 0.00011416 | 0.16 | 0.2289 | 0.3372 | 0 | 0 | 0.024691 | 0.036081
8604 | 1 | 0.0001013 | 0.00014476 | 0 | 0.00018797 | 0.00011416 | 0.06 | 0.2197 | 0.3663 | 0 | 0 | 0.0013373 | 0.014753
8605 | 1 | 0.00010308 | 0.00014486 | 0 | 0.00019032 | 0.00011416 | 0.08 | 0.1871 | 0.3653 | 0 | 0 | 0.041522 | 0.0074323
8606 | 1 | 9.8868e-05 | 0.00014902 | 0 | 0.00021382 | 0.00011416 | 0.1 | 0.1805 | 0.3311 | 0 | 0 | 0.18203 | 0
8607 | 1 | 9.6203e-05 | 0.00015137 | 0 | 0.00022322 | 0.00011416 | 0 | 0.2328 | 0.3249 | 0 | 0 | 0.23148 | 0.050165
8608 | 1 | 9.5796e-05 | 0.00014613 | 0 | 0.00022322 | 0.00011416 | 0 | 0.3356 | 0.4353 | 0 | 0 | 0.14542 | 0
8609 | 1 | 0.0001103 | 0.00013273 | 0 | 0.00016448 | 0.00011416 | 0 | 0.4498 | 0.5726 | 0 | 0 | 0.042682 | 0
8610 | 1 | 0.00013368 | 0.00011694 | 0 | 0.00011748 | 0.00011416 | 0 | 0.5326 | 0.7544 | 0 | 0 | 0.0013779 | 0
8611 | 1 | 0.0001341 | 0.00010429 | 0 | 8.8113e-05 | 0.00011416 | 0 | 0.645 | 0.8782 | 0 | 0 | 0.0057069 | 0
8612 | 1 | 0.00012098 | 9.9251e-05 | 0 | 5.8742e-05 | 0.00011416 | 0 | 0.7241 | 0.9174 | 0 | 0 | 0.072001 | 0
8613 | 1 | 0.00011033 | 9.8569e-05 | 0 | 3.7595e-05 | 0.00011416 | 0 | 0.7931 | 0.9415 | 0 | 0 | 0.10281 | 0
8614 | 1 | 9.9666e-05 | 9.6041e-05 | 0 | 2.3497e-05 | 0.00011416 | 0 | 0.8343 | 0.9503 | 0 | 0 | 0.066214 | 0
8615 | 1 | 8.7684e-05 | 9.1724e-05 | 0 | 9.3987e-06 | 0.00011416 | 0 | 0.8547 | 0.9563 | 0 | 0 | 0.022727 | 0
8616 | 1 | 7.3512e-05 | 8.8902e-05 | 0 | 5.8742e-06 | 0.00011416 | 0 | 0.8566 | 0.9561 | 0 | 0 | 0.0013373 | 0
8617 | 1 | 5.3553e-05 | 8.8238e-05 | 0 | 2.3497e-06 | 0.00011416 | 0 | 0.8504 | 0.9555 | 0 | 0 | 0.03493 | 0
8618 | 1 | 3.4879e-05 | 8.9289e-05 | 0 | 1.1748e-06 | 0.00011416 | 0 | 0.8305 | 0.9511 | 0 | 0 | 0.15599 | 0
8619 | 1 | 2.5379e-05 | 9.1632e-05 | 0 | 1.4098e-05 | 0.00011416 | 0 | 0.805 | 0.9426 | 0 | 0 | 0.19764 | 0
8620 | 1 | 2.0707e-05 | 9.5765e-05 | 0 | 3.7595e-05 | 0.00011416 | 0 | 0.7847 | 0.935 | 0 | 0 | 0.1249 | 0
8621 | 1 | 1.8828e-05 | 9.9528e-05 | 0 | 9.3987e-05 | 0.00011416 | 0 | 0.7698 | 0.9288 | 0 | 0 | 0.036762 | 0
8622 | 1 | 2.1787e-05 | 0.00010266 | 0 | 0.0001821 | 0.00011416 | 0 | 0.7635 | 0.9259 | 0 | 0 | 0.0012976 | 0
8623 | 1 | 2.8332e-05 | 0.00010525 | 0 | 0.0001586 | 0.00011416 | 0 | 0.7624 | 0.9258 | 0 | 0 | 0.0042308 | 0
8624 | 1 | 4.2071e-05 | 0.00010739 | 0 | 0.00014685 | 0.00011416 | 0 | 0.762 | 0.9256 | 0 | 0 | 0.059529 | 0
8625 | 1 | 6.2309e-05 | 0.000106 | 0 | 0.00016448 | 0.00011416 | 0 | 0.7553 | 0.9231 | 0 | 0 | 0.088053 | 0
8626 | 1 | 8.2218e-05 | 9.5912e-05 | 0 | 0.00018797 | 0.00011416 | 0.13 | 0.7347 | 0.9172 | 0 | 0 | 0.058228 | 0.015522
8627 | 1 | 9.7578e-05 | 8.1006e-05 | 0 | 0.00020677 | 0.00011416 | 0.21 | 0.7214 | 0.9123 | 0 | 0 | 0.020871 | 0.10414
8628 | 1 | 0.00010281 | 6.8627e-05 | 0 | 0.00018797 | 0.00011416 | 0.4 | 0.7251 | 0.911 | 0 | 0 | 0.0013373 | 0.34629
8629 | 1 | 0.00010286 | 6.2447e-05 | 0 | 0.00019032 | 0.00011416 | 0.47 | 0.7244 | 0.9078 | 0 | 0 | 0.029075 | 0.22259
8630 | 1 | 9.7236e-05 | 6.3443e-05 | 0 | 0.00021382 | 0.00011416 | 0.4 | 0.7079 | 0.8999 | 0 | 0 | 0.13256 | 0.045184
8631 | 1 | 9.4099e-05 | 7.1966e-05 | 0 | 0.00022322 | 0.00011416 | 0.21 | 0.7022 | 0.8983 | 0 | 0 | 0.16727 | 0.10512
8632 | 1 | 9.2371e-05 | 8.4843e-05 | 0 | 0.00022322 | 0.00011416 | 0 | 0.7042 | 0.9017 | 0 | 0 | 0.1064 | 0
8633 | 1 | 0.00010615 | 9.641e-05 | 0 | 0.00016448 | 0.00011416 | 0 | 0.6852 | 0.8984 | 0 | 0 | 0.031417 | 0
8634 | 1 | 0.00013439 | 0.00010894 | 0 | 0.00011748 | 0.00011416 | 0 | 0.6728 | 0.8957 | 0 | 0 | 0.0012206 | 0
8635 | 1 | 0.00013273 | 0.00012069 | 0 | 8.8113e-05 | 0.00011416 | 0 | 0.645 | 0.8847 | 0 | 0 | 0.0030341 | 0
8636 | 1 | 0.00011954 | 0.00012975 | 0 | 5.8742e-05 | 0.00011416 | 0 | 0.606 | 0.8661 | 0 | 0 | 0.048587 | 0
8637 | 1 | 0.00010772 | 0.00013541 | 0 | 3.7595e-05 | 0.00011416 | 0 | 0.5794 | 0.8345 | 0 | 0 | 0.074782 | 0
8638 | 1 | 9.5413e-05 | 0.00013803 | 0 | 2.3497e-05 | 0.00011416 | 0 | 0.5858 | 0.8297 | 0 | 0 | 0.050911 | 0
8639 | 1 | 8.2676e-05 | 0.00013781 | 0 | 9.3987e-06 | 0.00011416 | 0 | 0.6009 | 0.8434 | 0 | 0 | 0.019119 | 0
8640 | 1 | 6.4574e-05 | 0.000136 | 0 | 5.8742e-06 | 0.00011416 | 0 | 0.6088 | 0.859 | 0 | 0 | 0.0013373 | 0
8641 | 1 | 4.6907e-05 | 0.00013465 | 0 | 2.3497e-06 | 0.00011416 | 0 | 0.6255 | 0.8722 | 0 | 0 | 0.022727 | 0
8642 | 1 | 3.0482e-05 | 0.0001346 | 0 | 1.1748e-06 | 0.00011416 | 0 | 0.6554 | 0.8914 | 0 | 0 | 0.10674 | 0
8643 | 1 | 2.1373e-05 | 0.0001355 | 0 | 1.4098e-05 | 0.00011416 | 0 | 0.6726 | 0.9089 | 0 | 0 | 0.1339 | 0
8644 | 1 | 1.7005e-05 | 0.00013759 | 0 | 3.7595e-05 | 0.00011416 | 0 | 0.6686 | 0.9086 | 0 | 0 | 0.085976 | 0
8645 | 1 | 1.5908e-05 | 0.00013919 | 0 | 9.3987e-05 | 0.00011416 | 0 | 0.6602 | 0.9016 | 0 | 0 | 0.025498 | 0
8646 | 1 | 1.8567e-05 | 0.00013993 | 0 | 0.0001821 | 0.00011416 | 0 | 0.654 | 0.8906 | 0 | 0 | 0.0011286 | 0
8647 | 1 | 2.5181e-05 | 0.00014089 | 0 | 0.0001586 | 0.00011416 | 0 | 0.6448 | 0.8849 | 0 | 0 | 0.0018864 | 0
8648 | 1 | 3.9955e-05 | 0.00014185 | 0 | 0.00014685 | 0.00011416 | 0 | 0.6321 | 0.8772 | 0 | 0 | 0.036909 | 0
8649 | 1 | 6.0779e-05 | 0.00013844 | 0 | 0.00016448 | 0.00011416 | 0 | 0.6352 | 0.8739 | 0 | 0 | 0.060161 | 0
8650 | 1 | 7.9528e-05 | 0.00012934 | 0 | 0.00018797 | 0.00011416 | 0.12 | 0.6086 | 0.8437 | 0 | 0 | 0.042662 | 0.031022
8651 | 1 | 9.6454e-05 | 0.00011652 | 0 | 0.00020677 | 0.00011416 | 0.42 | 0.5729 | 0.7974 | 0 | 0 | 0.01707 | 0.0080006
8652 | 1 | 0.0001103 | 0.00010355 | 0 | 0.00018797 | 0.00011416 | 0.01 | 0.5517 | 0.7692 | 0 | 0 | 0.0013373 | 0
8653 | 1 | 0.00012062 | 9.5359e-05 | 0 | 0.00019032 | 0.00011416 | 0.01 | 0.5206 | 0.7313 | 0 | 0 | 0.018372 | 0
8654 | 1 | 0.00012105 | 9.309e-05 | 0 | 0.00021382 | 0.00011416 | 0.01 | 0.4974 | 0.7265 | 0 | 0 | 0.088676 | 0
8655 | 1 | 0.00011788 | 9.6447e-05 | 0 | 0.00022322 | 0.00011416 | 0 | 0.4544 | 0.6367 | 0 | 0 | 0.11065 | 0
8656 | 1 | 0.00011751 | 0.00010217 | 0 | 0.00022322 | 0.00011416 | 0 | 0.3903 | 0.5017 | 0 | 0 | 0.071659 | 0
8657 | 1 | 0.00013178 | 0.00010508 | 0 | 0.00016448 | 0.00011416 | 0 | 0.3474 | 0.4603 | 0 | 0 | 0.021338 | 0
8658 | 1 | 0.00015569 | 0.00010748 | 0 | 0.00011748 | 0.00011416 | 0 | 0.3143 | 0.4485 | 0 | 0 | 0.0010584 | 0
8659 | 1 | 0.00015142 | 0.00011052 | 0 | 8.8113e-05 | 0.00011416 | 0 | 0.2759 | 0.4468 | 0 | 0 | 0.0012111 | 0
8660 | 1 | 0.0001396 | 0.00011408 | 0 | 5.8742e-05 | 0.00011416 | 0 | 0.2358 | 0.4261 | 0 | 0 | 0.029044 | 0
8661 | 1 | 0.00012489 | 0.00011794 | 0 | 3.7595e-05 | 0.00011416 | 0 | 0.2005 | 0.4018 | 0 | 0 | 0.049941 | 0
8662 | 1 | 0.00010786 | 0.00012266 | 0 | 2.3497e-05 | 0.00011416 | 0 | 0.1751 | 0.37 | 0 | 0 | 0.036744 | 0
8663 | 1 | 9.0992e-05 | 0.00012842 | 0 | 9.3987e-06 | 0.00011416 | 0 | 0.1434 | 0.3433 | 0 | 0 | 0.01554 | 0
8664 | 1 | 6.9087e-05 | 0.00013528 | 0 | 5.8742e-06 | 0.00011416 | 0 | 0.1206 | 0.2914 | 0 | 0 | 0.0013373 | 0
8665 | 1 | 5.4166e-05 | 0.00014465 | 0 | 2.3497e-06 | 0.00011416 | 0 | 0.1098 | 0.25 | 0 | 0 | 0.01376 | 0
8666 | 1 | 3.9276e-05 | 0.00015199 | 0 | 1.1748e-06 | 0.00011416 | 0 | 0.105 | 0.2191 | 0 | 0 | 0.069123 | 0
8667 | 1 | 3.1273e-05 | 0.0001577 | 0 | 1.4098e-05 | 0.00011416 | 0 | 0.108 | 0.1999 | 0 | 0 | 0.08559 | 0
8668 | 1 | 2.8917e-05 | 0.00016448 | 0 | 3.7595e-05 | 0.00011416 | 0 | 0.1009 | 0.1735 | 0 | 0 | 0.056119 | 0
8669 | 1 | 3.0022e-05 | 0.00017299 | 0 | 9.3987e-05 | 0.00011416 | 0 | 0.0873 | 0.1461 | 0 | 0 | 0.016808 | 0
8670 | 1 | 4.0558e-05 | 0.0001805 | 0 | 0.0001821 | 0.00011416 | 0 | 0.0827 | 0.1428 | 0 | 0 | 0.00097493 | 0
8671 | 1 | 6.7596e-05 | 0.00018725 | 0 | 0.0001586 | 0.00011416 | 0 | 0.0925 | 0.1662 | 0 | 0 | 0.00062252 | 0
8672 | 1 | 0.0001036 | 0.00019284 | 0 | 0.00014685 | 0.00011416 | 0 | 0.1179 | 0.2022 | 0 | 0 | 0.020896 | 0
8673 | 1 | 0.00014073 | 0.00018882 | 0 | 0.00016448 | 0.00011416 | 0 | 0.147 | 0.2359 | 0 | 0 | 0.038885 | 0
8674 | 1 | 0.00015554 | 0.00017511 | 0 | 0.00018797 | 0.00011416 | 0.17 | 0.1491 | 0.2509 | 0 | 0 | 0.030151 | 0.036136
8675 | 1 | 0.00016179 | 0.00015816 | 0 | 0.00020677 | 0.00011416 | 0.46 | 0.1513 | 0.2555 | 0 | 0 | 0.01376 | 0.11177
8676 | 1 | 0.00016416 | 0.00013873 | 0 | 0.00018797 | 0.00011416 | 0.49 | 0.174 | 0.2873 | 0 | 0 | 0.0013373 | 0.3265
8677 | 1 | 0.00016249 | 0.00012491 | 0 | 0.00019032 | 0.00011416 | 0.34 | 0.2073 | 0.3358 | 0 | 0 | 0.010683 | 0.47964
8678 | 1 | 0.00015965 | 0.00012074 | 0 | 0.00021382 | 0.00011416 | 0.32 | 0.2595 | 0.4066 | 0 | 0 | 0.055732 | 0.39923
8679 | 1 | 0.00015655 | 0.00012858 | 0 | 0.00022322 | 0.00011416 | 0.2 | 0.3298 | 0.4806 | 0 | 0 | 0.068513 | 0.038075
8680 | 1 | 0.0001562 | 0.00014585 | 0 | 0.00022322 | 0.00011416 | 0 | 0.3975 | 0.5348 | 0 | 0 | 0.045444 | 0
8681 | 1 | 0.00017415 | 0.00015133 | 0 | 0.00016448 | 0.00011416 | 0 | 0.4104 | 0.5375 | 0 | 0 | 0.013684 | 0
8682 | 1 | 0.00020705 | 0.00015465 | 0 | 0.00011748 | 0.00011416 | 0 | 0.396 | 0.5185 | 0 | 0 | 0.00091137 | 0
8683 | 1 | 0.00019195 | 0.0001584 | 0 | 8.8113e-05 | 0.00011416 | 0 | 0.3837 | 0.505 | 0 | 0 | 0.00032027 | 0
8684 | 1 | 0.00017606 | 0.0001619 | 0 | 5.8742e-05 | 0.00011416 | 0 | 0.3792 | 0.5017 | 0 | 0 | 0.015602 | 0
8685 | 1 | 0.00015529 | 0.0001655 | 0 | 3.7595e-05 | 0.00011416 | 0 | 0.3768 | 0.4949 | 0 | 0 | 0.031318 | 0
8686 | 1 | 0.00013418 | 0.00016967 | 0 | 2.3497e-05 | 0.00011416 | 0 | 0.3885 | 0.4842 | 0 | 0 | 0.025484 | 0
8687 | 1 | 0.00011065 | 0.00017524 | 0 | 9.3987e-06 | 0.00011416 | 0 | 0.3864 | 0.4849 | 0 | 0 | 0.012438 | 0
8688 | 1 | 8.6973e-05 | 0.00018166 | 0 | 5.8742e-06 | 0.00011416 | 0 | 0.3873 | 0.4929 | 0 | 0 | 0.0013373 | 0
8689 | 1 | 6.4431e-05 | 0.00018778 | 0 | 2.3497e-06 | 0.00011416 | 0 | 0.376 | 0.5007 | 0 | 0 | 0.0087032 | 0
8690 | 1 | 4.5244e-05 | 0.00019395 | 0 | 1.1748e-06 | 0.00011416 | 0 | 0.3566 | 0.4857 | 0 | 0 | 0.046912 | 0
8691 | 1 | 3.5872e-05 | 0.00019959 | 0 | 1.4098e-05 | 0.00011416 | 0 | 0.3337 | 0.4558 | 0 | 0 | 0.057314 | 0
8692 | 1 | 3.1189e-05 | 0.00020489 | 0 | 3.7595e-05 | 0.00011416 | 0 | 0.317 | 0.4298 | 0 | 0 | 0.038394 | 0
8693 | 1 | 3.1368e-05 | 0.0002097 | 0 | 9.3987e-05 | 0.00011416 | 0 | 0.3075 | 0.4068 | 0 | 0 | 0.011614 | 0
8694 | 1 | 4.1433e-05 | 0.00021374 | 0 | 0.0001821 | 0.00011416 | 0 | 0.2966 | 0.3821 | 0 | 0 | 0.00086555 | 0
8695 | 1 | 6.9158e-05 | 0.00021664 | 0 | 0.0001586 | 0.00011416 | 0 | 0.2772 | 0.3502 | 0 | 0 | 0.00017275 | 0
8696 | 1 | 0.00010805 | 0.00021739 | 0 | 0.00014685 | 0.00011416 | 0 | 0.2589 | 0.325 | 0 | 0 | 0.012279 | 0
8697 | 1 | 0.00014271 | 0.00020767 | 0 | 0.00016448 | 0.00011416 | 0 | 0.2358 | 0.3024 | 0 | 0 | 0.026338 | 0
8698 | 1 | 0.00016078 | 0.00018671 | 0 | 0.00018797 | 0.00011416 | 0.19 | 0.192 | 0.259 | 0 | 0 | 0.022319 | 0.092709
8699 | 1 | 0.00016867 | 0.00016594 | 0 | 0.00020677 | 0.00011416 | 0.2 | 0.1549 | 0.2334 | 0 | 0 | 0.011505 | 0.13937
8700 | 1 | 0.00017118 | 0.00014762 | 0 | 0.00018797 | 0.00011416 | 0.06 | 0.1403 | 0.2161 | 0 | 0 | 0.0013373 | 0.051224
8701 | 1 | 0.00016936 | 0.00013545 | 0 | 0.00019032 | 0.00011416 | 0.24 | 0.1234 | 0.2077 | 0 | 0 | 0.0069846 | 0
8702 | 1 | 0.00016917 | 0.00013115 | 0 | 0.00021382 | 0.00011416 | 0.17 | 0.1158 | 0.1981 | 0 | 0 | 0.039075 | 0.024325
8703 | 1 | 0.0001658 | 0.00013987 | 0 | 0.00022322 | 0.00011416 | 0.02 | 0.1384 | 0.2205 | 0 | 0 | 0.047408 | 0.037707
8704 | 1 | 0.00016259 | 0.00016371 | 0 | 0.00022322 | 0.00011416 | 0 | 0.1944 | 0.2801 | 0 | 0 | 0.032113 | 0
8705 | 1 | 0.00017589 | 0.00017061 | 0 | 0.00016448 | 0.00011416 | 0 | 0.2469 | 0.3431 | 0 | 0 | 0.0097645 | 0
8706 | 1 | 0.00020215 | 0.00017271 | 0 | 0.00011748 | 0.00011416 | 0 | 0.2626 | 0.3682 | 0 | 0 | 0.0008213 | 0
8707 | 1 | 0.00018699 | 0.0001738 | 0 | 8.8113e-05 | 0.00011416 | 0 | 0.2612 | 0.3728 | 0 | 0 | 7.933e-05 | 0
8708 | 1 | 0.00017234 | 0.00017478 | 0 | 5.8742e-05 | 0.00011416 | 0 | 0.2442 | 0.3657 | 0 | 0 | 0.0094656 | 0
8709 | 1 | 0.00015429 | 0.0001759 | 0 | 3.7595e-05 | 0.00011416 | 0 | 0.2228 | 0.373 | 0 | 0 | 0.021915 | 0
8710 | 1 | 0.0001328 | 0.00017771 | 0 | 2.3497e-05 | 0.00011416 | 0 | 0.2102 | 0.3914 | 0 | 0 | 0.019427 | 0
8711 | 1 | 0.00010896 | 0.00017948 | 0 | 9.3987e-06 | 0.00011416 | 0 | 0.2086 | 0.4023 | 0 | 0 | 0.010619 | 0
8712 | 1 | 8.9153e-05 | 0.00018223 | 0 | 5.8742e-06 | 0.00011416 | 0 | 0.2115 | 0.419 | 0 | 0 | 0.0013373 | 0
8713 | 1 | 6.5598e-05 | 0.00018461 | 0 | 2.3497e-06 | 0.00011416 | 0 | 0.2201 | 0.4468 | 0 | 0 | 0.0064666 | 0
8714 | 1 | 4.7538e-05 | 0.00018618 | 0 | 1.1748e-06 | 0.00011416 | 0 | 0.2467 | 0.4975 | 0 | 0 | 0.036671 | 0
8715 | 1 | 3.7914e-05 | 0.00018769 | 0 | 1.4098e-05 | 0.00011416 | 0 | 0.2806 | 0.555 | 0 | 0 | 0.044379 | 0
8716 | 1 | 3.3147e-05 | 0.00018996 | 0 | 3.7595e-05 | 0.00011416 | 0 | 0.3203 | 0.6025 | 0 | 0 | 0.030183 | 0
8717 | 1 | 3.3489e-05 | 0.00019188 | 0 | 9.3987e-05 | 0.00011416 | 0 | 0.3526 | 0.6231 | 0 | 0 | 0.0091946 | 0
8718 | 1 | 4.2638e-05 | 0.00019716 | 0 | 0.0001821 | 0.00011416 | 0 | 0.3639 | 0.6245 | 0 | 0 | 0.00080689 | 0
8719 | 1 | 6.9225e-05 | 0.00020029 | 0 | 0.0001586 | 0.00011416 | 0 | 0.3741 | 0.6447 | 0 | 0 | 5.8079e-05 | 0
8720 | 1 | 0.00010603 | 0.00020394 | 0 | 0.00014685 | 0.00011416 | 0 | 0.4009 | 0.6789 | 0 | 0 | 0.0086334 | 0
8721 | 1 | 0.00014028 | 0.00020433 | 0 | 0.00016448 | 0.00011416 | 0 | 0.424 | 0.7059 | 0 | 0 | 0.020559 | 0
8722 | 1 | 0.00015619 | 0.00019719 | 0 | 0.00018797 | 0.00011416 | 0.21 | 0.4362 | 0.7241 | 0 | 0 | 0.018522 | 0.11296
8723 | 1 | 0.00016068 | 0.000179 | 0 | 0.00020677 | 0.00011416 | 0.31 | 0.5106 | 0.7643 | 0 | 0 | 0.010334 | 0.21441
8724 | 1 | 0.00016055 | 0.00015655 | 0 | 0.00018797 | 0.00011416 | 0.38 | 0.5219 | 0.7574 | 0 | 0 | 0.0013373 | 0.30635
8725 | 1 | 0.00015762 | 0.00014157 | 0 | 0.00019032 | 0.00011416 | 0.47 | 0.5196 | 0.7428 | 0 | 0 | 0.0064666 | 0.051279
8726 | 1 | 0.00015755 | 0.00013698 | 0 | 0.00021382 | 0.00011416 | 0.34 | 0.5177 | 0.7512 | 0 | 0 | 0.036671 | 0.2258
8727 | 1 | 0.00015653 | 0.00014484 | 0 | 0.00022322 | 0.00011416 | 0.2 | 0.5328 | 0.7589 | 0 | 0 | 0.044379 | 0.1653
8728 | 1 | 0.00015718 | 0.00016061 | 0 | 0.00022322 | 0.00011416 | 0 | 0.5602 | 0.7815 | 0 | 0 | 0.030183 | 0
8729 | 1 | 0.00017178 | 0.00017149 | 0 | 0.00016448 | 0.00011416 | 0 | 0.5912 | 0.7993 | 0 | 0 | 0.0091946 | 0
8730 | 1 | 0.00020167 | 0.00017871 | 0 | 0.00011748 | 0.00011416 | 0 | 0.6342 | 0.8176 | 0 | 0 | 0.00080689 | 0
8731 | 1 | 0.00018859 | 0.0001828 | 0 | 8.8113e-05 | 0.00011416 | 0 | 0.6547 | 0.8313 | 0 | 0 | 5.8079e-05 | 0
8732 | 1 | 0.00017409 | 0.00018457 | 0 | 5.8742e-05 | 0.00011416 | 0 | 0.6634 | 0.8388 | 0 | 0 | 0.0086334 | 0
8733 | 1 | 0.00015524 | 0.0001862 | 0 | 3.7595e-05 | 0.00011416 | 0 | 0.6506 | 0.8346 | 0 | 0 | 0.020559 | 0
8734 | 1 | 0.00013385 | 0.00018826 | 0 | 2.3497e-05 | 0.00011416 | 0 | 0.6324 | 0.8248 | 0 | 0 | 0.018522 | 0
8735 | 1 | 0.00010872 | 0.00018976 | 0 | 9.3987e-06 | 0.00011416 | 0 | 0.615 | 0.7954 | 0 | 0 | 0.010334 | 0
8736 | 1 | 8.8386e-05 | 0.00018974 | 0 | 5.8742e-06 | 0.00011416 | 0 | 0.5932 | 0.772 | 0 | 0 | 0.0013373 | 0
8737 | 1 | 6.0014e-05 | 0.00018867 | 0 | 2.3497e-06 | 0.00011416 | 0 | 0.5628 | 0.745 | 0 | 0 | 0.0069846 | 0
8738 | 1 | 3.9919e-05 | 0.00018655 | 0 | 1.1748e-06 | 0.00011416 | 0 | 0.5377 | 0.7177 | 0 | 0 | 0.039075 | 0
8739 | 1 | 2.9989e-05 | 0.00018516 | 0 | 1.4098e-05 | 0.00011416 | 0 | 0.5086 | 0.6817 | 0 | 0 | 0.047408 | 0
8740 | 1 | 2.5808e-05 | 0.00018184 | 0 | 3.7595e-05 | 0.00011416 | 0 | 0.5098 | 0.6956 | 0 | 0 | 0.032113 | 0
8741 | 1 | 2.7011e-05 | 0.00017666 | 0 | 9.3987e-05 | 0.00011416 | 0 | 0.5041 | 0.6991 | 0 | 0 | 0.0097645 | 0
8742 | 1 | 3.6319e-05 | 0.00017105 | 0 | 0.0001821 | 0.00011416 | 0 | 0.5143 | 0.7006 | 0 | 0 | 0.0008213 | 0
8743 | 1 | 5.8683e-05 | 0.00016506 | 0 | 0.0001586 | 0.00011416 | 0 | 0.5399 | 0.7379 | 0 | 0 | 7.933e-05 | 0
8744 | 1 | 9.051e-05 | 0.00016343 | 0 | 0.00014685 | 0.00011416 | 0 | 0.5276 | 0.7336 | 0 | 0 | 0.0094656 | 0
8745 | 1 | 0.00012363 | 0.00016114 | 0 | 0.00016448 | 0.00011416 | 0 | 0.5446 | 0.7726 | 0 | 0 | 0.021915 | 0
8746 | 1 | 0.00014379 | 0.00015172 | 0 | 0.00018797 | 0.00011416 | 0.36 | 0.57 | 0.8051 | 0 | 0 | 0.019427 | 0.13297
8747 | 1 | 0.00015162 | 0.000141 | 0 | 0.00020677 | 0.00011416 | 0.47 | 0.5521 | 0.8103 | 0 | 0 | 0.010619 | 0.44315
8748 | 1 | 0.00014978 | 0.00013002 | 0 | 0.00018797 | 0.00011416 | 0.44 | 0.5584 | 0.8191 | 0 | 0 | 0.0013373 | 0.50512
8749 | 1 | 0.00014351 | 0.00012259 | 0 | 0.00019032 | 0.00011416 | 0.54 | 0.5489 | 0.8226 | 0 | 0 | 0.0087032 | 0.091193
8750 | 1 | 0.00013877 | 0.00012207 | 0 | 0.00021382 | 0.00011416 | 0.48 | 0.5172 | 0.7636 | 0 | 0 | 0.046912 | 0.41689
8751 | 1 | 0.00013306 | 0.00013303 | 0 | 0.00022322 | 0.00011416 | 0.29 | 0.4636 | 0.661 | 0 | 0 | 0.057314 | 0.29009
8752 | 1 | 0.00012764 | 0.00015377 | 0 | 0.00022322 | 0.00011416 | 0 | 0.4259 | 0.606 | 0 | 0 | 0.038394 | 0
8753 | 1 | 0.00013299 | 0.00017227 | 0 | 0.00016448 | 0.00011416 | 0 | 0.3784 | 0.5671 | 0 | 0 | 0.011614 | 0
8754 | 1 | 0.00015647 | 0.00018507 | 0 | 0.00011748 | 0.00011416 | 0 | 0.3676 | 0.5582 | 0 | 0 | 0.00086555 | 0
8755 | 1 | 0.00014632 | 0.00018974 | 0 | 8.8113e-05 | 0.00011416 | 0 | 0.3627 | 0.5847 | 0 | 0 | 0.00017275 | 0
8756 | 1 | 0.00012797 | 0.00019125 | 0 | 5.8742e-05 | 0.00011416 | 0 | 0.3736 | 0.6254 | 0 | 0 | 0.012279 | 0
8757 | 1 | 0.00010556 | 0.0001928 | 0 | 3.7595e-05 | 0.00011416 | 0 | 0.393 | 0.6447 | 0 | 0 | 0.026338 | 0
8758 | 1 | 8.6659e-05 | 0.0001936 | 0 | 2.3497e-05 | 0.00011416 | 0 | 0.4092 | 0.6869 | 0 | 0 | 0.022319 | 0
8759 | 1 | 7.2978e-05 | 0.00019422 | 0 | 9.3987e-06 | 0.00011416 | 0 | 0.4267 | 0.7216 | 0 | 0 | 0.011505 | 0
8760 | 1 | 7.5216e-05 | 0.00019596 | 0 | 5.8742e-06 | 0.00011416 | 0 | 0.4159 | 0.7041 | 0 | 0 | 0.0013373 | 0
CHECK | 8760 | 1 | 1 | 1 | 1 | 1 | 1046.17 | 2278.8932 | 3056.092 | 0 | 0 | 834.2881 | 750.296
|  | 1 | 1 | 1 | 1 | 1 | 0.11943 | 0.26015 | 0.34887 | 0 | 0 | 0.095238 | 0.08565
|  | ENTSOE | Processed based onMERRA-2 T | Processed based onMERRA-2 T | Same as before | Same as before | Entsoe | Entsoe | MERRA-2 | ENTSOE | ENTSOE |  | See Methodo
[5 empty] | UTC | UTC | UTC | UTC | UTC | / | / |  | UTC
Note on D14: ====== ID#AAAAGdnL9_8 Stefano Moret (2020-04-29 12:37:16) reduced by 0.0001 to have the sum exactly to 1

## 2.1 RESOURCES
[7 empty] | JRC TIMES table 5 Ref scenario 2030 | gwp direct (used for CCS). Data from :https://www.volker-quaschning.de/datserv/CO2-spez/index_e.php
{RESOURCES} | avail_local [GWh/y] | avail_exterior [GWh/y] | gwp_op_local [ktCO2-eq./GWh] | gwp_op_exterior [ktCO2-eq./GWh] | c_op [M€/GWh] | c_op_exterior [M€/GWh]
ELECTRICITY | 0 | 0 | 0 | 0 | 0 | 0
GASOLINE | 0 | 100000000 | 0.3448 | 0.3448 | 0.082366 | 0.082366
DIESEL | 0 | 100000000 | 0.3148 | 0.3148 | 0.079744 | 0.079744
BIOETHANOL | 0 | 100000000 | 0 | 0 | 0.22571 | 0.22571
BIODIESEL | 0 | 100000000 | 0 | 0 | 0.24 | 0.24
LFO | 0 | 100000000 | 0.3115 | 0.3115 | 0.05674 | 0.05674
NG | 0 | 100000000 | 0.2666 | 0.2666 | 0.041454 | 0.041454
SNG | 0 | 100000000 | 0 | 0 | 0.19714 | 0.19714
WOOD | 9780.83 | 0 | 0.0118 | 0.0118 | 0.010508 | 0.02664
WET_BIOMASS | 56382.24 | 0 | 0.0118 | 0.0118 | 0.0043419 | 0.004674
WASTE | 12746.48 | 0 | 0.1501 | 0.1501 | 0.0081203 | 0.02664
COAL | 0 | 100000000 | 0.4014 | 0.4014 | 0.017642 | 0.017642
URANIUM | 0 | 100000000 | 0.0039 | 0.0039 | 0.0038765 | 0.0038765
H2 | 0 | 1000000 | 0 | 0 | 0.17714 | 0.17714
SLF | 0 | 1000000 | 0 | 0 | 0.21143 | 0.21143
CO2_EMISSIONS | 0 | 100000000 | 0 | 0 | 0 | 0
RES_WIND | 0 | 100000000 | 0 | 0 | 0 | 0
RES_SOLAR | 0 | 100000000 | 0 | 0 | 0 | 0
RES_HYDRO | 0 | 100000000 | 0 | 0 | 0 | 0
RES_GEO | 0 | 100000000 | 0 | 0 | 0 | 0
CO2_ATM | 0 | 0 | 0 | 0 | 0 | 0
CO2_INDUSTRY | 0 | 0 | 0 | 0 | 0 | 0
CO2_CAPTURED | 0 | 0 | 0 | 0 | 0 | 0
PT_HEAT | 0 | 0 | 0 | 0 | 0 | 0
ST_HEAT | 0 | 0 | 0 | 0 | 0 | 0
Sources
Data sources - availability
MSW
Original Source (Nasato): European Environment Agency, Municipal waste management in Switzerland, 2013 - https://www.google.ch/url?sa=t&rct=j&q=&esrc=s&source=web&cd=5&ved=0ahUKEwjPi-zzmoTNAhUCchQKHQd2Bx0QFghFMAQ&url=http%3A%2F%2Fwww.eea.europa.eu%2Fpublications%2Fmanaging-municipal-solid-waste%2Fswitzerland-municipal-waste-management&usg=AFQjCNG-EhU5wC33CffxE8WAP7ebqEP4dg&sig2=tvnZsemhLdBvRyWaL9halQ
Data of this report are taken from Eurostat, municipal solid waste database. http://ec.europa.eu/eurostat/statistics-explained/index.php/Municipal_waste_statistics |  |  | Source
|  | kg/ca | Data for CH in 2014, from http://ec.europa.eu/eurostat/statistics-explained/index.php/Municipal_waste_statistics
Average prod CH |  | - | Estimated from EEA report. In CH there's more or less 50% recycling - 50% incineration
% recycled |  | ha | from energyscope, average for 2035 projection. http://www.bfs.admin.ch/bfs/portal/fr/index/news/publikationen.html?publicationID=3988
Population |  | kg
Available MSW |  | MJ/kg | Value for Lausanne, see Geo&Bio paper
LHV MSW |  | MJ
Available MSW |  | GWh
Available MSW
Wood wet (50%)
Source: Steubing et al, Bioenergy in Switzerland: Assessing the domestic sustainable biomass potential, 2010
kg_H20/kg_wet_wood
Humidity |  | MJ/kg_wet
LHV
Sust. Pot [t_dry/y]
1502374
Forest energy wood |  | 420000
Industrial wood residues |  | 263444
Wood from landscape maintenance |  | 484093
Waste wood |  | 2669911
Total potential [t_dry] |  | 2669911
Total potential [t_wet] |  | 0
Total potenital [GWh]
Data sources - operating emissions
Source: ecoinvent v3.2 (allocation at the point of substitution). Most values already available in Geo&Bio paper. Other are sourced here from ecoinvent
|  |  | IPCC 2013 - GWP 100a | Unit | Source
Coal |  |  | 1.0837 | kgCO2-eq./kWh_e | ecoinvent entry "electricity production, hard coal, DE"
Emission of electricity production |  | 0.86347 | 0
market for chlorine, gaseous [RER] |  | 0.43586 | 0
market for hard coal [WEU] |  | 0.011909 | 0
market for hard coal ash [GLO] |  | 132309540 | 0
market for hard coal power plant [GLO] |  | 0.55834 | 0
market for light fuel oil [Europe without Switzerland] |  | 0.82344 | 0
market for NOx retained, by selective catalytic reduction [GLO] |  | 0.022335 | 0
market for residue from cooling tower [GLO] |  | 0.65755 | 0
market for SOx retained, in hard coal flue gas desulfurisation [GLO] |  | 2.5347e-05 | 0
market for water, completely softened, from decarbonised water, at user [GLO] |  | 7.9857e-06 | 0
market for water, decarbonised, at user [GLO] |  |  | 1.0837 | kgCO2-eq./kWh_e
Difference (coal combustion) |  |  | #DIV/0! | kgCO2-eq./kg_coal
Difference (coal combustion)
|  | - | ecoinvent entry "electricity production, hard coal, DE"
Efficiency |  | kWh_coal/kWh_e
Coal input |  | kWh/kg_coal
Coal LHV |  | kgCO2-eq/kWh_coal
Coal gwp transport/production |  | kgCO2-eq/kWh_coal
Coal gwp combustion
Nuclear |  | kgCO2-eq/kg_u | ecoinvent entry "market for uranium, enriched 3.8%, in fuel element for light water reactor [GLO]"
Uranium transport |  | GJ/kg_u | Uranium enriched to 3.5%, in LWR. From: http://www.world-nuclear.org/information-library/facts-and-figures/heat-values-of-various-fuels.aspx
Uranium LHV |  | kgCO2-eq/kWh_u
Uranium gwp transport/production
Note on D2: ====== ID#AAAAGdnL9_o Stefano Moret (2020-04-29 12:37:16) Mostly from Geo&Bio paper. Includes transport/, extraction/production + combustion
Note on D6: ====== ID#AAAAGdnL9_g Stefano Moret (2020-04-29 12:37:16) As there is no import, set to 0
Note on E2: ====== ID#AAAAGdnL9_o Stefano Moret (2020-04-29 12:37:16) Mostly from Geo&Bio paper. Includes transport/, extraction/production + combustion
Note on E6: ====== ID#AAAAGdnL9_g Stefano Moret (2020-04-29 12:37:16) As there is no import, set to 0

## 2.2 User defined
Typical days inputs :
Typical Days
Number (min 1, max 365) | 12
Weights |  | Cell importance
Electricity (%_elec) | 3 | 50500.84
Space Heating (%_sh) | 3 | 156735.85
PV | 1.5 | 3.7226 | Weight changed : 3 for RE, and 50-50 between sun and wind
Wind_onshore | 0.75 | 3.9445
Wind_offshore | 0.75 | 19.1807
Space Cooling | 1 | 3000
Hydro_dam | 0 | 0
Economical input
Interest rate | i_rate | 0.015 | [-] | TBC
Political inputs
re_share | re_share | 0 | [-] |  |  |  | From Belgium heating road map (http://vbn.aau.dk/files/287929422/Country_Roadmap_Belgium_20181005.pdf)
CO2 limit | gwp_limit | 482200 | [tCO2_eq/year]
Land available for solar limit | solar_area | 1000000 | km2
Solar characteristics
Power density [GW/km2] | power_density_pv | 0.2367 | PV : 1 kW/4.22m2 => 0.2367 kW/m2 => 0.2367 GW/km2
| power_density_solar_thermal | 0.2857 | Solar thermal : 1 kW/3.5m2 => 0.2857 kW/m2 => 0.2857 GW/km2
Technologies shares
min/max share | min. |  | max.
share_mobility_public | %_public,min | 0.199 | %_public,max | 0.5 |  | TBC
share_freight_train | %_rail,min | 0.109 | %_rail,max | 0.25 |  | TBC
share_freight_boat | %_boat,min | 0.156 | %_boat,max | 0.3 |  | TBC
share_freight_truck | %_truck,min | 0 | %_truck,max | 3 |  | TBC
share_heat_dhn | %_dhn,min | 0.02 | %_dhn,max | 0.37 |  | TBC
Electric vehicles
Max number of cars | vehicuke_capacity ('PHEV') | 50.4 | # km-pass/h/veh. : Gives the equivalence between capacity and number of vehicles.
| vehicuke_capacity ('BEV') | 50.4 | # km-pass/h/veh. : Gives the equivalence between capacity and number of vehicles. |  | TBC
Electric vehicle Battery size | ev_batt,size('PHEV') | 4.4e-06 | Battery of PHEV = 4.4kWh per car |  |  |  | From Belgium statistiques : https://mobilit.belgium.be/sites/default/files/chiffres_cles_mobilite_2017.pdf
| ev_batt,size('BEV') | 2.4e-05 | Battery of BEV = 24kWh per car |  |  |  | Interpretation : %pub_min = 18%
%_rail_min = 12.4%
Network
loss_network
ELECTRICITY | 0.061239 | [-]
HEAT_LOW_T_DHN | 0.07 | [-] | TBC
Cost to enforce power grid to full RE potential
c_grid_enforce | 367.8 | M€/GW of renewables | TBC
Interconnection capacity:
elec_import_capacity | 10.8 | GW

## 2.3 EUD
end_uses_demand_year :
param end_uses_demand_year: | HOUSEHOLDS | SERVICES | INDUSTRY | TRANSPORTATION
ELECTRICITY | 11803.1 | 21513.56 | 25657.55 | 0 | [GWh].
LIGHTING | 10107.24 | 18422.51 | 21971.09 | 0 | [GWh]
HEAT_HIGH_T | 0 | 0 | 52925.62 | 0 | [GWh]
HEAT_LOW_T_SH | 78651.94 | 64317.93 | 13765.98 | 0 | [GWh]
HEAT_LOW_T_HW | 20104.4 | 14418.04 | 3566.49 | 0 | [GWh]
PROCESS_COOLING | 0 | 17000 | 11000 | 0
SPACE_COOLING | 45.27 | 2954.73 | 0 | 0
MOBILITY_PASSENGER | 0 | 0 | 0 | 222000 | [Mpkm]
MOBILITY_FREIGHT | 0 | 0 | 0 | 138000 | [Mtkm]
NON_ENERGY | 0 | 0 | 181253.55 | 0 | [GWh]
Note on B2: ====== ID#AAAAGdnL9_E Stefano Moret (2020-04-29 12:37:16) Excluding gas for cooking
Note on C7: ====== ID#AAAAGdnL9-U Stefano Moret (2020-04-29 12:37:16) Intermediate scenario in PROGNOS. In the SES Excel different value because there the average between the 3 scenarios is taken.
Note on D5: ====== ID#AAAAGdnL9_Q Stefano Moret (2020-04-29 12:37:16) Intermediate scenario in PROGNOS. In the SES Excel different value because there the average between the 3 scenarios is taken.
Note on D7: ====== ID#AAAAGdnL-AI Stefano Moret (2020-04-29 12:37:16) Intermediate scenario in PROGNOS. In the SES Excel different value because there the average between the 3 scenarios is taken.

## 3.1 layers_in_out
param layers_in_out: | ELECTRICITY | GASOLINE | DIESEL | LFO | NG | WOOD | WET_BIOMASS | COAL | URANIUM | WASTE | H2 | SLF | HEAT_HIGH_T | HEAT_LOW_T_DHN | HEAT_LOW_T_DECEN | SPACE_COOLING | PROCESS_COOLING | MOB_PUBLIC | MOB_PRIVATE | MOB_FREIGHT_RAIL | MOB_FREIGHT_ROAD | MOB_FREIGHT_BOAT | RES_WIND | RES_SOLAR | RES_HYDRO | RES_GEO | NON_ENERGY | CO2_ATM | CO2_INDUSTRY | CO2_CAPTURED | PT_HEAT | ST_HEAT:=
ELECTRICITY | 1 | 0 | 0 | 0 | 0 | 0 | 0 | 0 | 0 | 0 | 0 | 0 | 0 | 0 | 0 | 0 | 0 | 0 | 0 | 0 | 0 | 0 | 0 | 0 | 0 | 0 | 0 | 0 | 0 | 0 | 0 | 0
GASOLINE | 0 | 1 | 0 | 0 | 0 | 0 | 0 | 0 | 0 | 0 | 0 | 0 | 0 | 0 | 0 | 0 | 0 | 0 | 0 | 0 | 0 | 0 | 0 | 0 | 0 | 0 | 0 | 0 | 0 | 0 | 0 | 0
DIESEL | 0 | 0 | 1 | 0 | 0 | 0 | 0 | 0 | 0 | 0 | 0 | 0 | 0 | 0 | 0 | 0 | 0 | 0 | 0 | 0 | 0 | 0 | 0 | 0 | 0 | 0 | 0 | 0 | 0 | 0 | 0 | 0
BIOETHANOL | 0 | 1 | 0 | 0 | 0 | 0 | 0 | 0 | 0 | 0 | 0 | 0 | 0 | 0 | 0 | 0 | 0 | 0 | 0 | 0 | 0 | 0 | 0 | 0 | 0 | 0 | 0 | 0 | 0 | 0 | 0 | 0
BIODIESEL | 0 | 0 | 1 | 0 | 0 | 0 | 0 | 0 | 0 | 0 | 0 | 0 | 0 | 0 | 0 | 0 | 0 | 0 | 0 | 0 | 0 | 0 | 0 | 0 | 0 | 0 | 0 | 0 | 0 | 0 | 0 | 0
LFO | 0 | 0 | 0 | 1 | 0 | 0 | 0 | 0 | 0 | 0 | 0 | 0 | 0 | 0 | 0 | 0 | 0 | 0 | 0 | 0 | 0 | 0 | 0 | 0 | 0 | 0 | 0 | 0 | 0 | 0 | 0 | 0
NG | 0 | 0 | 0 | 0 | 1 | 0 | 0 | 0 | 0 | 0 | 0 | 0 | 0 | 0 | 0 | 0 | 0 | 0 | 0 | 0 | 0 | 0 | 0 | 0 | 0 | 0 | 0 | 0 | 0 | 0 | 0 | 0
SNG | 0 | 0 | 0 | 0 | 1 | 0 | 0 | 0 | 0 | 0 | 0 | 0 | 0 | 0 | 0 | 0 | 0 | 0 | 0 | 0 | 0 | 0 | 0 | 0 | 0 | 0 | 0 | 0 | 0 | 0 | 0 | 0
WOOD | 0 | 0 | 0 | 0 | 0 | 1 | 0 | 0 | 0 | 0 | 0 | 0 | 0 | 0 | 0 | 0 | 0 | 0 | 0 | 0 | 0 | 0 | 0 | 0 | 0 | 0 | 0 | 0 | 0 | 0 | 0 | 0
WET_BIOMASS | 0 | 0 | 0 | 0 | 0 | 0 | 1 | 0 | 0 | 0 | 0 | 0 | 0 | 0 | 0 | 0 | 0 | 0 | 0 | 0 | 0 | 0 | 0 | 0 | 0 | 0 | 0 | 0 | 0 | 0 | 0 | 0
COAL | 0 | 0 | 0 | 0 | 0 | 0 | 0 | 1 | 0 | 0 | 0 | 0 | 0 | 0 | 0 | 0 | 0 | 0 | 0 | 0 | 0 | 0 | 0 | 0 | 0 | 0 | 0 | 0 | 0 | 0 | 0 | 0
URANIUM | 0 | 0 | 0 | 0 | 0 | 0 | 0 | 0 | 1 | 0 | 0 | 0 | 0 | 0 | 0 | 0 | 0 | 0 | 0 | 0 | 0 | 0 | 0 | 0 | 0 | 0 | 0 | 0 | 0 | 0 | 0 | 0
WASTE | 0 | 0 | 0 | 0 | 0 | 0 | 0 | 0 | 0 | 1 | 0 | 0 | 0 | 0 | 0 | 0 | 0 | 0 | 0 | 0 | 0 | 0 | 0 | 0 | 0 | 0 | 0 | 0 | 0 | 0 | 0 | 0
H2 | 0 | 0 | 0 | 0 | 0 | 0 | 0 | 0 | 0 | 0 | 1 | 0 | 0 | 0 | 0 | 0 | 0 | 0 | 0 | 0 | 0 | 0 | 0 | 0 | 0 | 0 | 0 | 0 | 0 | 0 | 0 | 0
SLF | 0 | 0 | 0 | 0 | 0 | 0 | 0 | 0 | 0 | 0 | 0 | 1 | 0 | 0 | 0 | 0 | 0 | 0 | 0 | 0 | 0 | 0 | 0 | 0 | 0 | 0 | 0 | 0 | 0 | 0 | 0 | 0
ELEC_EXPORT | -1 | 0 | 0 | 0 | 0 | 0 | 0 | 0 | 0 | 0 | 0 | 0 | 0 | 0 | 0 | 0 | 0 | 0 | 0 | 0 | 0 | 0 | 0 | 0 | 0 | 0 | 0 | 0 | 0 | 0 | 0 | 0
CO2_EMISSIONS | 0 | 0 | 0 | 0 | 0 | 0 | 0 | 0 | 0 | 0 | 0 | 0 | 0 | 0 | 0 | 0 | 0 | 0 | 0 | 0 | 0 | 0 | 0 | 0 | 0 | 0 | 0 | 0 | -1 | 0 | 0 | 0
RES_WIND | 0 | 0 | 0 | 0 | 0 | 0 | 0 | 0 | 0 | 0 | 0 | 0 | 0 | 0 | 0 | 0 | 0 | 0 | 0 | 0 | 0 | 0 | 1 | 0 | 0 | 0 | 0 | 0 | 0 | 0 | 0 | 0
RES_SOLAR | 0 | 0 | 0 | 0 | 0 | 0 | 0 | 0 | 0 | 0 | 0 | 0 | 0 | 0 | 0 | 0 | 0 | 0 | 0 | 0 | 0 | 0 | 0 | 1 | 0 | 0 | 0 | 0 | 0 | 0 | 0 | 0
RES_HYDRO | 0 | 0 | 0 | 0 | 0 | 0 | 0 | 0 | 0 | 0 | 0 | 0 | 0 | 0 | 0 | 0 | 0 | 0 | 0 | 0 | 0 | 0 | 0 | 0 | 1 | 0 | 0 | 0 | 0 | 0 | 0 | 0
RES_GEO | 0 | 0 | 0 | 0 | 0 | 0 | 0 | 0 | 0 | 0 | 0 | 0 | 0 | 0 | 0 | 0 | 0 | 0 | 0 | 0 | 0 | 0 | 0 | 0 | 0 | 1 | 0 | 0 | 0 | 0 | 0 | 0
CO2_ATM | 0 | 0 | 0 | 0 | 0 | 0 | 0 | 0 | 0 | 0 | 0 | 0 | 0 | 0 | 0 | 0 | 0 | 0 | 0 | 0 | 0 | 0 | 0 | 0 | 0 | 0 | 0 | 1 | 0 | 0 | 0 | 0
CO2_INDUSTRY | 0 | 0 | 0 | 0 | 0 | 0 | 0 | 0 | 0 | 0 | 0 | 0 | 0 | 0 | 0 | 0 | 0 | 0 | 0 | 0 | 0 | 0 | 0 | 0 | 0 | 0 | 0 | 0 | 1 | 0 | 0 | 0
CO2_CAPTURED | 0 | 0 | 0 | 0 | 0 | 0 | 0 | 0 | 0 | 0 | 0 | 0 | 0 | 0 | 0 | 0 | 0 | 0 | 0 | 0 | 0 | 0 | 0 | 0 | 0 | 0 | 0 | 0 | 0 | 1 | 0 | 0
PT_HEAT | 0 | 0 | 0 | 0 | 0 | 0 | 0 | 0 | 0 | 0 | 0 | 0 | 0 | 0 | 0 | 0 | 0 | 0 | 0 | 0 | 0 | 0 | 0 | 0 | 0 | 0 | 0 | 0 | 0 | 0 | 1 | 0
ST_HEAT | 0 | 0 | 0 | 0 | 0 | 0 | 0 | 0 | 0 | 0 | 0 | 0 | 0 | 0 | 0 | 0 | 0 | 0 | 0 | 0 | 0 | 0 | 0 | 0 | 0 | 0 | 0 | 0 | 0 | 0 | 0 | 1
NUCLEAR | 1 | 0 | 0 | 0 | 0 | 0 | 0 | 0 | -2.7027 | 0 | 0 | 0 | 0 | 0 | 0 | 0 | 0 | 0 | 0 | 0 | 0 | 0 | 0 | 0 | 0 | 0 | 0 | 0 | 0 | 0 | 0 | 0
CCGT | 1 | 0 | 0 | 0 | -1.5873 | 0 | 0 | 0 | 0 | 0 | 0 | 0 | 0 | 0 | 0 | 0 | 0 | 0 | 0 | 0 | 0 | 0 | 0 | 0 | 0 | 0 | 0 | 0 | 0.31746 | 0 | 0 | 0
COAL_US | 1 | 0 | 0 | 0 | 0 | 0 | 0 | -2.0408 | 0 | 0 | 0 | 0 | 0 | 0 | 0 | 0 | 0 | 0 | 0 | 0 | 0 | 0 | 0 | 0 | 0 | 0 | 0 | 0 | 0.73469 | 0 | 0 | 0
COAL_IGCC | 1 | 0 | 0 | 0 | 0 | 0 | 0 | -1.8519 | 0 | 0 | 0 | 0 | 0 | 0 | 0 | 0 | 0 | 0 | 0 | 0 | 0 | 0 | 0 | 0 | 0 | 0 | 0 | 0 | 0.66668 | 0 | 0 | 0
PV | 1 | 0 | 0 | 0 | 0 | 0 | 0 | 0 | 0 | 0 | 0 | 0 | 0 | 0 | 0 | 0 | 0 | 0 | 0 | 0 | 0 | 0 | 0 | -1 | 0 | 0 | 0 | 0 | 0 | 0 | 0 | 0
PT_POWER_BLOCK | 1 | 0 | 0 | 0 | 0 | 0 | 0 | 0 | 0 | 0 | 0 | 0 | 0 | 0 | 0 | 0 | 0 | 0 | 0 | 0 | 0 | 0 | 0 | 0 | 0 | 0 | 0 | 0 | 0 | 0 | -4.86 | 0
ST_POWER_BLOCK | 1 | 0 | 0 | 0 | 0 | 0 | 0 | 0 | 0 | 0 | 0 | 0 | 0 | 0 | 0 | 0 | 0 | 0 | 0 | 0 | 0 | 0 | 0 | 0 | 0 | 0 | 0 | 0 | 0 | 0 | 0 | -3.9
STIRLING_DISH | 1 | 0 | 0 | 0 | 0 | 0 | 0 | 0 | 0 | 0 | 0 | 0 | 0 | 0 | 0 | 0 | 0 | 0 | 0 | 0 | 0 | 0 | 0 | -1 | 0 | 0 | 0 | 0 | 0 | 0 | 0 | 0
WIND_ONSHORE | 1 | 0 | 0 | 0 | 0 | 0 | 0 | 0 | 0 | 0 | 0 | 0 | 0 | 0 | 0 | 0 | 0 | 0 | 0 | 0 | 0 | 0 | -1 | 0 | 0 | 0 | 0 | 0 | 0 | 0 | 0 | 0
WIND_OFFSHORE | 1 | 0 | 0 | 0 | 0 | 0 | 0 | 0 | 0 | 0 | 0 | 0 | 0 | 0 | 0 | 0 | 0 | 0 | 0 | 0 | 0 | 0 | -1 | 0 | 0 | 0 | 0 | 0 | 0 | 0 | 0 | 0
HYDRO_DAM | 1 | 0 | 0 | 0 | 0 | 0 | 0 | 0 | 0 | 0 | 0 | 0 | 0 | 0 | 0 | 0 | 0 | 0 | 0 | 0 | 0 | 0 | 0 | 0 | -1 | 0 | 0 | 0 | 0 | 0 | 0 | 0
HYDRO_RIVER | 1 | 0 | 0 | 0 | 0 | 0 | 0 | 0 | 0 | 0 | 0 | 0 | 0 | 0 | 0 | 0 | 0 | 0 | 0 | 0 | 0 | 0 | 0 | 0 | -1 | 0 | 0 | 0 | 0 | 0 | 0 | 0
NEW_TIDAL_STREAM | 1 | 0 | 0 | 0 | 0 | 0 | 0 | 0 | 0 | 0 | 0 | 0 | 0 | 0 | 0 | 0 | 0 | 0 | 0 | 0 | 0 | 0 | 0 | 0 | -1 | 0 | 0 | 0 | 0 | 0 | 0 | 0
TIDAL_STREAM | 1 | 0 | 0 | 0 | 0 | 0 | 0 | 0 | 0 | 0 | 0 | 0 | 0 | 0 | 0 | 0 | 0 | 0 | 0 | 0 | 0 | 0 | 0 | 0 | -1 | 0 | 0 | 0 | 0 | 0 | 0 | 0
TIDAL_RANGE | 1 | 0 | 0 | 0 | 0 | 0 | 0 | 0 | 0 | 0 | 0 | 0 | 0 | 0 | 0 | 0 | 0 | 0 | 0 | 0 | 0 | 0 | 0 | 0 | -1 | 0 | 0 | 0 | 0 | 0 | 0 | 0
WAVE | 1 | 0 | 0 | 0 | 0 | 0 | 0 | 0 | 0 | 0 | 0 | 0 | 0 | 0 | 0 | 0 | 0 | 0 | 0 | 0 | 0 | 0 | 0 | 0 | -1 | 0 | 0 | 0 | 0 | 0 | 0 | 0
GEOTHERMAL | 1 | 0 | 0 | 0 | 0 | 0 | 0 | 0 | 0 | 0 | 0 | 0 | 0 | 0 | 0 | 0 | 0 | 0 | 0 | 0 | 0 | 0 | 0 | 0 | 0 | -1 | 0 | 0 | 0 | 0 | 0 | 0
IND_COGEN_GAS | 0.9565 | 0 | 0 | 0 | -2.1739 | 0 | 0 | 0 | 0 | 0 | 0 | 0 | 1 | 0 | 0 | 0 | 0 | 0 | 0 | 0 | 0 | 0 | 0 | 0 | 0 | 0 | 0 | 0 | 0.43478 | 0 | 0 | 0
IND_COGEN_WOOD | 0.3396 | 0 | 0 | 0 | 0 | -1.8868 | 0 | 0 | 0 | 0 | 0 | 0 | 1 | 0 | 0 | 0 | 0 | 0 | 0 | 0 | 0 | 0 | 0 | 0 | 0 | 0 | 0 | 0 | 0.73585 | 0 | 0 | 0
IND_COGEN_WASTE | 0.4444 | 0 | 0 | 0 | 0 | 0 | 0 | 0 | 0 | -2.2222 | 0 | 0 | 1 | 0 | 0 | 0 | 0 | 0 | 0 | 0 | 0 | 0 | 0 | 0 | 0 | 0 | 0 | 0 | 0 | 0 | 0 | 0
IND_BOILER_GAS | 0 | 0 | 0 | 0 | -1.0785 | 0 | 0 | 0 | 0 | 0 | 0 | 0 | 1 | 0 | 0 | 0 | 0 | 0 | 0 | 0 | 0 | 0 | 0 | 0 | 0 | 0 | 0 | 0 | 0.2157 | 0 | 0 | 0
IND_BOILER_WOOD | 0 | 0 | 0 | 0 | 0 | -1.1568 | 0 | 0 | 0 | 0 | 0 | 0 | 1 | 0 | 0 | 0 | 0 | 0 | 0 | 0 | 0 | 0 | 0 | 0 | 0 | 0 | 0 | 0 | 0.45115 | 0 | 0 | 0
IND_BOILER_OIL | 0 | 0 | 0 | -1.1461 | 0 | 0 | 0 | 0 | 0 | 0 | 0 | 0 | 1 | 0 | 0 | 0 | 0 | 0 | 0 | 0 | 0 | 0 | 0 | 0 | 0 | 0 | 0 | 0 | 0.30945 | 0 | 0 | 0
IND_BOILER_COAL | 0 | 0 | 0 | 0 | 0 | 0 | 0 | -1.2195 | 0 | 0 | 0 | 0 | 1 | 0 | 0 | 0 | 0 | 0 | 0 | 0 | 0 | 0 | 0 | 0 | 0 | 0 | 0 | 0 | 0.43902 | 0 | 0 | 0
IND_BOILER_WASTE | 0 | 0 | 0 | 0 | 0 | 0 | 0 | 0 | 0 | -1.2195 | 0 | 0 | 1 | 0 | 0 | 0 | 0 | 0 | 0 | 0 | 0 | 0 | 0 | 0 | 0 | 0 | 0 | 0 | 0 | 0 | 0 | 0
IND_DIRECT_ELEC | -1 | 0 | 0 | 0 | 0 | 0 | 0 | 0 | 0 | 0 | 0 | 0 | 1 | 0 | 0 | 0 | 0 | 0 | 0 | 0 | 0 | 0 | 0 | 0 | 0 | 0 | 0 | 0 | 0 | 0 | 0 | 0
DHN_HP_ELEC | -0.25 | 0 | 0 | 0 | 0 | 0 | 0 | 0 | 0 | 0 | 0 | 0 | 0 | 1 | 0 | 0 | 0 | 0 | 0 | 0 | 0 | 0 | 0 | 0 | 0 | 0 | 0 | 0 | 0 | 0 | 0 | 0
DHN_COGEN_GAS | 1.25 | 0 | 0 | 0 | -2.5 | 0 | 0 | 0 | 0 | 0 | 0 | 0 | 0 | 1 | 0 | 0 | 0 | 0 | 0 | 0 | 0 | 0 | 0 | 0 | 0 | 0 | 0 | 0 | 0.5 | 0 | 0 | 0
DHN_COGEN_WOOD | 0.3396 | 0 | 0 | 0 | 0 | -1.8868 | 0 | 0 | 0 | 0 | 0 | 0 | 0 | 1 | 0 | 0 | 0 | 0 | 0 | 0 | 0 | 0 | 0 | 0 | 0 | 0 | 0 | 0 | 0.73585 | 0 | 0 | 0
DHN_COGEN_WASTE | 0.4444 | 0 | 0 | 0 | 0 | 0 | 0 | 0 | 0 | -2.2222 | 0 | 0 | 0 | 1 | 0 | 0 | 0 | 0 | 0 | 0 | 0 | 0 | 0 | 0 | 0 | 0 | 0 | 0 | 0 | 0 | 0 | 0
DHN_COGEN_WET_BIOMASS | 0.875 | 0 | 0 | 0 | 0 | 0 | -2.5 | 0 | 0 | 0 | 0 | 0 | 0 | 1 | 0 | 0 | 0 | 0 | 0 | 0 | 0 | 0 | 0 | 0 | 0 | 0 | 0 | 0 | 0.975 | 0 | 0 | 0
DHN_BOILER_GAS | 0 | 0 | 0 | 0 | -1.0785 | 0 | 0 | 0 | 0 | 0 | 0 | 0 | 0 | 1 | 0 | 0 | 0 | 0 | 0 | 0 | 0 | 0 | 0 | 0 | 0 | 0 | 0 | 0 | 0.2157 | 0 | 0 | 0
DHN_BOILER_WOOD | 0 | 0 | 0 | 0 | 0 | -1.1568 | 0 | 0 | 0 | 0 | 0 | 0 | 0 | 1 | 0 | 0 | 0 | 0 | 0 | 0 | 0 | 0 | 0 | 0 | 0 | 0 | 0 | 0 | 0.45115 | 0 | 0 | 0
DHN_BOILER_OIL | 0 | 0 | 0 | -1.1461 | 0 | 0 | 0 | 0 | 0 | 0 | 0 | 0 | 0 | 1 | 0 | 0 | 0 | 0 | 0 | 0 | 0 | 0 | 0 | 0 | 0 | 0 | 0 | 0 | 0.30945 | 0 | 0 | 0
DHN_DEEP_GEO | 0 | 0 | 0 | 0 | 0 | 0 | 0 | 0 | 0 | 0 | 0 | 0 | 0 | 1 | 0 | 0 | 0 | 0 | 0 | 0 | 0 | 0 | 0 | 0 | 0 | -1 | 0 | 0 | 0 | 0 | 0 | 0
DHN_SOLAR | 0 | 0 | 0 | 0 | 0 | 0 | 0 | 0 | 0 | 0 | 0 | 0 | 0 | 1 | 0 | 0 | 0 | 0 | 0 | 0 | 0 | 0 | 0 | -1 | 0 | 0 | 0 | 0 | 0 | 0 | 0 | 0
DEC_HP_ELEC | -0.3333 | 0 | 0 | 0 | 0 | 0 | 0 | 0 | 0 | 0 | 0 | 0 | 0 | 0 | 1 | 0 | 0 | 0 | 0 | 0 | 0 | 0 | 0 | 0 | 0 | 0 | 0 | 0 | 0 | 0 | 0 | 0
DEC_THHP_GAS | 0 | 0 | 0 | 0 | -0.6667 | 0 | 0 | 0 | 0 | 0 | 0 | 0 | 0 | 0 | 1 | 0 | 0 | 0 | 0 | 0 | 0 | 0 | 0 | 0 | 0 | 0 | 0 | 0 | 0 | 0 | 0 | 0
DEC_COGEN_GAS | 0.9565 | 0 | 0 | 0 | -2.1739 | 0 | 0 | 0 | 0 | 0 | 0 | 0 | 0 | 0 | 1 | 0 | 0 | 0 | 0 | 0 | 0 | 0 | 0 | 0 | 0 | 0 | 0 | 0 | 0 | 0 | 0 | 0
DEC_COGEN_OIL | 0.907 | 0 | 0 | -2.3256 | 0 | 0 | 0 | 0 | 0 | 0 | 0 | 0 | 0 | 0 | 1 | 0 | 0 | 0 | 0 | 0 | 0 | 0 | 0 | 0 | 0 | 0 | 0 | 0 | 0 | 0 | 0 | 0
DEC_ADVCOGEN_GAS | 2.6364 | 0 | 0 | 0 | -4.5455 | 0 | 0 | 0 | 0 | 0 | 0 | 0 | 0 | 0 | 1 | 0 | 0 | 0 | 0 | 0 | 0 | 0 | 0 | 0 | 0 | 0 | 0 | 0 | 0 | 0 | 0 | 0
DEC_ADVCOGEN_H2 | 2.6364 | 0 | 0 | 0 | 0 | 0 | 0 | 0 | 0 | 0 | -4.5455 | 0 | 0 | 0 | 1 | 0 | 0 | 0 | 0 | 0 | 0 | 0 | 0 | 0 | 0 | 0 | 0 | 0 | 0 | 0 | 0 | 0
DEC_BOILER_GAS | 0 | 0 | 0 | 0 | -1.1111 | 0 | 0 | 0 | 0 | 0 | 0 | 0 | 0 | 0 | 1 | 0 | 0 | 0 | 0 | 0 | 0 | 0 | 0 | 0 | 0 | 0 | 0 | 0 | 0 | 0 | 0 | 0
DEC_BOILER_WOOD | 0 | 0 | 0 | 0 | 0 | -1.1765 | 0 | 0 | 0 | 0 | 0 | 0 | 0 | 0 | 1 | 0 | 0 | 0 | 0 | 0 | 0 | 0 | 0 | 0 | 0 | 0 | 0 | 0 | 0 | 0 | 0 | 0
DEC_BOILER_OIL | 0 | 0 | 0 | -1.1765 | 0 | 0 | 0 | 0 | 0 | 0 | 0 | 0 | 0 | 0 | 1 | 0 | 0 | 0 | 0 | 0 | 0 | 0 | 0 | 0 | 0 | 0 | 0 | 0 | 0 | 0 | 0 | 0
DEC_SOLAR | 0 | 0 | 0 | 0 | 0 | 0 | 0 | 0 | 0 | 0 | 0 | 0 | 0 | 0 | 1 | 0 | 0 | 0 | 0 | 0 | 0 | 0 | 0 | -1 | 0 | 0 | 0 | 0 | 0 | 0 | 0 | 0
DEC_DIRECT_ELEC | -1 | 0 | 0 | 0 | 0 | 0 | 0 | 0 | 0 | 0 | 0 | 0 | 0 | 0 | 1 | 0 | 0 | 0 | 0 | 0 | 0 | 0 | 0 | 0 | 0 | 0 | 0 | 0 | 0 | 0 | 0 | 0
BIG_SPLIT | -0.1613 | 0 | 0 | 0 | 0 | 0 | 0 | 0 | 0 | 0 | 0 | 0 | 0 | 0 | 0 | 1 | 0 | 0 | 0 | 0 | 0 | 0 | 0 | 0 | 0 | 0 | 0 | 0 | 0 | 0 | 0 | 0
CHILLER_WC | -0.1449 | 0 | 0 | 0 | 0 | 0 | 0 | 0 | 0 | 0 | 0 | 0 | 0 | 0 | 0 | 0 | 1 | 0 | 0 | 0 | 0 | 0 | 0 | 0 | 0 | 0 | 0 | 0 | 0 | 0 | 0 | 0
TRAMWAY_TROLLEY | -0.1653 | 0 | 0 | 0 | 0 | 0 | 0 | 0 | 0 | 0 | 0 | 0 | 0 | 0 | 0 | 0 | 0 | 1 | 0 | 0 | 0 | 0 | 0 | 0 | 0 | 0 | 0 | 0 | 0 | 0 | 0 | 0
BUS_COACH_DIESEL | 0 | 0 | -0.2655 | 0 | 0 | 0 | 0 | 0 | 0 | 0 | 0 | 0 | 0 | 0 | 0 | 0 | 0 | 1 | 0 | 0 | 0 | 0 | 0 | 0 | 0 | 0 | 0 | 0 | 0 | 0 | 0 | 0
BUS_COACH_HYDIESEL | 0 | 0 | -0.1828 | 0 | 0 | 0 | 0 | 0 | 0 | 0 | 0 | 0 | 0 | 0 | 0 | 0 | 0 | 1 | 0 | 0 | 0 | 0 | 0 | 0 | 0 | 0 | 0 | 0 | 0 | 0 | 0 | 0
BUS_COACH_CNG_STOICH | 0 | 0 | 0 | 0 | -0.3062 | 0 | 0 | 0 | 0 | 0 | 0 | 0 | 0 | 0 | 0 | 0 | 0 | 1 | 0 | 0 | 0 | 0 | 0 | 0 | 0 | 0 | 0 | 0 | 0 | 0 | 0 | 0
BUS_COACH_FC_HYBRIDH2 | 0 | 0 | 0 | 0 | 0 | 0 | 0 | 0 | 0 | 0 | -0.2255 | 0 | 0 | 0 | 0 | 0 | 0 | 1 | 0 | 0 | 0 | 0 | 0 | 0 | 0 | 0 | 0 | 0 | 0 | 0 | 0 | 0
TRAIN_PUB | -0.0917 | 0 | 0 | 0 | 0 | 0 | 0 | 0 | 0 | 0 | 0 | 0 | 0 | 0 | 0 | 0 | 0 | 1 | 0 | 0 | 0 | 0 | 0 | 0 | 0 | 0 | 0 | 0 | 0 | 0 | 0 | 0
CAR_GASOLINE | 0 | -0.4297 | 0 | 0 | 0 | 0 | 0 | 0 | 0 | 0 | 0 | 0 | 0 | 0 | 0 | 0 | 0 | 0 | 1 | 0 | 0 | 0 | 0 | 0 | 0 | 0 | 0 | 0 | 0 | 0 | 0 | 0
CAR_DIESEL | 0 | 0 | -0.3868 | 0 | 0 | 0 | 0 | 0 | 0 | 0 | 0 | 0 | 0 | 0 | 0 | 0 | 0 | 0 | 1 | 0 | 0 | 0 | 0 | 0 | 0 | 0 | 0 | 0 | 0 | 0 | 0 | 0
CAR_NG | 0 | 0 | 0 | 0 | -0.4826 | 0 | 0 | 0 | 0 | 0 | 0 | 0 | 0 | 0 | 0 | 0 | 0 | 0 | 1 | 0 | 0 | 0 | 0 | 0 | 0 | 0 | 0 | 0 | 0 | 0 | 0 | 0
CAR_HEV | 0 | -0.2471 | 0 | 0 | 0 | 0 | 0 | 0 | 0 | 0 | 0 | 0 | 0 | 0 | 0 | 0 | 0 | 0 | 1 | 0 | 0 | 0 | 0 | 0 | 0 | 0 | 0 | 0 | 0 | 0 | 0 | 0
CAR_PHEV | -0.045 | -0.176 | 0 | 0 | 0 | 0 | 0 | 0 | 0 | 0 | 0 | 0 | 0 | 0 | 0 | 0 | 0 | 0 | 1 | 0 | 0 | 0 | 0 | 0 | 0 | 0 | 0 | 0 | 0 | 0 | 0 | 0
CAR_BEV | -0.107 | 0 | 0 | 0 | 0 | 0 | 0 | 0 | 0 | 0 | 0 | 0 | 0 | 0 | 0 | 0 | 0 | 0 | 1 | 0 | 0 | 0 | 0 | 0 | 0 | 0 | 0 | 0 | 0 | 0 | 0 | 0
CAR_FUEL_CELL | 0 | 0 | 0 | 0 | 0 | 0 | 0 | 0 | 0 | 0 | -0.1794 | 0 | 0 | 0 | 0 | 0 | 0 | 0 | 1 | 0 | 0 | 0 | 0 | 0 | 0 | 0 | 0 | 0 | 0 | 0 | 0 | 0
TRAIN_FREIGHT | -0.0683 | 0 | 0 | 0 | 0 | 0 | 0 | 0 | 0 | 0 | 0 | 0 | 0 | 0 | 0 | 0 | 0 | 0 | 0 | 1 | 0 | 0 | 0 | 0 | 0 | 0 | 0 | 0 | 0 | 0 | 0 | 0
BOAT_FREIGHT_DIESEL | 0 | 0 | -0.107 | 0 | 0 | 0 | 0 | 0 | 0 | 0 | 0 | 0 | 0 | 0 | 0 | 0 | 0 | 0 | 0 | 0 | 0 | 1 | 0 | 0 | 0 | 0 | 0 | 0 | 0 | 0 | 0 | 0
BOAT_FREIGHT_NG | 0 | 0 | 0 | 0 | -0.123 | 0 | 0 | 0 | 0 | 0 | 0 | 0 | 0 | 0 | 0 | 0 | 0 | 0 | 0 | 0 | 0 | 1 | 0 | 0 | 0 | 0 | 0 | 0 | 0 | 0 | 0 | 0
TRUCK_DIESEL | 0 | 0 | -0.5126 | 0 | 0 | 0 | 0 | 0 | 0 | 0 | 0 | 0 | 0 | 0 | 0 | 0 | 0 | 0 | 0 | 0 | 1 | 0 | 0 | 0 | 0 | 0 | 0 | 0 | 0 | 0 | 0 | 0
TRUCK_FUEL_CELL | 0 | 0 | 0 | 0 | 0 | 0 | 0 | 0 | 0 | 0 | -0.44 | 0 | 0 | 0 | 0 | 0 | 0 | 0 | 0 | 0 | 1 | 0 | 0 | 0 | 0 | 0 | 0 | 0 | 0 | 0 | 0 | 0
TRUCK_NG | 0 | 0 | 0 | 0 | -0.59 | 0 | 0 | 0 | 0 | 0 | 0 | 0 | 0 | 0 | 0 | 0 | 0 | 0 | 0 | 0 | 1 | 0 | 0 | 0 | 0 | 0 | 0 | 0 | 0 | 0 | 0 | 0
NON_ENERGY_OIL | 0 | 0 | 0 | -1 | 0 | 0 | 0 | 0 | 0 | 0 | 0 | 0 | 0 | 0 | 0 | 0 | 0 | 0 | 0 | 0 | 0 | 0 | 0 | 0 | 0 | 0 | 1 | 0 | 0 | 0 | 0 | 0
NON_ENERGY_NG | 0 | 0 | 0 | 0 | -1 | 0 | 0 | 0 | 0 | 0 | 0 | 0 | 0 | 0 | 0 | 0 | 0 | 0 | 0 | 0 | 0 | 0 | 0 | 0 | 0 | 0 | 1 | 0 | 0 | 0 | 0 | 0
EFFICIENCY | 0 | 0 | 0 | 0 | 0 | 0 | 0 | 0 | 0 | 0 | 0 | 0 | 0 | 0 | 0 | 0 | 0 | 0 | 0 | 0 | 0 | 0 | 0 | 0 | 0 | 0 | 0 | 0 | 0 | 0 | 0 | 0
DHN | 0 | 0 | 0 | 0 | 0 | 0 | 0 | 0 | 0 | 0 | 0 | 0 | 0 | 0 | 0 | 0 | 0 | 0 | 0 | 0 | 0 | 0 | 0 | 0 | 0 | 0 | 0 | 0 | 0 | 0 | 0 | 0
GRID | 0 | 0 | 0 | 0 | 0 | 0 | 0 | 0 | 0 | 0 | 0 | 0 | 0 | 0 | 0 | 0 | 0 | 0 | 0 | 0 | 0 | 0 | 0 | 0 | 0 | 0 | 0 | 0 | 0 | 0 | 0 | 0
PT_COLLECTOR | 0 | 0 | 0 | 0 | 0 | 0 | 0 | 0 | 0 | 0 | 0 | 0 | 0 | 0 | 0 | 0 | 0 | 0 | 0 | 0 | 0 | 0 | 0 | -1 | 0 | 0 | 0 | 0 | 0 | 0 | 1 | 0
ST_COLLECTOR | 0 | 0 | 0 | 0 | 0 | 0 | 0 | 0 | 0 | 0 | 0 | 0 | 0 | 0 | 0 | 0 | 0 | 0 | 0 | 0 | 0 | 0 | 0 | -1 | 0 | 0 | 0 | 0 | 0 | 0 | 0 | 1
H2_ELECTROLYSIS | -1.1765 | 0 | 0 | 0 | 0 | 0 | 0 | 0 | 0 | 0 | 1 | 0 | 0 | 0 | 0 | 0 | 0 | 0 | 0 | 0 | 0 | 0 | 0 | 0 | 0 | 0 | 0 | 0 | 0 | 0 | 0 | 0
H2_NG | 0 | 0 | 0 | 0 | -1.3646 | 0 | 0 | 0 | 0 | 0 | 1 | 0 | 0 | 0 | 0 | 0 | 0 | 0 | 0 | 0 | 0 | 0 | 0 | 0 | 0 | 0 | 0 | 0 | 0.27292 | 0 | 0 | 0
H2_BIOMASS | 0 | 0 | 0 | 0 | 0 | -2.3121 | 0 | 0 | 0 | 0 | 1 | 0 | 0 | 0 | 0 | 0 | 0 | 0 | 0 | 0 | 0 | 0 | 0 | 0 | 0 | 0 | 0 | 0 | 0.90172 | 0 | 0 | 0
GASIFICATION_SNG | 0.0426 | 0 | 0 | 0 | 1 | -1.3514 | 0 | 0 | 0 | 0 | 0 | 0 | 0 | 0.1217 | 0 | 0 | 0 | 0 | 0 | 0 | 0 | 0 | 0 | 0 | 0 | 0 | 0 | 0 | 0.26352 | 0 | 0 | 0
PYROLYSIS | 0.0238 | 0 | 0 | 0 | 0 | -1.5017 | 0 | 0 | 0 | 0 | 0 | 1 | 0 | 0 | 0 | 0 | 0 | 0 | 0 | 0 | 0 | 0 | 0 | 0 | 0 | 0 | 0 | 0 | 0.29283 | 0 | 0 | 0
ATM_CCS | -1.3 | 0 | 0 | 0 | 0 | 0 | 0 | 0 | 0 | 0 | 0 | 0 | 0 | 0 | 0 | 0 | 0 | 0 | 0 | 0 | 0 | 0 | 0 | 0 | 0 | 0 | 0 | -1 | 0 | 1 | 0 | 0
INDUSTRY_CCS | -0.233 | 0 | 0 | 0 | 0 | 0 | 0 | 0 | 0 | 0 | 0 | 0 | 0 | 0 | 0 | 0 | 0 | 0 | 0 | 0 | 0 | 0 | 0 | 0 | 0 | 0 | 0 | 0 | -1 | 0.9 | 0 | 0
SYN_METHANOLATION | -0.72 | 0 | 0 | 0 | 0 | 0 | 0 | 0 | 0 | 0 | -0.746 | 1 | 0 | 0.261 | 0 | 0 | 0 | 0 | 0 | 0 | 0 | 0 | 0 | 0 | 0 | 0 | 0 | 0 | 0 | -0.247 | 0 | 0
SYN_METHANATION | -0.0213 | 0 | 0 | 0 | 1 | 0 | 0 | 0 | 0 | 0 | -1.28 | 0 | 0 | 0.295 | 0 | 0 | 0 | 0 | 0 | 0 | 0 | 0 | 0 | 0 | 0 | 0 | 0 | 0 | 0 | -0.198 | 0 | 0
BIOMETHANATION | 0 | 0 | 0 | 0 | 1 | 0 | -1.0707 | 0 | 0 | 0 | 0 | 0 | 0 | 0 | 0 | 0 | 0 | 0 | 0 | 0 | 0 | 0 | 0 | 0 | 0 | 0 | 0 | 0 | 0.20878 | 0 | 0 | 0
SLF_TO_DIESEL | 0 | 0 | 1 | 0 | 0 | 0 | 0 | 0 | 0 | 0 | 0 | -1 | 0 | 0 | 0 | 0 | 0 | 0 | 0 | 0 | 0 | 0 | 0 | 0 | 0 | 0 | 0 | 0 | 0 | 0 | 0 | 0
SLF_TO_GASOLINE | 0 | 1 | 0 | 0 | 0 | 0 | 0 | 0 | 0 | 0 | 0 | -1 | 0 | 0 | 0 | 0 | 0 | 0 | 0 | 0 | 0 | 0 | 0 | 0 | 0 | 0 | 0 | 0 | 0 | 0 | 0 | 0
SLF_TO_LFO | 0 | 0 | 0 | 1 | 0 | 0 | 0 | 0 | 0 | 0 | 0 | -1 | 0 | 0 | 0 | 0 | 0 | 0 | 0 | 0 | 0 | 0 | 0 | 0 | 0 | 0 | 0 | 0 | 0 | 0 | 0 | 0
;
Note on B50: ====== ID#AAAAJe0eBLg Stefano Moret (2020-04-29 14:18:32) Source is ecoinvent v3.2 (rounded values): heat and power co-generation, diesel, 200kW electrical, SCR-NOx reduction [CH]
Note on B84: ====== ID#AAAAJe0eBL4 Stefano Moret (2020-04-29 14:18:32) Output is scaled proportionally to difference in investment cost between Power2Gas and Gas2Power units
Note on B87: ====== ID#AAAAJe0eBKU Stefano Moret (2020-04-29 14:18:32) Source: geo&bio paper
Note on C47: ====== ID#AAAAJe0eBMg Stefano Moret (2020-04-29 14:18:32) Assumption. To differentiate from more efficient centralized option
Note on C86: ====== ID#AAAAJe0eBMw Stefano Moret (2020-04-29 14:18:32) update and put gassner's data in the costs_data_main
Note on C92: ====== ID#AAAAJe0eBMQ Gauthier Limpens (2020-04-29 14:18:32) Kind of thermodynimical realistic limit Sanz-Perez2016 is 0.189 et industrial cases are between 1.3 an d 2.44 Keith2018
Note on F44: ====== ID#AAAAJe0eBK8 Stefano Moret (2020-04-29 14:18:32) Efficiency updated, taking data from Geo&Bio paper
Note on F56: ====== ID#AAAAJe0eBMs Stefano Moret (2020-04-29 14:18:32) Updated value from geothermal-biomass paper
Note on G42: ====== ID#AAAAJe0eBNw Stefano Moret (2020-04-29 14:18:33) Efficiency updated, taking data from Geo&Bio paper
Note on G54: ====== ID#AAAAJe0eBMA Stefano Moret (2020-04-29 14:18:32) Update efficiencies, taken from Geo&Bio paper
Note on H43: ====== ID#AAAAJe0eBN0 Stefano Moret (2020-04-29 14:18:33) Efficiency updated, taken from Geo&Bio paper
Note on H55: ====== ID#AAAAJe0eBM0 Stefano Moret (2020-04-29 14:18:32) Update efficiencies from Pantaleo's data
Note on L1: ====== ID#AAAAJe0eBM4 Gauthier Limpens (2020-04-29 14:18:32) SLF : Synthetic liquid fuel
Note on U1: ====== ID#AAAAJe0eBNo Gauthier Limpens (2020-04-29 14:18:33) These 4 next resources are just used to compute RE share.

## 3.2 TECH
| param: | c_inv | c_maint | gwp_constr | lifetime | c_p | fmin_perc | fmax_perc | f_min | f_max:= |  |  | Belgium name | Swiss | Old rate | New | Current |  | c_inv new [€_2015/GWh] |  | €2015 to CHF | 1.0679
ELECTRICITY | NUCLEAR | 4845.7346 | 102.931 | 707.88 | 60 | 0.849 | 0 | 1 | 0 | 0 | En 2019, f_min = 63.129 GW en France |  | NUCLEAR | NUCLEAR | 1.0679 | 4845.7346 | 4845.7346 | -1 | 4845.7346 | 102.931
| CCGT | 771.9918 | 19.7303 | 183.79 | 25 | 0.85 | 0 | 1 | 0 | 1000 |  |  | CCGT | CCGT | 1.0679 | 771.9918 | 771.9918 |  | 771.9918 | 19.7303
| COAL_US | 2516.7057 | 29.7032 | 331.6 | 35 | 0.868 | 0 | 1 | 0 | 1000 |  |  | COAL_US | COAL_US | 1.0679 | 2516.7057 | 2516.7057 |  | 2516.7057 | 29.7032 | c_inv | c_maint | lifetime
| COAL_IGCC | 3245.8095 | 48.9465 | 331.6 | 35 | 0.856 | 0 | 1 | 0 | 1000 |  |  | COAL_IGCC | COAL_IGCC | 1.0679 | 3245.8095 | 3245.8095 |  | 3245.8095 | 48.9465
| PV | 870 | 10.815 | 2081.43 | 25 | 1 | 0 | 1 | 5.71 | 31.171 |  |  | PV | PV | 1.1494 | 936.4173 | 870 | -1 | 1000 | 8.4 | 1000 | 8.4 | 25 | From Technology Data for Energy Plants for Electricity and District heating generation. Here, I took the PV commercial in 2030. I neglected the Variable O&M (only the fixed one)
| PT_POWER_BLOCK | 1044.57 | 62.65 | 0 | 25 | 1 | 0 | 1 | 0 | 0 |  |  | PT_POWER_BLOCK | WIND | 1.4092 | 1372.4319 | 1044.57 | -1 | 1040 | 12.6 | 1040 | 12.6 | 30 | From Technology Data for Energy Plants for Electricity and District heating generation. Here, I took the Wind in 2030. I neglected the Variable O&M (only the fixed one)
| ST_POWER_BLOCK | 50 | 5 | 0 | 25 | 1 | 0 | 1 | 0 | 3.9605 |  |  | ST_POWER_BLOCK |  |  |  | 50 | -1 | 1660 | 34.25 | 1660 | 34.25 | 30 | From Technology Data for Energy Plants for Electricity and District heating generation. Here, I took the Wind offshore near-shore in 2030. I neglected the Variable O&M (only the fixed one)
| STIRLING_DISH | 6820 | 107.18 | 0 | 30 | 1 | 0 | 0 | 0 | 0 |  |  | STIRLING_DISH | HYDRO_RIVER | 1.0679 | 5044.9199 | 6820 | -1 | 5044.9199 | 50.4448
| WIND_ONSHORE | 1040 | 2.89 | 622.85 | 30 | 1 | 0 | 1 | 3.973 | 15.1626 |  |  | WIND_ONSHORE | GEOTHERMAL | 1.531 | 10735.2093 | 1040 | -1 | 4470 | 80.46 | 4470 | 80.46 | 30 | From EnergyPLAN Technology and Costs Database 20181005 . Here, I took The Geothermal Elect. In 2030
| WIND_OFFSHORE | 4974.6339 | 9.78 | 622.85 | 30 | 1 | 0 | 1 | 0.957 | 54.9796 |  |  | WIND_OFFSHORE | IND_COGEN_GAS | 1.0679 | 1408.0345 | 4974.6339 | -1 | 1408.0345 | 92.6117
| HYDRO_DAM | 4200.6993 | 21.0018 | 1692.88 | 40 | 1 | 0 | 1 | 0 | 0.001 |  |  | HYDRO_DAM | IND_COGEN_WOOD | 1.0679 | 1080.7941 | 4200.6993 | -1 | 1080.7941 | 40.4907
| HYDRO_RIVER | 5044.9199 | 50.4448 | 1262.82 | 40 | 1 | 0 | 1 | 0.038 | 0.0381 |  |  | HYDRO_RIVER | IND_COGEN_WASTE | 1.0679 | 2927.8678 | 5044.9199 | -1 | 2927.8678 | 111.3213
| NEW_TIDAL_STREAM | 2769 | 4 | 0 | 20 | 1 | 0 | 0 | 0 | 0 |  |  | NEW_TIDAL_STREAM | IND_BOILER_GAS | 1.0679 | 58.8913 | 2769 | -1 | 58.8913 | 1.1799
| TIDAL_STREAM | 3752 | 165 | 0 | 20 | 1 | 0 | 1 | 0 | 1 |  |  | TIDAL_STREAM | IND_BOILER_WOOD | 1.0679 | 115.1793 | 3752 | -1 | 115.1793 | 2.3036
| TIDAL_RANGE | 2867 | 178 | 0 | 40 | 1 | 0 | 1 | 0 | 1 |  |  | TIDAL_RANGE | IND_BOILER_OIL | 1.0679 | 54.8553 | 2867 | -1 | 54.8553 | 1.1799
| WAVE | 1909 | 42 | 0 | 20 | 1 | 0 | 0 | 0 | 0 |  |  | WAVE | IND_BOILER_COAL | 1.0679 | 115.1793 | 1909 | -1 | 115.1793 | 2.3036
| GEOTHERMAL | 7488 | 142.272 | 24929.09 | 30 | 0.86 | 0 | 1 | 0 | 0.2 |  |  | GEOTHERMAL | IND_BOILER_WASTE | 1.0679 | 115.1793 | 7488 | -1 | 115.1793 | 2.3036
HEAT_HIGH_T (INDUSTRY) | IND_COGEN_GAS | 1408.0345 | 92.6117 | 1024.32 | 25 | 0.85 | 0 | 1 | 0 | 1000 |  |  | IND_COGEN_GAS | IND_DIRECT_ELEC | 1.0679 | 332.3439 | 1408.0345 | -1 | 332.3439 | 1.5076
| IND_COGEN_WOOD | 1080.7941 | 40.4907 | 165.33 | 25 | 0.85 | 0 | 1 | 0 | 1000 |  |  | IND_COGEN_WOOD | DHN_HP_ELEC | 1.0679 | 344.7607 | 1080.7941 | -1 | 344.7607 | 11.9955
| IND_COGEN_WASTE | 2927.8678 | 111.3213 | 647.82 | 25 | 0.85 | 0 | 1 | 0 | 1000 |  |  | IND_COGEN_WASTE | DHN_COGEN_GAS | 1.0679 | 1254.4901 | 2927.8678 | -1 | 1254.4901 | 37.5316
| IND_BOILER_GAS | 58.8913 | 1.1799 | 12.32 | 17 | 0.95 | 0 | 1 | 0 | 1000 |  |  | IND_BOILER_GAS | DHN_COGEN_WOOD | 1.0679 | 1080.7941 | 58.8913 | -1 | 1080.7941 | 40.4907
| IND_BOILER_WOOD | 115.1793 | 2.3036 | 28.87 | 17 | 0.9 | 0 | 1 | 0 | 1000 |  |  | IND_BOILER_WOOD | DHN_COGEN_WASTE | 1.0679 | 2927.8678 | 115.1793 | -1 | 2927.8678 | 111.3213
| IND_BOILER_OIL | 54.8553 | 1.1799 | 12.32 | 17 | 0.95 | 0 | 1 | 0 | 1000 |  |  | IND_BOILER_OIL |  |  |  | 54.8553 | -1 | [5 empty] | From mixed between Biomethanation and SES gas CHP
| IND_BOILER_COAL | 115.1793 | 2.3036 | 48.18 | 17 | 0.9 | 0 | 1 | 0 | 1000 |  |  | IND_BOILER_COAL | DHN_BOILER_GAS | 1.0679 | 58.8913 | 115.1793 | -1 | 58.8913 | 1.1799
| IND_BOILER_WASTE | 115.1793 | 2.3036 | 28.87 | 17 | 0.9 | 0 | 1 | 0 | 1000 |  |  | IND_BOILER_WASTE | DHN_BOILER_WOOD | 1.0679 | 115.1793 | 115.1793 |  | 115.1793 | 2.3036
| IND_DIRECT_ELEC | 332.3439 | 1.5076 | 1.47 | 15 | 0.95 | 0 | 1 | 0 | 1000 |  |  | IND_DIRECT_ELEC | DHN_BOILER_OIL | 1.0679 | 54.8553 | 332.3439 | -1 | 54.8553 | 1.1799
HEAT_LOW_T DHN | DHN_HP_ELEC | 344.7607 | 11.9955 | 174.79 | 25 | 0.95 | 0 | 1 | 0 | 1000 |  |  | DHN_HP_ELEC | DHN_DEEP_GEO | 1.0801 | 1517.1177 | 344.7607 | -1 | 1500 | 28 | 1500 | 28 | 30 | From Technology Data for Energy Plants for Electricity and District heating generation. Here, I took the Geothermal heat only plant with streal driven absoption heat pump 70°C in 2030. I neglected the Variable O&M (only the fixed one)
| DHN_COGEN_GAS | 1254.4901 | 37.5316 | 490.88 | 25 | 0.85 | 0 | 1 | 0 | 1000 |  |  | DHN_COGEN_GAS |  |  |  | 1254.4901 | -1 | 362 | 0.433 | 362 | 0.433 | 30 | From Technology Data for Energy Plants for Electricity and District heating generation. Here, I took the Solar District heating in 2030.
| DHN_COGEN_WOOD | 1080.7941 | 40.4907 | 165.33 | 25 | 0.85 | 0 | 1 | 0 | 1000 |  |  | DHN_COGEN_WOOD | DEC_HP_ELEC | 1.0679 | 492.0405 | 1080.7941 | -1 | 492.0405 | 21.0507
| DHN_COGEN_WASTE | 2927.8678 | 111.3213 | 647.82 | 25 | 0.85 | 0 | 1 | 0 | 1000 |  |  | DHN_COGEN_WASTE | DEC_THHP_GAS | 1.0679 | 315.685 | 2927.8678 | -1 | 315.685 | 9.4672
| DHN_COGEN_WET_BIOMASS | 2287 | 228.7 | 1024 | 25 | 0.75 | 0 | 1 | 0 | 1000 |  |  | DHN_COGEN_WET_BIOMASS | DEC_COGEN_GAS | 1.0679 | 1408.0345 | 2287 | -1 | 1408.0345 | 92.6117
| DHN_COGEN_BIO_HYDROLYSIS | 4536.8997 | 221.6894 | 647.8 | 15 | 0.85 | 0 | 1 | 0 | 1000
| DHN_BOILER_GAS | 58.8913 | 1.1799 | 12.32 | 17 | 0.95 | 0 | 1 | 0 | 1000 |  |  | DHN_BOILER_GAS | DEC_COGEN_OIL | 1.0679 | 1305.5623 | 58.8913 | -1 | 1305.5623 | 81.9646
| DHN_BOILER_WOOD | 115.1793 | 2.3036 | 28.87 | 17 | 0.9 | 0 | 1 | 0 | 1000 |  |  | DHN_BOILER_WOOD | DEC_ADVCOGEN_GAS | 1.0679 | 7242.2792 | 115.1793 | -1 | 7242.2792 | 144.845
| DHN_BOILER_OIL | 54.8553 | 1.1799 | 12.32 | 17 | 0.95 | 0 | 1 | 0 | 1000 |  |  | DHN_BOILER_OIL | DEC_ADVCOGEN_H2 | 1.0679 | 7242.2792 | 54.8553 | -1 | 7242.2792 | 144.845
| DHN_DEEP_GEO | 1500 | 57.04 | 808.76 | 30 | 0.85 | 0 | 1 | 0 | 0 |  |  | DHN_DEEP_GEO | DEC_BOILER_GAS | 1.0679 | 158.5354 | 1500 | -1 | 158.5354 | 4.757
| DHN_SOLAR | 362 | 0.433 | 221.22 | 30 | 1 | 0 | 1 | 0 | 1000 |  |  | DHN_SOLAR | DEC_BOILER_WOOD | 1.0679 | 462.4403 | 362 | -1 | 462.4403 | 16.1813
HEAT_LOW_T DECEN | DEC_HP_ELEC | 492.0405 | 21.0507 | 164.89 | 18 | 1 | 0 | 1 | 0 | 1000 |  |  | DEC_HP_ELEC | DEC_BOILER_OIL | 1.0679 | 142.3822 | 492.0405 | -1 | 142.3822 | 8.5401
| DEC_THHP_GAS | 315.685 | 9.4672 | 381.93 | 20 | 1 | 0 | 0 | 0 | 1000 |  |  | DEC_THHP_GAS | DEC_SOLAR | 1.0679 | 719.0748 | 315.685 | -1 | 719.0748 | 8.0906
| DEC_COGEN_GAS | 1408.0345 | 92.6117 | 1024.32 | 20 | 1 | 0 | 1 | 0 | 1000 |  |  | DEC_COGEN_GAS | DEC_DIRECT_ELEC | 1.0679 | 39.9757 | 1408.0345 | -1 | 39.9757 | 0.17792
| DEC_COGEN_OIL | 1305.5623 | 81.9646 | 1024.32 | 20 | 1 | 0 | 1 | 0 | 1000 |  |  | DEC_COGEN_OIL | TRAMWAY_TROLLEY | #DIV/0! | 0 | 1305.5623 | -1 | 0 | 0
| DEC_ADVCOGEN_GAS | 7242.2792 | 144.845 | 2193.45 | 20 | 1 | 0 | 1 | 0 | 1000 |  |  | DEC_ADVCOGEN_GAS | BUS_COACH_DIESEL | #DIV/0! | 0 | 7242.2792 | -1 | 0 | 0
| DEC_ADVCOGEN_H2 | 7242.2792 | 144.845 | 2193.45 | 20 | 1 | 0 | 1 | 0 | 1000 |  |  | DEC_ADVCOGEN_H2 | BUS_COACH_HYDIESEL | #DIV/0! | 0 | 7242.2792 | -1 | 0 | 0
| DEC_BOILER_GAS | 158.5354 | 4.757 | 21.09 | 17 | 1 | 0 | 1 | 0 | 1000 |  |  | DEC_BOILER_GAS | BUS_COACH_CNG_STOICH | #DIV/0! | 0 | 158.5354 | -1 | 0 | 0
| DEC_BOILER_WOOD | 462.4403 | 16.1813 | 21.09 | 17 | 1 | 0 | 1 | 0 | 1000 |  |  | DEC_BOILER_WOOD | BUS_COACH_FC_HYBRIDH2 | #DIV/0! | 0 | 462.4403 | -1 | 0 | 0
| DEC_BOILER_OIL | 142.3822 | 8.5401 | 21.09 | 17 | 1 | 0 | 1 | 0 | 1000 |  |  | DEC_BOILER_OIL | TRAIN_PUB | #DIV/0! | 0 | 142.3822 | -1 | 0 | 0
COOLING | DEC_SOLAR | 719.0748 | 8.0906 | 221.22 | 20 | 1 | 0 | 1 | 0 | 1000 |  |  | DEC_SOLAR | CAR_GASOLINE | #DIV/0! | 0 | 719.0748 | -1 | 6070.3671 | 182.111
| DEC_DIRECT_ELEC | 39.9757 | 0.17792 | 1.47 | 15 | 1 | 0 | 1 | 0 | 1000 |  |  | DEC_DIRECT_ELEC | CAR_DIESEL | #DIV/0! | 0 | 39.9757 | -1 | 6611.2971 | 198.3389
| BIG_SPLIT | 232 | 9.333 | 0 | 15 | 1 | 0 | 1 | 0 | 1000 |  |  | BIG_SPLIT | CAR_NG | #DIV/0! | 0 | 232 | -1 | 6476.1429 | 194.2843
| CHILLER_WC | 119 | 4.76 | 0 | 20 | 1 | 0 | 1 | 0 | 1000 |  |  | CHILLER_WC | CAR_HEV | #DIV/0! | 0 | 119 | -1 | 6396.6771 | 191.9003
PUBLIC MOBILITY | TRAMWAY_TROLLEY | 625 | 12.5 | 0 | 30 | 0.34247 | 0 | 0.3 | 0 | 1000 |  |  | TRAMWAY_TROLLEY | CAR_PHEV | #DIV/0! | 0 | 625 | -1 | 6401.2412 | 192.0372
| BUS_COACH_DIESEL | 611.1111 | 30.5556 | 0 | 15 | 0.2968 | 0 | 1 | 0 | 1000 |  |  | BUS_COACH_DIESEL | CAR_BEV | #DIV/0! | 0 | 611.1111 | -1 | 7352.4741 | 73.5247
| BUS_COACH_HYDIESEL | 833.3333 | 33.3333 | 0 | 15 | 0.2968 | 0 | 1 | 0 | 1000 |  |  | BUS_COACH_HYDIESEL | CAR_FUEL_CELL | #DIV/0! | 0 | 833.3333 | -1 | 7228.5459 | 216.8564
| BUS_COACH_CNG_STOICH | 611.1111 | 30.5556 | 0 | 15 | 0.2968 | 0 | 1 | 0 | 1000 |  |  | BUS_COACH_CNG_STOICH | TRAIN_FREIGHT | #DIV/0! | 0 | 611.1111 | -1 | 0 | 0
| BUS_COACH_FC_HYBRIDH2 | 1041.6667 | 31.25 | 0 | 15 | 0.2968 | 0 | 1 | 0 | 1000 |  |  | BUS_COACH_FC_HYBRIDH2 |  | #DIV/0! | 0 | 1041.6667 | -1 | 0 | 0
| TRAIN_PUB | 1506.0241 | 54.3527 | 0 | 40 | 0.27507 | 0 | 0.5 | 0 | 1000 |  |  | TRAIN_PUB |  | #DIV/0! | 0 | 1506.0241 | -1 | 0 | 0
PRIVATE MOBILITY | CAR_GASOLINE | 420.2864 | 13.7975 | 342 | 10 | 0.05137 | 0 | 1 | 0 | 1000 |  |  | CAR_GASOLINE |  | #DIV/0! | 0 | 420.2864 | -1 | 561.43 | 28.0715
| CAR_DIESEL | 434.4536 | 14.7049 | 346 | 10 | 0.05137 | 0 | 1 | 0 | 1000 |  |  | CAR_DIESEL |  | #DIV/0! | 2920.133 | 434.4536 | -1 | 672.93 | 33.6465
| CAR_NG | 429.3758 | 17.8185 | 342 | 10 | 0.05137 | 0 | 1 | 0 | 1000 |  |  | CAR_NG |  | #DIV/0! | 1737.9904 | 429.3758 | -1 | 872 | 43.6
| CAR_HEV | 429.4116 | 8.9774 | 519 | 10 | 0.05137 | 0 | 1 | 0 | 1000 |  | TBC | CAR_HEV |  | #DIV/0! | 825.8826 | 429.4116 | -1 | 0 | 0
| CAR_PHEV | 456.3671 | 9.505 | 519 | 10 | 0.05137 | 0 | 1 | 0 | 1000 |  | TBC | CAR_PHEV |  | #DIV/0! | 57215.095 | 456.3671 | -1 | 0 | 0
| CAR_BEV | 449.8248 | 6.8685 | 385 | 10 | 0.05137 | 0 | 1 | 0 | 1000 |  |  | CAR_BEV | EFFICIENCY | 0.55904 | 1737.9904 | 449.8248 | -1 | 1737.9904 | 0
| CAR_FUEL_CELL | 434.7741 | 2.6878 | 786 | 10 | 0.05137 | 0 | 1 | 0 | 100000 |  |  | CAR_FUEL_CELL | DHN | 1.0679 | 825.8826 | 434.7741 | -1 | 825.8826 | 0
FREIGHT | TRAIN_FREIGHT | 104.4156 | 2.0883 | 0 | 40 | 0.34247 | 0 | 1 | 0 | 1000 |  |  | TRAIN_FREIGHT | GRID | 0.81555 | 57215.095 | 104.4156 | -1 | 57215.095 | 0
| BOAT_FREIGHT_DIESEL | 76.3889 | 3.8194 | 0 | 40 | 0.11416 | 0 | 1 | 0 | 1000 |  |  | BOAT_FREIGHT_DIESEL | H2_ELECTROLYSIS | 1.0679 | 307.585 | 76.3889 | -1 | 307.585 | 30.7613
| BOAT_FREIGHT_NG | 76.3889 | 3.8194 | 0 | 40 | 0.11416 | 0 | 1 | 0 | 1000 |  |  | BOAT_FREIGHT_NG | H2_NG | 1.0679 | 681.2436 | 76.3889 | -1 | 681.2436 | 64.4349
| TRUCK_DIESEL | 371.1111 | 18.5556 | 0 | 15 | 0.092593 | 0 | 1 | 0 | 1000 |  |  | TRUCK_DIESEL | H2_BIOMASS | 1.0679 | 2525.3863 | 371.1111 | -1 | 2525.3863 | 195.7018
| TRUCK_FUEL_CELL | 402.2222 | 12.0667 | 0 | 15 | 0.092593 | 0 | 1 | 0 | 1000 |  |  | TRUCK_FUEL_CELL | GASIFICATION_SNG | 1.0679 | 2743.8056 | 402.2222 | -1 | 2743.8056 | 139.9382 | c_inv | c_maint
| TRUCK_ELEC | 771.1111 | 23.1333 | 0 | 15 | 0.092593 | 0 | 1 | 0 | 1000 |  | TBC | TRUCK_ELEC |  |  |  | 771.1111 | -1 | 2580 | 64.8 | 2580 | 64.8 |  | Arbitrary
| TRUCK_NG | 371.1111 | 18.5556 | 0 | 15 | 0.092593 | 0 | 1 | 0 | 1000 |  |  | TRUCK_NG | PYROLYSIS | 1.0679 | 1344.2176 | 371.1111 | -1 | 1344.2176 | 67.2067 | [M€/ktCO2/h] | [M€/ktCO2/h/y]
NON ENERGY | NON_ENERGY_OIL | 1e-07 | 0 | 0 | 1 | 1 | 0 | 1 | 0 | 100000 |  | TBC | NON_ENERGY_OIL |  |  |  | 1e-07 | -1 | 2580 | 64.8 | 2580 | 64.8 |  | Arbitrary
| NON_ENERGY_NG | 1e-07 | 0 | 0 | 1 | 1 | 0 | 1 | 0 | 100000 |  | TBC | NON_ENERGY_NG |  |  |  | 1e-07 | -1 | 2580 | 64.8 | 2580 | 64.8 |  | From Technology Data for Energy Plants for Electricity and District heating generation - Feb. 2019. We computed the data based on a case of CCS over a Coal fired PP
INFRASTRUCTURE | EFFICIENCY | 3320 | 0 | 0 | 1 | 1 | 0 | 1 | 0 | 1000 |  |  | EFFICIENCY |  |  |  | 3320 | -1
| DHN | 825.8826 | 0 | 0 | 60 | 1 | 0 | 1 | 0 | 1000 |  | TBC | DHN |  |  |  | 825.8826 | -1 | 1888 | 74.6 | 1888 | 74.6 |  | From Technology Data for Renewable Fuels p211: SNG production process. Here I did some calculation as the technology proposes transforms biogas to SNG by adding H2. I removed the CH4 part of the biogas
| GRID | 124511.348 | 0 | 0 | 80 | 1 | 0 | 1 | 0 | 1000 |  | TBC | GRID |  |  |  | 124511.348 | -1 | 1661 | 14 | 1661 | 14 | 20 | From Technology Data for Renewable Fuels p34 + BIOGAS UPGRADING - TECHNICAL REVIEW p62. Here I took column 2030 and Specific investment. For Maintenance, I took an arbitrary value of 10% of inv cost of cleaner
| # MOTORWAYS | 339 | 11.865 | 0 | 60 | 1 | 0 | 1 | 0 | 1000 |  |  | # MOTORWAYS |  |  |  | 339 | -1
| # ROADS | 2800 | 98 | 0 | 60 | 1 | 0 | 1 | 0 | 1000 |  |  | # ROADS | BATT_LI | 3.3113 | 936.4173 | 2800 | -1 | 302 | 0.5418 |  |  |  | From Technology data for Energy storage p132. Here I took column 2030 and Specific investment. For Maintenance, I took Fixed + variable O&M and assumed that 1 MW/MWh | In addition, the gwp_constr other source : 110 ktCO2/GWh (J.F. Peters, M. Baumann, B. Zimmermann, J. Braun, M. Weil. The environmental impact of Li- Ion batteries and the role of key parameters – A review, Renew. Sustain. Energy Rev. 67 (2017) 491–506. doi:10.1016/j.rser.2016.08.039) | Cost include capacity components => 3x more exepnsive than just a 'pack'p33 of Danish 'Technology data for energy storage'
| # RAILWAYS | 1780 | 62.3 | 0 | 60 | 1 | 0 | 1 | 0 | 1000 |  |  | # RAILWAYS | BEV_BATT | #DIV/0! | 0 | 1780 | -1 | 0 | 0
| PT_COLLECTOR | 4504.7143 | 62.65 | 0 | 25 | 1 | 0 | 1 | 0 | 1000 |  |  | PT_COLLECTOR |  |  |  | 4504.7143 | -1
| ST_COLLECTOR | 100 | 5 | 0 | 25 | 1 | 0 | 1 | 0 | 1000 |  |  | ST_COLLECTOR |  |  |  | 100 | -1
| H2_ELECTROLYSIS | 696.2025 | 19.1456 | 0 | 15 | 0.9 | 0 | 1 | 0 | 1000 |  |  | H2_ELECTROLYSIS |  |  |  | 696.2025 | -1
| H2_NG | 681.2436 | 64.4349 | 0 | 25 | 0.86 | 0 | 1 | 0 | 1000 |  |  | H2_NG | BATT_LI | 3.3113 | 936.4173 | 681.2436 | -1 | 302 | 0.5418 |  |  |  | From Technology data for Energy storage p132. Here I took column 2030 and Specific investment. For Maintenance, I took Fixed + variable O&M and assumed that 1 MW/MWh | In addition, the gwp_constr other source : 110 ktCO2/GWh (J.F. Peters, M. Baumann, B. Zimmermann, J. Braun, M. Weil. The environmental impact of Li- Ion batteries and the role of key parameters – A review, Renew. Sustain. Energy Rev. 67 (2017) 491–506. doi:10.1016/j.rser.2016.08.039) | Cost include capacity components => 3x more exepnsive than just a 'pack'p33 of Danish 'Technology data for energy storage'
| H2_BIOMASS | 2525.3863 | 195.7018 | 0 | 25 | 0.86 | 0 | 1 | 0 | 1000 |  |  | H2_BIOMASS | BEV_BATT | #DIV/0! | 0 | 2525.3863 | -1 | 0 | 0
| GASIFICATION_SNG | 2743.8056 | 139.9382 | 0 | 25 | 0.85 | 0 | 1 | 0 | 1000 |  |  | GASIFICATION_SNG | PHEV_BATT | #DIV/0! | 0 | 2743.8056 | -1 | 0 | 0
| PYROLYSIS | 1344.2176 | 67.2067 | 0 | 25 | 0.85 | 0 | 1 | 0 | 1000 |  |  | PYROLYSIS | PHS | 0.084694 | 4.6634 | 1344.2176 | -1 | 4.6634 | 0.018728 | c_inv | c_maint | lifetime
| ATM_CCS | 5160 | 129.6 | 0 | 40 | 1 | 0 | 1 | 0 | 1000 |  | TBC | ATM_CCS | TS_DEC_DIRECT_ELEC | 1.0679 | 18.9718 | 5160 | -1 | 18.9718 | 36.12 |  | 36.12 | 20 | From EnergyPLAN Technology and Costs Database 20181005 . Here, I took the 7% of maintenance cost
| INDUSTRY_CCS | 2580 | 64.8 | 0 | 40 | 1 | 0 | 1 | 0 | 1000 |  | TBC | INDUSTRY_CCS | TS_DEC_HP_ELEC | 1.0679 | 18.9718 | 2580 | -1 | 18.9718 | 18.06 |  | 18.06 | 20 | From EnergyPLAN Technology and Costs Database 20181005 . Here, I took the 7% of maintenance cost
| SYN_METHANOLATION | 1679.6517 | 47.6649 | 0 | 20 | 0.95 | 0 | 1 | 0 | 1000 |  | TBC | SYN_METHANOLATION | TS_DEC_THHP_GAS | 1.0679 | 18.9718 | 1679.6517 | -1 | 18.9718 | 11.7576 |  | 11.7576 | 20 | From EnergyPLAN Technology and Costs Database 20181005 . Here, I took the 7% of maintenance cost
| SYN_METHANATION | 262.1968 | 66.9928 | 0 | 40 | 1 | 0 | 1 | 0 | 1000 |  | TBC | SYN_METHANATION | TS_DEC_COGEN_GAS | 1.0679 | 18.9718 | 262.1968 | -1 | 18.9718 | 1.8354 |  | 1.8354 | 20 | From EnergyPLAN Technology and Costs Database 20181005 . Here, I took the 7% of maintenance cost
| BIOMETHANATION | 986.0474 | 13.6591 | 0 | 20 | 0.85 | 0 | 1 | 0 | 1000 |  | TBC | BIOMETHANATION | TS_DEC_COGEN_OIL | 1.0679 | 18.9718 | 986.0474 | -1 | 18.9718 | 6.9023 |  | 6.9023 | 20 | From EnergyPLAN Technology and Costs Database 20181005 . Here, I took the 7% of maintenance cost
| BIO_HYDROLYSIS | 1591.9094 | 108.5375 | 0 | 15 | 0.85 | 0 | 1 | 0 | 1000 |  | TBC | BIO_HYDROLYSIS |  |  |  | 1591.9094 | -1 |  |  | 0.04713 | 0.0013092 | 50 | From Technology data for Energy storage p68. Here I took the total investment cost of 254M€ for Lille Torup which is 4.965TWh (see https://gasstorage.dk/Our-storage). For Maintenance, I took 6.5 M€ for the Lille Torup case
| METHANE_TO_METHANOL | 958.5823 | 41.9152 | 0 | 25 | 0.85 | 0 | 1 | 0 | 1000 |  | TBC | METHANE_TO_METHANOL |  |  |  | 958.5823 | -1 | 0.13466 | 0.0037405 | 0.13466 | 0.0037405 | 25 | From EnergyPLAN Technology and Costs Database 20181005 . Here, I took the hydrogen storage in steel tanks
| SLF_TO_DIESEL | 1e-07 | 0 | 0 | 1 | 1 | 0 | 1 | 0 | 100000 |  | TBC | SLF_TO_DIESEL | TS_DEC_BOILER_GAS | 1.0679 | 18.9718 | 1e-07 | -1 | 18.9718 | 7e-10 |  | 7e-10 | 20 | From EnergyPLAN Technology and Costs Database 20181005 . Here, I took the 7% of maintenance cost
| SLF_TO_GASOLINE | 1e-07 | 0 | 0 | 1 | 1 | 0 | 1 | 0 | 100000 |  | TBC | SLF_TO_GASOLINE | TS_DEC_BOILER_WOOD | 1.0679 | 18.9718 | 1e-07 | -1 | 18.9718 | 7e-10 |  | 7e-10 | 20 | From EnergyPLAN Technology and Costs Database 20181005 . Here, I took the 7% of maintenance cost
| SLF_TO_LFO | 1e-07 | 0 | 0 | 1 | 1 | 0 | 1 | 0 | 100000 |  | TBC | SLF_TO_LFO | TS_DEC_BOILER_OIL | 1.0679 | 18.9718 | 1e-07 | -1 | 18.9718 | 7e-10 |  | 7e-10 | 20 | From EnergyPLAN Technology and Costs Database 20181005 . Here, I took the 7% of maintenance cost
STORAGE | BATT_LI | 302 | 0.62 | 61.3 | 15 | 1 | 0 | 1 | 0 | 100000 |  | TBC | BATT_LI | TS_DHN_DAILY | 3.3767 | 9.4859 | 302 | -1 | 9.4859 | 2.114 |  | 2.114 | 20 | From EnergyPLAN Technology and Costs Database 20181005 . Here, I took the 7% of maintenance cost
| CAES | 38.938 | 3.1799 | 0 | 50 | 1 | 0 | 1 | 0 | 0 |  | TBC | CAES | TS_DHN_SEASONAL | 6.2222 | 3.1464 | 38.938 | -1 | 0.54 | 0.003 | 0.54 | 0.003 | 25 | From : Thermal storage (from Technology Data for Energy From EnergyPLAN Technology and Costs Database 20181005 . Here, I took the 7% of maintenance cost
| BEV_BATT | 0 | 0 | 0 | 1 | 1 | 0 | 1 | 0 | 100000 |  | TBC | BEV_BATT |  |  |  | 0 |  |  |  | 0.04713 | 0.0013092 | 50 | From Technology data for Energy storage p68. Here I took the total investment cost of 254M€ for Lille Torup which is 4.965TWh (see https://gasstorage.dk/Our-storage). For Maintenance, I took 6.5 M€ for the Lille Torup case
| PHEV_BATT | 0 | 0 | 0 | 1 | 1 | 0 | 1 | 0 | 100000 |  | TBC | PHEV_BATT |  |  |  | 0 |  | 0.13466 | 0.0037405 | 0.13466 | 0.0037405 | 25 | From EnergyPLAN Technology and Costs Database 20181005 . Here, I took the hydrogen storage in steel tanks
| DAM_STORAGE | 0 | 0 | 0 | 1 | 1 | 0 | 1 | 0 | 0.001 |  | TBC | DAM_STORAGE |  |  |  | 0 |  | 49.5 | 0.495 | 49.5 | 0.495 | 30 | From an industry website for a CO2 tank. We assumed 1% of maintenance and 30y of life time (similar to hot water)
| PHS | 58.8 | 0 | 8.33 | 50 | 1 | 0 | 1 | 0 | 0 |  |  | PHS |  |  |  | 58.8 | -1
| TS_DEC_DIRECT_ELEC | 18.9718 | 0.1328 | 0 | 25 | 1 | 0 | 1 | 0 | 100000
| TS_DEC_HP_ELEC | 18.9718 | 0.1328 | 0 | 25 | 1 | 0 | 1 | 0 | 100000
| TS_DEC_THHP_GAS | 18.9718 | 0.1328 | 0 | 25 | 1 | 0 | 1 | 0 | 100000
| TS_DEC_COGEN_GAS | 18.9718 | 0.1328 | 0 | 25 | 1 | 0 | 1 | 0 | 100000
| TS_DEC_COGEN_OIL | 18.9718 | 0.1328 | 0 | 25 | 1 | 0 | 1 | 0 | 100000
| TS_DEC_ADVCOGEN_GAS | 18.9718 | 0.1328 | 0 | 25 | 1 | 0 | 1 | 0 | 100000
| TS_DEC_ADVCOGEN_H2 | 18.9718 | 0.1328 | 0 | 25 | 1 | 0 | 1 | 0 | 100000
| TS_DEC_BOILER_GAS | 18.9718 | 0.1328 | 0 | 25 | 1 | 0 | 1 | 0 | 100000
| TS_DEC_BOILER_WOOD | 18.9718 | 0.1328 | 0 | 25 | 1 | 0 | 1 | 0 | 100000
| TS_DEC_BOILER_OIL | 18.9718 | 0.1328 | 0 | 25 | 1 | 0 | 1 | 0 | 100000
| TS_DHN_DAILY | 3 | 0.0086 | 0 | 40 | 1 | 0 | 1 | 0 | 100000
| TS_DHN_SEASONAL | 0.54 | 0.003 | 0 | 25 | 1 | 0 | 1 | 0 | 100000
| SEASONAL_NG | 0.051158 | 0.0013092 | 0 | 30 | 1 | 0 | 1 | 0 | 100000
| SEASONAL_H2 | 6.19 | 0.03 | 0 | 20 | 1 | 0 | 1 | 0 | 100000
| CO2_STORAGE | 49.5 | 0.495 | 0 | 20 | 1 | 0 | 1 | 0 | 100000
| SLF_STO | 0.00635 | 0.000397 | 0 | 20 | 1 | 0 | 1 | 0 | 100000
| PT_STORAGE | 36.9568 | 0.3695 | 0 | 25 | 1 | 0 | 1 | 0 | 100000
| ST_STORAGE | 19.099 | 0.1909 | 0 | 25 | 1 | 0 | 1 | 0 | 100000
| TS_COLD | 25 | 0.3 | 0 | 20 | 1 | 0 | 1 | 0 | 100000
| TS_HIGH_TEMP | 28.03 | 0.28 | 0 | 25 | 1 | 0 | 1 | 0 | 100000
;
Sources
Data sources - emissions
Source: ecoinvent v3.2 (allocation at the point of substitution). Most values already available in Geo&Bio paper. Other are sourced here from ecoinvent
Technology | IPCC 2013 - GWP 100 | Unit | Source
Nuclear | 707880000 | kgCO2-eq/GWe | ecoinvent entry: "market for nuclear power plant, boiling water reactor 1000MW, GLO"
CCGT | 73514000 | kgCO2-eq/unit | ecoinvent entry: "gas power plant construction, combined cycle, 400MW electrical, RER"
CCGT | 183785000 | kgCO2-eq/GWe
Coal | 165800000 | kgCO2-eq/unit | ecoinvent entry: "hard coal power plant construction, 500MW, GLO"
Coal | 331600000 | kgCO2-eq/GWe
PV | 6244.3 | kgCO2-eq/unit | ecoinvent entry: "market for photovoltaic slanted-roof installation, 3kWp, multi-Si, panel, mounted, on roof"
PV | 2081433333.3333 | kgCO2-eq/GWe
Wind | 1245700 | kgCO2-eq/unit | ecoinvent entry: "market for wind turbine, 2MW, onshore"
Wind | 622850000 | kgCO2-eq/GWe
Hydro dam | 15456000000 | kgCO2-eq/unit | ecoinvent entry: "hydropower plant construction, reservoir, alpine region, RER" (size 9.130MW)
Hydro dam | 1692880613.3625 | kgCO2-eq/GWe
Hydro river | 4798700000 | kgCO2-eq/unit | ecoinvent entry: "hydropower plant construction, run-of-river, CH" (size not specified. But written that this is value for entire CH plants)
Hydro river | #DIV/0! | kgCO2-eq/GWe
Geothermal ORC 6km | #REF! | kgCO2-eq/unit | from Geo&Bio paper. Size 7.554 MW
Geothermal ORC 6km | #REF! | kgCO2-eq/GWe | Value from Geo&Bio. Too low!
Geothermal power plant | 137110000 | kgCO2-eq/unit | ecoinvent entry: "geothermal power plant construction" (5.5 MWel, 5km well)
Geothermal power plant | 24929090909.0909 | kgCO2-eq/GWe
Geothermal EGS 6km | #REF! | kgCO2-eq/unit | from Geo&Bio paper. 6km well needed for 7.554MW cycle
Geothermal EGS 6km | #REF! | kgCO2-eq/GWe
Geothermal EGS 4.2km | #REF! | kgCO2-eq/unit | from Geo&Bio paper. 4.2km well, 22841 kW/th (assumes 3 wells)
Geothermal EGS 4.2km | #REF! | kgCO2-eq/GWth
Geothermal EGS 4.2km | 1466.1 | kgCO2-eq/m | ecoinvent entry: "deep well drilling, for deep geothermal power, CH"
Geothermal EGS 4.2km | 18472860 | kgCO2-eq/unit | Assuming 3*4.2km wells, as in Geo&Bio.
Geothermal EGS 4.2km | 808758810.9102 | kgCO2-eq/GWth
Dec NG cogen | 37317.001 | kgCO2-eq/unit | ecoinvent entry: "market for heat and power co-generation unit, 50kW electrical, common components for heat+electricity [GLO]". Fuel is natural gas
Dec NG cogen | 5925.5203 | kgCO2-eq/unit | ecoinvent entry: "market for heat and power co-generation unit, 50kW electrical, components for electricity only [GLO]". Fuel is natural gas
Dec NG cogen | 10301.575 | kgCO2-eq/unit | ecoinvent entry: "market for heat and power co-generation unit, 50kW electrical, components for heat only [GLO]". Fuel is natural gas
Dec NG cogen | 1070881926 | kgCO2-eq/GWe
Coal industrial boiler | 240890 | kgCO2-eq/unit | ecoinvent entry: "industrial furnace production, coal, 1-10MW, RER".
Coal industrial boiler | 48178000 | kgCO2-eq/GWth
Direct el. Heat | 7.3357 | kgCO2-eq/unit | ecoinvent entry: "auxiliary heating unit production, electric, 5kW, CH"
Direct el. Heat | 1467140 | kgCO2-eq/GWth
Dec HP | 1648.9 | kgCO2-eq/unit | ecoinvent entry: "heat pump production, brine-water, 10kW, CH"
Dec HP | 164890000 | kgCO2-eq/GWth
DHN HP | 5243.6 | kgCO2-eq/unit | ecoinvent entry: "heat pump production, 30kW, RER"
DHN HP | 174786666.6667 | kgCO2-eq/GWth
Th HP | 1527.7 | kgCO2-eq/unit | ecoinvent entry: "heat pump production, diffusion absorption, 4kW, future, CH"
Th HP | 381925000 | kgCO2-eq/GWth
FC | 104000 | kgCO2-eq/unit | ecoinvent entry: "fuel cell production, solid oxide, 125kW electrical, future, CH"
FC | 832000000 | kgCO2-eq/GWe
FC | #DIV/0! | kgCO2-eq/GWth
Dec Solar - panels/MJ_heat | 2.5707e-07 | unit/MJ_heat | ecoinvent entry: "operation, solar collector system, Cu flat plate collector, multiple dwelling, for hot water, CH"
Dec Solar - heat production lifetime | 1080553.0703 | kWh_heat/lifetime
Dec Solar - lifetime | 20 | years
c_p | 0.11346 | -
Size | 54.3568 | kW_th/panel
Dec Solar | 12025 | kgCO2-eq/unit | ecoinvent entry: "solar collector system installation, Cu flat plate collector, multiple dwelling, hot water, CH"
Dec Solar | 221223638.3521 | kgCO2-eq/GWth
Oil boiler | 12320 | kgCO2-eq/unit | ecoinvent entry: "industrial furnace production, 1MW, oil, CH"
Oil boiler | 12320000 | kgCO2-eq/GWth
Wood boiler | 28865 | kgCO2-eq/unit | ecoinvent entry: "furnace production, wood chips, average storage area, 1000kW, CH"
Wood boiler | 28865000 | kgCO2-eq/GWth
BATT_LI | 400 | [MCHF/GWh] | From Chen 2009, Figure 1 (The future cost of electrical energy storage based on experience rates ) + Zakeri 2015 (Electrical energy storage systems: A comparative life cycle cost analysis) Table C1 |  | Personnal notes in GL presentation 180418-PRE1 - MILP with TD - Analyse of results_v2 | Warning : price is very high => never installing batteries (for Swiss case)
BATT_LI | 50 | [MCHF/GWh] | Arbitrary choosen based on the CAPEX
BATT_LI | 61.3 | kg tCO2-eq/GWh | From Limpens 2018, table 4 Life cycle assessment of lithium-ion batteries for greenhouse gas emissions (2016) Fig 5 & Fig 6. Ishihara 2002 'Life cycle analysis of large-size lithium-ion secondary batteries developed in the japanese national project'
BATT_LI | 15 | [years] | Zakeri 2015 (Electrical energy storage systems: A comparative life cycle cost analysis) Table B1 (5-15 years) + Limpens 2018, table 1
PHES | 4.98 | [MCHF/GWh] | Techno-economic review of existing and new pumped hydro energy storage plant (2009), table 5. Assessment of utility energy storage options for increased renewable energy penetration (2012) , Appendix Switzerland p72 + personnal post treatment presented in slide 7 of presentation 180418
PHES | 0.02 | [MCHF/GWh] | Arbitrary choosen based on the CAPEX
PHES | 8.33 | kg tCO2-eq/GWh | No source found.
PHES | 40 | [years] | Same as other HYDROs
PHES | 369 | [GWh] | Assessment of the European potential for pumped hydropower energy storage . A GIS- based assessment of pumped (2013) p72
PHES | 1700 | [GWh] | Assessment of the European potential for pumped hydropower energy storage . A GIS- based assessment of pumped (2013) p72
TS_DEC_BOILER_OIL | 20.26 | [MCHF/GWh] | c_inv |  | Adapted from PhD thesis (R. JAKOB) : "Urban Energy System Design from the Heat Perspective using mathematical Programming including thermal Storage". Post treatment done in excel sheet : "TS data.docx"
TS_DEC_BOILER_OIL | 0 | [MCHF/GWh] | c_maint
TS_DHN_DAILY | 10.13 | [MCHF/GWh] | c_inv
TS_DHN_DAILY | 0 | [MCHF/GWh] | c_maint
TS_DHN_SEASONAL | 3.36 | [MCHF/GWh] | c_inv
TS_DHN_SEASONAL | 0 | [MCHF/GWh] | c_maint
Note on B11: ====== ID#AAAAJe0eBMo Stefano Moret (2020-04-29 14:18:32) Cogen in industry same as DHN cogen. Apart from NG cogen, which is the same as decentralized gas cogen (for c_inv and c_maint)
Note on B69: ====== ID#AAAAJe0eBMI Stefano Moret (2020-04-29 14:18:32) Source: geo&bio paper. Data scaled per MW of main output
Note on B71: ====== ID#AAAAJe0eBKg Stefano Moret (2020-04-29 14:18:32) Source: geo&bio paper. Data scaled per MW of main output
Note on B84: ====== ID#AAAAJe0eBLU Gauthier Limpens (2020-04-29 14:18:32) DATA not necessary because it depends on the number of cars
Note on B85: ====== ID#AAAAJe0eBKk Gauthier Limpens (2020-04-29 14:18:32) DATA not necessary because it depends on the number of cars
Note on B175: ====== ID#AAAAGdnL9_U Stefano Moret (2020-04-29 12:37:16) Assuming 5MWth
Note on B202: ====== ID#AAAAGdnL9_0 Gauthier Limpens (2020-04-29 12:37:16) This number changes a lot depending on the country/geography. This data is based on study of Switzerland
Note on C1: ====== ID#AAAAGdrQhnQ Stefano Moret (2020-04-29 12:37:16) GW of main output. For mobility is Mpkm/h, for cogeneration is heat. Investment cost for cogen is translated into CHF/kW_th. For storage depends on the technology. For gasification/pyrolysis is biofuel output
Note on C6: ====== ID#AAAAJe0eBNY Stefano Moret (2020-04-29 14:18:32) Value changed based on expert opinion (Prof. Ballif, EPFL, email 19.04.2017)
Note on E1: ====== ID#AAAAGdnL994 Stefano Moret (2020-04-29 12:37:16) Global warming potential (GWP) emissions for the construction of technologies [kgCO2-eq./kW], with respect to main output of the technology. For heating and cogeneration technologies, the main output is heat. Greenhouse gas emissions including the technology construction only. For GHG emissions, LCA data are taken from the Ecoinvent database v3.2 using the 'allocation at the point of substitution' method. GWP is assessed with the 'GWP100a - IPCC2013' indicator.
Note on E13: ====== ID#AAAAJe0eBM8 Stefano Moret (2020-04-29 14:18:32) Taken impact per kw_MSW_in from Geo&Bio and scaled to efficiencies used in SES
Note on E15: ====== ID#AAAAJe0eBKQ Stefano Moret (2020-04-29 14:18:32) Using Geo&Bio value I would obtain 2.59. Probably too low (was obtained by Léda with expoential extrapolation to 50MW). Using ecoinvent value instead
Note on E16: ====== ID#AAAAJe0eBLE Stefano Moret (2020-04-29 14:18:32) Using Geo&Bio value I would obtain 2.59. Probably too low (was obtained by Léda with expoential extrapolation to 50MW). Using ecoinvent value instead
Note on E21: Stefano Moret: Taken impact per kw_MSW_in from Geo&Bio and scaled to efficiencies used in SES
Note on E23: Stefano Moret: Using Geo&Bio value I would obtain 2.59. Probably too low (was obtained by Léda with expoential extrapolation to 50MW). Using ecoinvent value instead
Note on E24: Stefano Moret: Using Geo&Bio value I would obtain 2.59. Probably too low (was obtained by Léda with expoential extrapolation to 50MW). Using ecoinvent value instead
Note on E37: Stefano Moret: Ecoinvent value. In ecoinvent I have 1466 kgCO2/m for drilling. If I consider 3 wells of 4.2km, as in Geo&Bio, the value is 3 times higher than the one in Geo&Bio. See comparison below. Chosen the value from ecoinvent
Note on G1: ====== ID#AAAAGdnL9_I Stefano Moret (2020-04-29 12:37:16) Yearly c_p. Different than 1 for technologies whose c_p is defined on an annual basis
Note on G6: ====== ID#AAAAJe0eBKw Gauthier Limpens (2020-04-29 14:18:32) Not necessary anymore
Note on G7: ====== ID#AAAAJe0eBMY Gauthier Limpens (2020-04-29 14:18:32) Not necessary
Note on G10: Gauthier Limpens: Not necessary
Note on H1: ====== ID#AAAAGdrQhnw Stefano Moret (2020-04-29 12:37:16) Limit to the Mult_t, expressed as % of total demand in each sector
Note on I1: ====== ID#AAAAGdnL9_c Stefano Moret (2020-04-29 12:37:16) Limit to the Mult_t, expressed as % of total demand in each sector
Note on J1: ====== ID#AAAAGdnL9-E Stefano Moret (2020-04-29 12:37:16) main output: Mpkm/h for the technologies, heat for cogen, storage level [GWh] for storage units
Note on K1: ====== ID#AAAAGdnL99w Stefano Moret (2020-04-29 12:37:15) main output: Mpkm/h for the technologies, heat for cogen, storage level [GWh] for storage units
Note on K2: ====== ID#AAAAGdnL9-w Gauthier Limpens (2020-04-29 12:37:16) Nuclear phase out (
Note on K7: ====== ID#AAAAGdnL9-A Stefano Moret (2020-04-29 12:37:16) Updated from: Energiestrategie 2050. Berechnung der Energiepotenziale fu ̈r Wind- und Sonnenenergie. Technical report, Office f ́ed ́eral de l’environnement (OFEV), Bern, Switzerland, September 2012.

## 3.3 STO
TBC
param storage_eff_in: | ELECTRICITY | GASOLINE | DIESEL | LFO | NG | WOOD | WET_BIOMASS | COAL | URANIUM | WASTE | H2 | SLF | HEAT_HIGH_T | HEAT_LOW_T_DHN | HEAT_LOW_T_DECEN | SPACE_COOLING | PROCESS_COOLING | MOB_PUBLIC | MOB_PRIVATE | MOB_FREIGHT_RAIL | MOB_FREIGHT_ROAD | MOB_FREIGHT_BOAT | RES_WIND | RES_SOLAR | RES_HYDRO | RES_GEO | NON_ENERGY | CO2_ATM | CO2_INDUSTRY | CO2_CAPTURED | PT_HEAT | ST_HEAT:=
DAM_STORAGE | 1 | 0 | 0 | 0 | 0 | 0 | 0 | 0 | 0 | 0 | 0 | 0 | 0 | 0 | 0 | 0 | 0 | 0 | 0 | 0 | 0 | 0 | 0 | 0 | 0 | 0 | 0 | 0 | 0 | 0 | 0 | 0
PHS | 0.866 | 0 | 0 | 0 | 0 | 0 | 0 | 0 | 0 | 0 | 0 | 0 | 0 | 0 | 0 | 0 | 0 | 0 | 0 | 0 | 0 | 0 | 0 | 0 | 0 | 0 | 0 | 0 | 0 | 0 | 0 | 0
BATT_LI | 0.95 | 0 | 0 | 0 | 0 | 0 | 0 | 0 | 0 | 0 | 0 | 0 | 0 | 0 | 0 | 0 | 0 | 0 | 0 | 0 | 0 | 0 | 0 | 0 | 0 | 0 | 0 | 0 | 0 | 0 | 0 | 0
BEV_BATT | 0.95 | 0 | 0 | 0 | 0 | 0 | 0 | 0 | 0 | 0 | 0 | 0 | 0 | 0 | 0 | 0 | 0 | 0 | 0 | 0 | 0 | 0 | 0 | 0 | 0 | 0 | 0 | 0 | 0 | 0 | 0 | 0
PHEV_BATT | 0.95 | 0 | 0 | 0 | 0 | 0 | 0 | 0 | 0 | 0 | 0 | 0 | 0 | 0 | 0 | 0 | 0 | 0 | 0 | 0 | 0 | 0 | 0 | 0 | 0 | 0 | 0 | 0 | 0 | 0 | 0 | 0
TS_DEC_DIRECT_ELEC | 0 | 0 | 0 | 0 | 0 | 0 | 0 | 0 | 0 | 0 | 0 | 0 | 0 | 0 | 1 | 0 | 0 | 0 | 0 | 0 | 0 | 0 | 0 | 0 | 0 | 0 | 0 | 0 | 0 | 0 | 0 | 0
TS_DEC_HP_ELEC | 0 | 0 | 0 | 0 | 0 | 0 | 0 | 0 | 0 | 0 | 0 | 0 | 0 | 0 | 1 | 0 | 0 | 0 | 0 | 0 | 0 | 0 | 0 | 0 | 0 | 0 | 0 | 0 | 0 | 0 | 0 | 0
TS_DEC_THHP_GAS | 0 | 0 | 0 | 0 | 0 | 0 | 0 | 0 | 0 | 0 | 0 | 0 | 0 | 0 | 1 | 0 | 0 | 0 | 0 | 0 | 0 | 0 | 0 | 0 | 0 | 0 | 0 | 0 | 0 | 0 | 0 | 0
TS_DEC_COGEN_GAS | 0 | 0 | 0 | 0 | 0 | 0 | 0 | 0 | 0 | 0 | 0 | 0 | 0 | 0 | 1 | 0 | 0 | 0 | 0 | 0 | 0 | 0 | 0 | 0 | 0 | 0 | 0 | 0 | 0 | 0 | 0 | 0
TS_DEC_COGEN_OIL | 0 | 0 | 0 | 0 | 0 | 0 | 0 | 0 | 0 | 0 | 0 | 0 | 0 | 0 | 1 | 0 | 0 | 0 | 0 | 0 | 0 | 0 | 0 | 0 | 0 | 0 | 0 | 0 | 0 | 0 | 0 | 0
TS_DEC_ADVCOGEN_GAS | 0 | 0 | 0 | 0 | 0 | 0 | 0 | 0 | 0 | 0 | 0 | 0 | 0 | 0 | 1 | 0 | 0 | 0 | 0 | 0 | 0 | 0 | 0 | 0 | 0 | 0 | 0 | 0 | 0 | 0 | 0 | 0
TS_DEC_ADVCOGEN_H2 | 0 | 0 | 0 | 0 | 0 | 0 | 0 | 0 | 0 | 0 | 0 | 0 | 0 | 0 | 1 | 0 | 0 | 0 | 0 | 0 | 0 | 0 | 0 | 0 | 0 | 0 | 0 | 0 | 0 | 0 | 0 | 0
TS_DEC_BOILER_GAS | 0 | 0 | 0 | 0 | 0 | 0 | 0 | 0 | 0 | 0 | 0 | 0 | 0 | 0 | 1 | 0 | 0 | 0 | 0 | 0 | 0 | 0 | 0 | 0 | 0 | 0 | 0 | 0 | 0 | 0 | 0 | 0
TS_DEC_BOILER_WOOD | 0 | 0 | 0 | 0 | 0 | 0 | 0 | 0 | 0 | 0 | 0 | 0 | 0 | 0 | 1 | 0 | 0 | 0 | 0 | 0 | 0 | 0 | 0 | 0 | 0 | 0 | 0 | 0 | 0 | 0 | 0 | 0
TS_DEC_BOILER_OIL | 0 | 0 | 0 | 0 | 0 | 0 | 0 | 0 | 0 | 0 | 0 | 0 | 0 | 0 | 1 | 0 | 0 | 0 | 0 | 0 | 0 | 0 | 0 | 0 | 0 | 0 | 0 | 0 | 0 | 0 | 0 | 0
TS_DHN_DAILY | 0 | 0 | 0 | 0 | 0 | 0 | 0 | 0 | 0 | 0 | 0 | 0 | 0 | 1 | 0 | 0 | 0 | 0 | 0 | 0 | 0 | 0 | 0 | 0 | 0 | 0 | 0 | 0 | 0 | 0 | 0 | 0
TS_DHN_SEASONAL | 0 | 0 | 0 | 0 | 0 | 0 | 0 | 0 | 0 | 0 | 0 | 0 | 0 | 1 | 0 | 0 | 0 | 0 | 0 | 0 | 0 | 0 | 0 | 0 | 0 | 0 | 0 | 0 | 0 | 0 | 0 | 0
SEASONAL_NG | 0 | 0 | 0 | 0 | 0.99 | 0 | 0 | 0 | 0 | 0 | 0 | 0 | 0 | 0 | 0 | 0 | 0 | 0 | 0 | 0 | 0 | 0 | 0 | 0 | 0 | 0 | 0 | 0 | 0 | 0 | 0 | 0
SEASONAL_H2 | 0 | 0 | 0 | 0 | 0 | 0 | 0 | 0 | 0 | 0 | 0.9 | 0 | 0 | 0 | 0 | 0 | 0 | 0 | 0 | 0 | 0 | 0 | 0 | 0 | 0 | 0 | 0 | 0 | 0 | 0 | 0 | 0
CO2_STORAGE | 0 | 0 | 0 | 0 | 0 | 0 | 0 | 0 | 0 | 0 | 0 | 0 | 0 | 0 | 0 | 0 | 0 | 0 | 0 | 0 | 0 | 0 | 0 | 0 | 0 | 0 | 0 | 0 | 0 | 1 | 0 | 0
SLF_STO | 0 | 0 | 0 | 0 | 0 | 0 | 0 | 0 | 0 | 0 | 0 | 1 | 0 | 0 | 0 | 0 | 0 | 0 | 0 | 0 | 0 | 0 | 0 | 0 | 0 | 0 | 0 | 0 | 0 | 0 | 0 | 0
PT_STORAGE | 0 | 0 | 0 | 0 | 0 | 0 | 0 | 0 | 0 | 0 | 0 | 0 | 0 | 0 | 0 | 0 | 0 | 0 | 0 | 0 | 0 | 0 | 0 | 0 | 0 | 0 | 0 | 0 | 0 | 0 | 1 | 0
ST_STORAGE | 0 | 0 | 0 | 0 | 0 | 0 | 0 | 0 | 0 | 0 | 0 | 0 | 0 | 0 | 0 | 0 | 0 | 0 | 0 | 0 | 0 | 0 | 0 | 0 | 0 | 0 | 0 | 0 | 0 | 0 | 0 | 1
TS_COLD | 0 | 0 | 0 | 0 | 0 | 0 | 0 | 0 | 0 | 0 | 0 | 0 | 0 | 0 | 0 | 1 | 0 | 0 | 0 | 0 | 0 | 0 | 0 | 0 | 0 | 0 | 0 | 0 | 0 | 0 | 0 | 0
TS_MOLTEN_SALT | 0 | 0 | 0 | 0 | 0 | 0 | 0 | 0 | 0 | 0 | 0 | 0 | 1 | 0 | 0 | 0 | 0 | 0 | 0 | 0 | 0 | 0 | 0 | 0 | 0 | 0 | 0 | 0 | 0 | 0 | 0 | 0
CAES | 0.825 | 0 | 0 | 0 | 0 | 0 | 0 | 0 | 0 | 0 | 0 | 0 | 0 | 0 | 0 | 0 | 0 | 0 | 0 | 0 | 0 | 0 | 0 | 0 | 0 | 0 | 0 | 0 | 0 | 0 | 0 | 0
TBC
param storage_eff_out: | ELECTRICITY | GASOLINE | DIESEL | LFO | NG | WOOD | WET_BIOMASS | COAL | URANIUM | WASTE | H2 | SLF | HEAT_HIGH_T | HEAT_LOW_T_DHN | HEAT_LOW_T_DECEN | SPACE_COOLING | PROCESS_COOLING | MOB_PUBLIC | MOB_PRIVATE | MOB_FREIGHT_RAIL | MOB_FREIGHT_ROAD | MOB_FREIGHT_BOAT | RES_WIND | RES_SOLAR | RES_HYDRO | RES_GEO | NON_ENERGY | CO2_ATM | CO2_INDUSTRY | CO2_CAPTURED | PT_HEAT | ST_HEAT:=
DAM_STORAGE | 1 | 0 | 0 | 0 | 0 | 0 | 0 | 0 | 0 | 0 | 0 | 0 | 0 | 0 | 0 | 0 | 0 | 0 | 0 | 0 | 0 | 0 | 0 | 0 | 0 | 0 | 0 | 0 | 0 | 0 | 0 | 0
PHS | 0.866 | 0 | 0 | 0 | 0 | 0 | 0 | 0 | 0 | 0 | 0 | 0 | 0 | 0 | 0 | 0 | 0 | 0 | 0 | 0 | 0 | 0 | 0 | 0 | 0 | 0 | 0 | 0 | 0 | 0 | 0 | 0
BATT_LI | 0.95 | 0 | 0 | 0 | 0 | 0 | 0 | 0 | 0 | 0 | 0 | 0 | 0 | 0 | 0 | 0 | 0 | 0 | 0 | 0 | 0 | 0 | 0 | 0 | 0 | 0 | 0 | 0 | 0 | 0 | 0 | 0
BEV_BATT | 0.95 | 0 | 0 | 0 | 0 | 0 | 0 | 0 | 0 | 0 | 0 | 0 | 0 | 0 | 0 | 0 | 0 | 0 | 0 | 0 | 0 | 0 | 0 | 0 | 0 | 0 | 0 | 0 | 0 | 0 | 0 | 0
PHEV_BATT | 0.95 | 0 | 0 | 0 | 0 | 0 | 0 | 0 | 0 | 0 | 0 | 0 | 0 | 0 | 0 | 0 | 0 | 0 | 0 | 0 | 0 | 0 | 0 | 0 | 0 | 0 | 0 | 0 | 0 | 0 | 0 | 0
TS_DEC_DIRECT_ELEC | 0 | 0 | 0 | 0 | 0 | 0 | 0 | 0 | 0 | 0 | 0 | 0 | 0 | 0 | 1 | 0 | 0 | 0 | 0 | 0 | 0 | 0 | 0 | 0 | 0 | 0 | 0 | 0 | 0 | 0 | 0 | 0
TS_DEC_HP_ELEC | 0 | 0 | 0 | 0 | 0 | 0 | 0 | 0 | 0 | 0 | 0 | 0 | 0 | 0 | 1 | 0 | 0 | 0 | 0 | 0 | 0 | 0 | 0 | 0 | 0 | 0 | 0 | 0 | 0 | 0 | 0 | 0
TS_DEC_THHP_GAS | 0 | 0 | 0 | 0 | 0 | 0 | 0 | 0 | 0 | 0 | 0 | 0 | 0 | 0 | 1 | 0 | 0 | 0 | 0 | 0 | 0 | 0 | 0 | 0 | 0 | 0 | 0 | 0 | 0 | 0 | 0 | 0
TS_DEC_COGEN_GAS | 0 | 0 | 0 | 0 | 0 | 0 | 0 | 0 | 0 | 0 | 0 | 0 | 0 | 0 | 1 | 0 | 0 | 0 | 0 | 0 | 0 | 0 | 0 | 0 | 0 | 0 | 0 | 0 | 0 | 0 | 0 | 0
TS_DEC_COGEN_OIL | 0 | 0 | 0 | 0 | 0 | 0 | 0 | 0 | 0 | 0 | 0 | 0 | 0 | 0 | 1 | 0 | 0 | 0 | 0 | 0 | 0 | 0 | 0 | 0 | 0 | 0 | 0 | 0 | 0 | 0 | 0 | 0
TS_DEC_ADVCOGEN_GAS | 0 | 0 | 0 | 0 | 0 | 0 | 0 | 0 | 0 | 0 | 0 | 0 | 0 | 0 | 1 | 0 | 0 | 0 | 0 | 0 | 0 | 0 | 0 | 0 | 0 | 0 | 0 | 0 | 0 | 0 | 0 | 0
TS_DEC_ADVCOGEN_H2 | 0 | 0 | 0 | 0 | 0 | 0 | 0 | 0 | 0 | 0 | 0 | 0 | 0 | 0 | 1 | 0 | 0 | 0 | 0 | 0 | 0 | 0 | 0 | 0 | 0 | 0 | 0 | 0 | 0 | 0 | 0 | 0
TS_DEC_BOILER_GAS | 0 | 0 | 0 | 0 | 0 | 0 | 0 | 0 | 0 | 0 | 0 | 0 | 0 | 0 | 1 | 0 | 0 | 0 | 0 | 0 | 0 | 0 | 0 | 0 | 0 | 0 | 0 | 0 | 0 | 0 | 0 | 0
TS_DEC_BOILER_WOOD | 0 | 0 | 0 | 0 | 0 | 0 | 0 | 0 | 0 | 0 | 0 | 0 | 0 | 0 | 1 | 0 | 0 | 0 | 0 | 0 | 0 | 0 | 0 | 0 | 0 | 0 | 0 | 0 | 0 | 0 | 0 | 0
TS_DEC_BOILER_OIL | 0 | 0 | 0 | 0 | 0 | 0 | 0 | 0 | 0 | 0 | 0 | 0 | 0 | 0 | 1 | 0 | 0 | 0 | 0 | 0 | 0 | 0 | 0 | 0 | 0 | 0 | 0 | 0 | 0 | 0 | 0 | 0
TS_DHN_DAILY | 0 | 0 | 0 | 0 | 0 | 0 | 0 | 0 | 0 | 0 | 0 | 0 | 0 | 1 | 0 | 0 | 0 | 0 | 0 | 0 | 0 | 0 | 0 | 0 | 0 | 0 | 0 | 0 | 0 | 0 | 0 | 0
TS_DHN_SEASONAL | 0 | 0 | 0 | 0 | 0 | 0 | 0 | 0 | 0 | 0 | 0 | 0 | 0 | 1 | 0 | 0 | 0 | 0 | 0 | 0 | 0 | 0 | 0 | 0 | 0 | 0 | 0 | 0 | 0 | 0 | 0 | 0
SEASONAL_NG | 0 | 0 | 0 | 0 | 0.995 | 0 | 0 | 0 | 0 | 0 | 0 | 0 | 0 | 0 | 0 | 0 | 0 | 0 | 0 | 0 | 0 | 0 | 0 | 0 | 0 | 0 | 0 | 0 | 0 | 0 | 0 | 0
SEASONAL_H2 | 0 | 0 | 0 | 0 | 0 | 0 | 0 | 0 | 0 | 0 | 0.98 | 0 | 0 | 0 | 0 | 0 | 0 | 0 | 0 | 0 | 0 | 0 | 0 | 0 | 0 | 0 | 0 | 0 | 0 | 0 | 0 | 0
CO2_STORAGE | 0 | 0 | 0 | 0 | 0 | 0 | 0 | 0 | 0 | 0 | 0 | 0 | 0 | 0 | 0 | 0 | 0 | 0 | 0 | 0 | 0 | 0 | 0 | 0 | 0 | 0 | 0 | 0 | 0 | 1 | 0 | 0
SLF_STO | 0 | 0 | 0 | 0 | 0 | 0 | 0 | 0 | 0 | 0 | 0 | 1 | 0 | 0 | 0 | 0 | 0 | 0 | 0 | 0 | 0 | 0 | 0 | 0 | 0 | 0 | 0 | 0 | 0 | 0 | 0 | 0
PT_STORAGE | 0 | 0 | 0 | 0 | 0 | 0 | 0 | 0 | 0 | 0 | 0 | 0 | 0 | 0 | 0 | 0 | 0 | 0 | 0 | 0 | 0 | 0 | 0 | 0 | 0 | 0 | 0 | 0 | 0 | 0 | 1 | 0
ST_STORAGE | 0 | 0 | 0 | 0 | 0 | 0 | 0 | 0 | 0 | 0 | 0 | 0 | 0 | 0 | 0 | 0 | 0 | 0 | 0 | 0 | 0 | 0 | 0 | 0 | 0 | 0 | 0 | 0 | 0 | 0 | 0 | 1
TS_COLD | 0 | 0 | 0 | 0 | 0 | 0 | 0 | 0 | 0 | 0 | 0 | 0 | 0 | 0 | 0 | 1 | 0 | 0 | 0 | 0 | 0 | 0 | 0 | 0 | 0 | 0 | 0 | 0 | 0 | 0 | 0 | 0
TS_MOLTEN_SALT | 0 | 0 | 0 | 0 | 0 | 0 | 0 | 0 | 0 | 0 | 0 | 0 | 1 | 0 | 0 | 0 | 0 | 0 | 0 | 0 | 0 | 0 | 0 | 0 | 0 | 0 | 0 | 0 | 0 | 0 | 0 | 0
CAES | 0.825 | 0 | 0 | 0 | 0 | 0 | 0 | 0 | 0 | 0 | 0 | 0 | 0 | 0 | 0 | 0 | 0 | 0 | 0 | 0 | 0 | 0 | 0 | 0 | 0 | 0 | 0 | 0 | 0 | 0 | 0 | 0
param : | storage_charge_time | storage_discharge_time | storage_availability | storage_losses | :=
DAM_STORAGE | 1 | 1 | 1 | 0
PHS | 26.3421 | 26.3421 | 1 | 0
BATT_LI | 4 | 4 | 1 | 0.0002 |  |  | % In this propose version, we assume a very high share of connected vehicles (cfr paper). To be more realistic, we advise 20% of storage_availability_share
CAES | 6.84 | 4.1 | 1 | 0.0208 |  |  | % In this propose version, we assume a very high share of connected vehicles (cfr paper). To be more realistic, we advise 20% of storage_availability_share
BEV_BATT | 10 | 4 | 0.2 | 0.0002
PHEV_BATT | 10 | 4 | 0.2 | 0.0002
TS_DEC_DIRECT_ELEC | 4 | 4 | 1 | 0.00824
TS_DEC_HP_ELEC | 4 | 4 | 1 | 0.00824
TS_DEC_THHP_GAS | 4 | 4 | 1 | 0.00824
TS_DEC_COGEN_GAS | 4 | 4 | 1 | 0.00824
TS_DEC_COGEN_OIL | 4 | 4 | 1 | 0.00824
TS_DEC_ADVCOGEN_GAS | 4 | 4 | 1 | 0.00824
TS_DEC_ADVCOGEN_H2 | 4 | 4 | 1 | 0.00824
TS_DEC_BOILER_GAS | 4 | 4 | 1 | 0.00824
TS_DEC_BOILER_WOOD | 4 | 4 | 1 | 0.00824 |  |  | 2 is arbitrary choosen
TS_DEC_BOILER_OIL | 4 | 4 | 1 | 0.00824 |  |  | 168 is arbitrary choosen (in the data, they say that the storage is suitable for weekly to seasonal storage).
TS_DHN_DAILY | 60.3 | 60.3 | 1 | 0.00833
TS_DHN_SEASONAL | 150 | 150 | 1 | 6.06e-05
SEASONAL_NG | 2256 | 752 | 1 | 0
SEASONAL_H2 | 4 | 4 | 1 | 0
CO2_STORAGE | 1 | 1 | 1 | 0
SLF_STO | 1 | 1 | 1 | 0
PT_STORAGE | 1.33 | 1.33 | 1 | 0.000355
ST_STORAGE | 1.33 | 1.33 | 1 | 0.000355
TS_COLD | 4 | 4 | 1 | 0.00824
TS_HIGH_TEMP | 1.33 | 1.33 | 1 | 0.000355
;
Sources
PHES | 203 | hours of charge | Based on Swiss energy capacity and power installed
BATT_LI | 4 | hours of charge | Zakeri 2015 (Electrical energy storage systems: A comparative life cycle cost analysis) Table B1
BEV_BATT | 10 | hours of charge | Arbitrary, based on Stationnary BATT_LI
PHEV_BATT | 10 | hours of charge | Arbitrary, based on Stationnary BATT_LI
Others | No constrained | (even for DHN because not compatible)
PHES | 203 | hours of discharge | Based on Swiss energy capacity and power installed
BATT_LI | 4 | hours of discharge | Zakeri 2015 (Electrical energy storage systems: A comparative life cycle cost analysis) Table B1
BEV_BATT | 4 | hours of discharge | Arbitrary, based on Stationnary BATT_LI
PHEV_BATT | 4 | hours of discharge | Arbitrary, based on Stationnary BATT_LI
Others | No constrained | (even for DHN because not compatible)
BEV vehicle | 20% | <=> only this share is available for charge/discharge at a time | Arbitrary
Others | 100% | <=> no constrained on the availability
BATT_LI |  | Limpens 2018, table 1 + Zakeri 2015 (Electrical energy storage systems: A comparative life cycle cost analysis) Table B1
BEV_BATT |  | Arbitrary based on BATT_Li
PHEV_BATT |  | Arbitrary based on BATT_Li
TS_DEC_HP_ELEC |  | Adapted from PhD thesis (R. JAKOB) : "Urban Energy System Design from the Heat Perspective using mathematical Programming including thermal Storage". Post treatment done in excel sheet : "TS data.docx"
TS_DEC_DIRECT_ELEC
TS_DEC_THHP_GAS
TS_DEC_COGEN_GAS
TS_DEC_COGEN_OIL
TS_DEC_ADVCOGEN_GAS
TS_DEC_ADVCOGEN_H2
TS_DEC_BOILER_GAS
TS_DEC_BOILER_WOOD
TS_DEC_BOILER_OIL
TS_DHN_DAILY
TS_DHN_SEASONAL
Note on B60: ====== ID#AAAAGdnL9_k Gauthier Limpens (2020-04-29 12:37:16) Time required to charge a storage If 1 <=> can be recharge within 1h, or it is constrained by the power capacity
Note on B62: ====== ID#AAAAGdnL990 tc={A85EF78A-41F6-4D10-9B62-837163A5D2E8} (2020-04-29 12:37:15) [Commentaire à thread] Votre version d’Excel vous permet de lire ce commentaire à thread. Toutefois, les modifications qui y sont apportées seront supprimées si le fichier est ouvert dans une version plus récente d’Excel. En savoir plus : https://go.microsoft.com/fwlink/?linkid=870924 Commentaire : We used the same as discharge time since we do not know the input power capacity
Note on C60: ====== ID#AAAAGdnL998 Gauthier Limpens (2020-04-29 12:37:16) Time required to discharge a storage If 1, then can be recharge within 1 hour or is constrained by the power capacity